## User Notes (hidden)
Global Notes
Blue Cells | Direct User Inputs. The inputs at the time of A2 handoff are based on reasonable industry standards or targeted towards Ann Arbor's goals.
Green Cells | Calculations and formulas. These are values that may reference data from any sheet.
2.1% | Inflation Rate. This is the inflation rate that is used by all applicable tabs. Matched NewGen (MEU) Rate. Contemporary CPI trend: 2.5%
Operational Notes
SEU Participation Tab
- | SEU Participation tab sets the amount of PV/PVS and establishes the overnight capital cost.
- | SEU Participation tab does not establish how the SEU is funded. The financing mechanisms (debt, grant, PPA) need to be independently established on Debt Financing, Grant Financing.
- | SEU Partipation tab sets the TPO PPA rate and escalation rate (the rate the SEU pays a third-party)
- | For an SEU buyout of a TPO PPA, set the Term to match the year Debt enters a specific tranche. If the TPO PPA is for life of project set Term to ~25 years.
- | All assumptions and calculations for PV pricing, subscription sizes, and deployment rates are established on this tab.
Rev Generation Tab
- | Rev Generation Tab sets the SEU PPA rate for all PV and PVS subscribers
- | Parasitic Load represents the electricity consumption by PV/PVS products not self-produced by PV/PVS. This is mostly night losses for running equipment that is a customer cost. SEU does not presently compensate subscribers for minor electrical consumption. | -
- | The PVS PPA rate may be considered a PV rate + Capacity Rate. The complexity of total storage sizes for residential and commercial customers results in capacity payments calculated indirectly on Scenario Results tab.
- | All energy rates are equal for a full year. This means they are flat-rate and do not change for subscribers based on time of day. Rates are scheduled to change annually based on the escalation rate value.
- | The Reference REC value is listed in case the City were to explore monetizing RECs from large BTM portfolios, for example if the climate millage paid for these. (Reference calc: 10 MW x 1,195 MWh/MW-yr x $5/MWh (REC) = $59,750/yr)
- | Overhead costs not specifically assigned to a tranche are assumed to be distributed between all active tranches.
Enterprise Costs Tab
- | Every tranche has costs subdivided into three cost categories: (i) General & Administrative, (ii) Customer O&M, (iii) Distribution O&M
- | Every cost category was designed at handoff with four calculation methods, two mainly applied: (i) SEU owned, (ii) Third party owned PPA, (iii) Reference to NewGen method with DTE references, (iv) Ground up approach to be built with more A2 data.
- | If Debt is a financing mechanism the Debt Financing tab must be aligned with deployment years or else the Enterprise Costs projects an error as a quality check.
Project CAPEX Tab
- | Project CAPEX tab links to Balance Sheet, Income Statement, and Cash Flow Statement
- | User inputs on this tab include IRA rebate percentage of CAPEX, depreciation period, and salvage value.
Debt Financing Tab
- | Debt Financing tab links to Balance Sheet, Income Statement, and Cash Flow Statement
- | Input details of debt issuances, including face value and year issued
- | If not using debt in any tranche, ensure the value in Overnight Capital Costs is set to zero
- | Principal repayment amount is set to the greater of a fixed percent of loan repayment or a tax rebate to buydown loan.
Grant Financing Tab
- | Input the total amount of grant funding received and amounts for CAPEX and OPEX
- | Tab links to Project CAPEX and Enterprise Costs to apply grant funding to reduce CAPEX and OPEX spending
Rev Req & Reserve Fund
- | SEU Financing Guidance and Criteria: Is NPV positive? Is long term DSCR at a financeable level (~1.2x and above)?
- | A given year with a negative operating revenue can be feasible with a surplus in the operating reserve
- | An occasional negative operating reserve may be okay if the SEU can pursue common operational tools like a revolving loan. The amount of a negative threshold and its duration will require additional City input.
Scenario Results
- | The table is set up for tranche 1 opex costs only.
- | A reference method for calculting energy storage capacity payments is available that incorporates all costs for storage including capex, opex, and financing costs.
SEU pro forma designed by SunStore Energy and 5 Lakes Energy
Multiple cost increase rates are set higher than inflation, e.g. PPA rates in SEU tab, and energy rates in Rev Generation tab
How is the grant money being treated? Not seeing an impact on debt or reduction on capex. Grand withdrawl formula (CAPEX A18) is likely wrong.
Taxes are missing, they are set as an input but might need t set as a formula using an input multiplier
Is SEU designed as a feed in tariff only?
It should include the value of T&D savings for the utility
The SEU is designed as a VPP? - it might need to include software for monitoring and dispatch control in the implementation costs
Besides T&D savings, it should include the value of capacity, specially if storage is included
T&D deferral benefits?
Capacity benefits?
Environmental benefits?
Resilience benefits?

## Instructions
Intro
The objective of this worksheet is to identify key financial metrics to assess the viability of a municipal solar and solar-plus-storage program for Ann Arbor.
1) | Is the Sustainable Energy Utility (SEU) a financially viable option considering its financing options (Debt, PPA, Grant)?
| a) | Net present value of SEU > $0
| b) | Debt service coverage ratio > 1.25
2) | Will Ann Arbor citizens see savings/value by opting in to the SEU?
| a) | PV net savings > 0
| b) | PVS net savings + resiliency benefit > 0
Changes from previous SEU Proforma model
Strategen modified Ann Arbor's existing model to ease the user's understanding of the financial impacts of changes in the main inputs.
1) | New "Dashboard" tab that summarizes the main inputs and results.
2) | Color coded cells to ease use of dashboard and original calculation tabs.
3) | Reduced original model to one tranche only (tranches 2 and 3 in gray fonts to reduce model noise)
4) | Adjusted specific metrics and formulas to simplify / correct results
| a) | Revenue (accounted for in DSCR) should not include grants or ITC payments
| b) | Debt (accounted for in DSCR) should include the annualized payment of the debt, but not any incremental payment done to the principal of the debt in a given year.
| c) | PVS CapEx formula was modified to allow for customized configurations.
5) | Addition of Customer Benefit Analysis (CBA) for two residential and two commercial customers.
Assumptions
1) | Debt financing option assumes that a debt for the full program capex (minus any grant) should be incurred in the first year of the program (regardless of program uptake rate)
| a) | Under this option, the SEU owns all assets from the start and charges a cost-based rate (model calculated) + profit margin (input).
| b) | Debt interest rate is an input, but it is assumed that such rate will improve over time as the new SEU gets a more favorable credit rating. Improvement rate is set at 20% reduction after 10 years (input), allowing purchase of assets from PPA provider.
2) | PPA option assumes that contracted third-party can access the ITC and provide rates lower than incumbent utility (DTE). Such rates are a direct input and are not calculated in the spreadsheet.
| a) | Under this option, the SEU is an intermediary between contractor and customer, and can charge an additional administrative rate (input)
| b) | Assumes that SEU can buy assets from PPA contractor after 10 years of service at depreciated cost.
3) | Grant option can coexist with both Debt and PPA options, grant quantity is now an input.
4) | The useful life of PV and PVS systems is set at 25 years as an input, but capex and opex prices are specifically calculated for that value. Not recommended to change this input unless other price points are considered.
5) | The model assumes that the SEU will only provide and monetize energy benefits, so no capacity or grid services are included. Similarly, the cost of aggregating DER to enable such services is not considered.
Main Inputs & Sources
Prior and new input cells coexist in this spreadsheet. Cells for new inputs (yellow) are concentrated in the "dashboard" tab, while old inputs (blue) are spread across the model as originally designed.
New input space (user focus)
Original old input (can be changed)
Adjusted old input field, now linked to a new input cell in yellow (do not change)
Decision Variables
1) | SEU Participation
| a) | Funding method allows for Debt and PPA option.
| b) | Program size is a direct input, should be informed by market size in Ann Arbor
| c) | Resource mix and deployment schedule define the technologies to be deployed every year (same mix is repeated every year )
| d) | If PPA option is selected, user can input a PPA rate (to be informed by provider's quotes)
2) | Financing Inputs
| a) | Currently taken from assumptions provided by Ann Arbor
3) | System Configuration
| a) | Allows for customized sizing of residential and commercial PV and PVS systems
| b) | By request of client, includes a cost adder to account for potential upgrades regarding the use of grid forming inverters, value is to be defined using supplier quotes.
Cost Inputs
1) | Technology costs were obtained from NREL's 2023 and 2022 benchmark of PV and PVS systems, both for residential and commercial installations (see sources "Tech Costs" tab)
| a) | Residential representative system is in the range of 4-13 kW
| b) | Commercial representative system is in the range of 200-500 kW, and adjustor was used to allow for smaller facilities.
| c) | The CapEx cost of batteries was disaggregated in terms of power, energy and siting, to allow for customized PVS configurations
2) | Program Costs
| a) | These costs are the result of an interview with HI's solar loan program representatives, and a desk-research on USA costs for similar programs.
| b) | Cost categories include i) Program design and startup costs, ii) Ongoing personnel and system costs, iii) outreach and incentive costs to acquire participants.
Customer Benefit Analysis
1) | Uses electricity demand profiles sourced from NREL for single-family residential, multifamily building and school building.
2) | As the baseline for comparison, the model uses applicable DTE rates for each modeled customer.
3) | The analysis is performed for every year, the year can be selected in the Dashboard tab.
Results
Prior and new results cells coexist in this spreadsheet. Cells for new/important results (darker green) are concentrated in the "dashboard" tab, while intermediary results (light green) are spread across the model as originally designed.
New/important result (user focus, do not change)
Old / intermediary result (do not change)
Rate Calculation
1) | Calculates the cost-based rate that should be charged to customers by year and technology, considering the financing method.
Customer Benefit Analysis
1) | Presents main results from customer analysis for the four customer samples: i) savings from PV adoption, ii)savings from PVS adoption.
DSCR Calculation
1) | Calculates the DSCR under different financing scenarios. Includes changes to DSCR formula.
Key Considerations
1) | Solar sizing for each facility is critical to improve customer benefits.
2) | Solar yield is lower than in other locations across the country, and incumbent utility tariffs are not especially favorable for solar & storage.
3) | Attention is needed in PPA rate inputs as they currently seem low and should be informed by local quotes.

## Dashboard
General notes
Original model allows for three tranches of new resources, this summary assumes only one tranche is used
Color code
Inputs
Direct User Inputs. The inputs at the time of A2 handoff are based on reasonable industry standards or targeted towards Ann Arbor's goals.
Adjusted input field (now linked to yellow cell input in dashboard)
Calculations and formulas. These are values that may reference data from any sheet.
Main Results
Decision Variables
| SEU Participation |  | Debt | PPA
| Debt | Funding method |  |  | Deployment schedule (% of capacity) |  |  |  | Rate if PPA ($/kWh)
| 50 | DER total system size (MWdc) |  | 2024 | 0% |  |  |  | 0.15 | PV Residential | [6 empty] | MW | Overnight Capital Cost | #households
| Resource mix |  |  | 2025 | 0% |  |  |  | 0.23 | PVS Residential | [6 empty] | 20 | 71486.7697 | 2500
| 25% | Residential Solar only (PV) |  | 2026 | 100% |  |  |  | 0.08 | PV Com | [6 empty] | 50 | 178716.9244 | 6250
| 25% | Residential Solar + Storage (PVS) |  | 2027 | 0% |  |  |  | 0.14 | PVS Com | [6 empty] | 100 | 156649.6435 | 12500
| 25% | Commercial Solar only |  | 2028 | 0% |  |  |  | 1.5% | Escalation (%) | [6 empty] | 150 | 536150.7731 | 18750
| 25% | Comercial PVS |  | 2029 | 0% |  |  |  | 10 | PPA Term (years) - 25 years (life of asset unles buyout is agreed)
| ok | *capacity limit |  | 2030 | 0% |  |  |  | 10% | PPA Cost Adder (%)
[5 empty] | * deploys same resource mix every year |  |  |  | * PPA option assumes 30% ITC
Financing Inputs
| 4% | Interest Rate (nominal) | [6 empty] | 2028
| -25% | Interest Rate Improvement by end of PPA | [7 empty] | PV Rate | Storage cost | Customer benefits |  |  | Energy savings | Resiliency Savings
| 25 | Loan Term | [6 empty] | Resi | 0.17034 | 209.665 | 79.7178 |  |  | 233.6911 | -153.9734
| 30% | Incentive Tax Credit |  |  | 2.1% | Average inflation rate starting 2023 |  |  | Comercial | 0.12901 | 128.0059 | 2544.5088 |  |  | 2073.9911 | 470.5177
30% | 46994.893 | Grant (Received in year of loan - Just ITC) |  |  | 6% | 2022-2023 Inflation | [5 empty] | *enhanced resi and multifamily commercial
| 2026 | Deployment year |  |  | 14% | 2021-2023 inflation | [7 empty] | 233.6911
| 2026 | Loan year
| 156649.6435 | Total Capital Need before ITC ('000)
System configuration
| Residential System (4-12 kWdc systems) |  |  |  | Commercial System (X kWdc systems)
| 8 | PV System (kW) |  |  | 50 | PV System (kW)
| 8 | PVS Solar size (kW) |  |  | 50 | PVS Solar size (kW)
| 5 | PVS Battery size (kW) |  |  | 30 | PVS Battery size (kW)
| 2.5 | PVS Battery duration (hr) |  |  | 4 | PVS Battery duration (hr)
| FALSE | Grid forming inverter? |  |  | FALSE | Grid forming inverter?
Cost Inputs | TRUE | FALSE
Technology Costs
| CapEx residential systems (2022$) |  |  |  | CapEx commercial systems (2021$)
| 2682 | PV CapEx ($/kWdc) [applicable 4-16 kWdc systems] |  |  | 1940 | PV CapEx ($/kWdc) [applicable 4-16 kWdc systems]
| 4702 | PVS CapEx ($/kWdc) [2.5 hr ES] |  |  | 2874 | PVS CapEx ($/kWdc) [2.5 hr ES]
| -2% | Technology cost decline rate |  |  | -2% | Technology cost decline rate |  |  |  | Review if disposal costs are included!
| 20% | ES incr cost for grid forming inverter |  |  | 20% | ES incr cost for grid forming inverter
| Disaggregated CapEx (2023$) |  |  |  | Disaggregated CapEx (2023$)
22743.36 | 2842.92 | Benchmark PV Price ($/kW) |  |  | 2211.6 | Benchmark PV Price ($/kW)
| 514.16 | Benchmark ES energy Price ($/kWh) |  |  | 165.0378 | Benchmark ES energy Price ($/kWh)
| 625.1283 | Benchmark ES power Price ($/kW) |  |  | 631.7576 | Benchmark ES power Price ($/kW)
| 7576.9582 | Benchmark ES base Price ($/battery) |  |  | 14480.736 | Benchmark ES base Price ($/battery)
39872.96 | 4984.12 | PVS Price ($/kW) |  |  | 3276.36 | PVS Price ($/kW)
Operation and Maintenance (O&M) costs ($/kW-yr) - 2023$
|  |  | Residential systems' OpEx |  |  |  |  | Commercial systems' OpEx | [5 empty] | Residential systems' OpEx |  | Commercial systems' OpEx
|  |  | SEU PV | SEU PVS | PPA PV | PPA PVS |  | SEU PV | SEU PVS | PPA PV | PPA PVS |  |  | SEU PV | SEU PVS | SEU PV | SEU PVS
|  | Operations Management | 3.18 | 3.18 | 0 | 0 |  | 3.4884 | 4.104 | 0 | 0 |  | Operations management | 3.18 | 3.18 | 3.4884 | 4.104
|  | Insurance, asset management, and security | 12.72 | 23.32 | 0 | 0 |  | 5.13 | 5.13 | 0 | 0 |  | Insurance, asset management and security | 12.72 | 23.32 | 5.13 | 5.13
|  | Property Tax | 2.12 | 2.12 | 0 | 0 |  | 1.71 | 1.71 | 0 | 0 |  | Property tax | 2.12 | 2.12 | 1.71 | 1.71
|  | Equipment Replacement | 8.8616 | 34.98 | 0 | 0 |  | 5.13 | 33.2652 | 0 | 0 |  | Equipment replacement | 8.8616 | 34.98 | 5.13 | 33.2652
|  | System Inspection and Monitoring | 3.18 | 3.18 | 0 | 0 |  | 3.42 | 3.42 | 0 | 0 |  | System inspection and monitoring | 3.18 | 3.18 | 3.42 | 3.42
|  | Module Cleaning, vegetation, and pest Mgmt | 2.12 | 2.12 | 0 | 0 |  | 2.85 | 2.85 | 0 | 0 |  | Module cleaning and vegetation management | 2.12 | 2.12 | 2.85 | 2.85
|  | Total | 32.1816 | 68.9 | 0 | 0 |  | 21.7284 | 50.4792 | 0 | 0 |  | Total | 32.1816 | 68.9 | 21.7284 | 50.4792
| 25 | Asset Life
Program Costs
Sources:
| 200000 | Program design costs ($) | [5 empty] | https://liftoff.energy.gov/wp-content/uploads/2023/09/20230911-Pathways-to-Commercial-Liftoff-Virtual-Power-Plants_update.pdf | page 66
| 200000 | system startup costs ($) | [5 empty] | https://www.brattle.com/wp-content/uploads/2023/04/Real-Reliability-The-Value-of-Virtual-Power-Technical-Appendix_5.3.2023.pdf | page 12 | https://www.brattle.com/insights-events/publications/real-reliability-the-value-of-virtual-power/
| 0 | IT yearly costs ($/year) |  | municipal service charge |  |  |  | https://cpowerenergy.com/who-we-are/newsandhappenings/cpower-applauds-dte-energy-for-including-innovative-demand-response-procurement-mechanisms-in-integrated-resource-plan/ |  | DTE IRP includes space for VPP providers
| 300000 | Personel costs ($/year)
| 50 | Participant Acquisition costs ($/participant)
| 0 | Incentives ($/participant)
| 400000 | Program Startup Cost ($)
| 300000 | Annual Admin Cost ($/year)
| 50 | Total acquisition cost ($/participant)
*2024$ costs, increase at inflation rate
Results
Rate Calculation
| 2026 | Deployment year |  |  |  | 2024 | 2025 | 2026 | 2027 | 2028 | 2029 | 2030 | 2031 | 2032 | 2033 | 2034 | 2035 | 2036 | 2037 | 2038 | 2039 | 2040 | 2041 | 2042 | 2043 | 2044 | 2045 | 2046 | 2047 | 2048 | 2049 | 2050 | 2051 | 1 |  | 2026 | 2030 | 2035 | 2040 | 2045 | 2050 |  | 2026 | 2030 | 2035 | 2040 | 2045 | 2050
| 2026 | Buyout year if PPA |  |  | Residential rates | [28 empty] | 2 | Residential rates | [6 empty] | Residential rates
| ('000) |  |  |  | PV only rate ($/kWh) | 0 | 0 | 0.16714 | 0.16873 | 0.17034 | 0.17198 | 0.17365 | 0.17535 | 0.17708 | 0.17884 | 0.18063 | 0.18246 | 0.18432 | 0.18621 | 0.18813 | 0.1901 | 0.19209 | 0.19413 | 0.1962 | 0.19832 | 0.20047 | 0.20266 | 0.2049 | 0.20718 | 0.2095 | 0.21187 | 0.21428 | 0 | 3 | PV only rate ($/kWh) | 0.16714 | 0.17365 | 0.18246 | 0.19209 | 0.20266 | 0.21428 | PV only rate ($/kWh) | 0.16714 | 0.17365 | 0.18246 | 0.19209 | 0.20266 | 0.21428
| 110273.3936 | Year 1 Capex |  |  | PVS only rate ($/kWh) | 0 | 0 | 0.30461 | 0.30763 | 0.3107 | 0.31383 | 0.31702 | 0.32026 | 0.32357 | 0.32693 | 0.33036 | 0.33385 | 0.3374 | 0.34103 | 0.34472 | 0.34848 | 0.35231 | 0.35622 | 0.3602 | 0.36426 | 0.3684 | 0.37262 | 0.37693 | 0.38131 | 0.38579 | 0.39036 | 0.39501 | 0 | 4 | PVS only rate ($/kWh) | 0.30461 | 0.31702 | 0.33385 | 0.35231 | 0.37262 | 0.39501 | PVS only rate ($/kWh) | 0.30461 | 0.31702 | 0.33385 | 0.35231 | 0.37262 | 0.39501
| 23567.3294 | Year 1 Capex (PV Only) |  |  | $/kW-yr storage | 0 | 0 | 207.0112 | 208.3243 | 209.665 | 211.0338 | 212.4314 | 213.8584 | 215.3153 | 216.8027 | 218.3215 | 219.8721 | 221.4553 | 223.0717 | 224.7221 | 226.4071 | 228.1276 | 229.8841 | 231.6775 | 233.5086 | 235.3782 | 237.287 | 239.2359 | 241.2257 | 243.2573 | 245.3316 | 247.4495 | 0 | 5 | $/kW-yr storage | 17.2509 | 17.7026 | 18.3227 | 19.0106 | 19.7739 | 20.6208 | $/kW-yr storage | 17.2509 | 17.7026 | 18.3227 | 19.0106 | 19.7739 | 20.6208
| 86706.0641 | Year 1 Capex (PVS Only) |  |  | Commercial Rates | [28 empty] | 6 | Commercial Rates | [6 empty] | Commercial Rates
[5 empty] | PV only rate ($/kWh) | 0 | 0 | 0.1269 | 0.12794 | 0.12901 | 0.13008 | 0.13118 | 0.13229 | 0.13342 | 0.13457 | 0.13573 | 0.13691 | 0.13812 | 0.13934 | 0.14058 | 0.14184 | 0.14313 | 0.14443 | 0.14576 | 0.14711 | 0.14848 | 0.14987 | 0.15129 | 0.15274 | 0.15421 | 0.1557 | 0.15722 | 0 | 7 | PV only rate ($/kWh) | 0.1269 | 0.13118 | 0.13691 | 0.14313 | 0.14987 | 0.15722 | PV only rate ($/kWh) | 0.1269 | 0.13118 | 0.13691 | 0.14313 | 0.14987 | 0.15722
| 25% | Rate Adder (ROI) |  |  | PVS only rate ($/kWh) | 0 | 0 | 0.20592 | 0.20794 | 0.21 | 0.21209 | 0.21423 | 0.2164 | 0.21861 | 0.22086 | 0.22315 | 0.22548 | 0.22786 | 0.23028 | 0.23275 | 0.23527 | 0.23783 | 0.24044 | 0.2431 | 0.24581 | 0.24858 | 0.2514 | 0.25427 | 0.2572 | 0.26019 | 0.26324 | 0.26635 | 0 | 8 | PVS only rate ($/kWh) | 0.20592 | 0.21423 | 0.22548 | 0.23783 | 0.2514 | 0.26635 | PVS only rate ($/kWh) | 0.20592 | 0.21423 | 0.22548 | 0.23783 | 0.2514 | 0.26635
| 1 | Adjust for ITC 0-1 |  |  | $/kW-yr storage | 0 | 0 | 125.8414 | 126.9124 | 128.0059 | 129.1224 | 130.2623 | 131.4261 | 132.6144 | 133.8277 | 135.0664 | 136.3311 | 137.6224 | 138.9409 | 140.287 | 141.6613 | 143.0646 | 144.4973 | 145.9601 | 147.4536 | 148.9784 | 150.5353 | 152.1249 | 153.7479 | 155.4049 | 157.0968 | 158.8242 | 0 | 9 | $/kW-yr storage | 10.4868 | 10.8552 | 11.3609 | 11.922 | 12.5446 | 13.2353 | $/kW-yr storage | 10.4868 | 10.8552 | 11.3609 | 11.922 | 12.5446 | 13.2353
Customer Analysis
[11 empty] | PV savings ($/year) |  | Resiliency Savings ($/year)
| 2028 | Analysis year |  |  |  | 2028: Residential Standard TOU; 2029: 54.3838; 2030: 1.398%; 2031: -316.5837
| Residential analysis |  |  |  |  | 2024: Commercial analysis; 2028: Residential Enhanced TOU; 2029: 233.6911; 2030: 6.191%; 2031: -153.9734
| Standard TOU | Enhanced TOU |  |  |  | 2024: Multifamily; 2025: School; 2028: Commercial Multifamily; 2029: 2073.9911; 2030: 3.297%; 2031: 470.5177
| 54.3838 | 233.6911 | PV savings ($/year) |  |  | 2024: 2073.9911; 2025: 1938.7718; 2026: 0; 2028: Commercial School; 2029: 1938.7718; 2030: 1.262%; 2031: 308.29
| -316.5837 | -153.9734 | Resiliency Savings ($/year) |  |  | 2024: 470.5177; 2025: 308.29; 2026: 0
DSCR Calculation
[6 empty] | 2024 | 2025 | 2026 | 2027 | 2028 | 2029 | 2030 | 2031 | 2032 | 2033 | 2034 | 2035 | 2036 | 2037 | 2038 | 2039 | 2040 | 2041 | 2042 | 2043 | 2044 | 2045 | 2046 | 2047 | 2048 | 2049 | 2050
[5 empty] | Capital Needs | 0 | 0 | 156649.6435 | 0 | 0 | 0 | 0 | 0 | 0 | 0 | 0 | 0 | 0 | 0 | 0 | 0 | 0 | 0 | 0 | 0 | 0 | 0 | 0 | 0 | 0 | 0 | 0
[5 empty] | Revenue | 0 | 0 | 11437.2854 | 11488.5835 | 11540.9588 | 11594.434 | 11649.0322 | 11704.7769 | 11761.6923 | 11819.8029 | 11879.1338 | 11939.7107 | 12001.5597 | 12064.7075 | 12129.1815 | 12195.0094 | 12262.2196 | 12330.8413 | 12400.904 | 12472.4381 | 12545.4744 | 12620.0444 | 12696.1804 | 12773.9153 | 12853.2826 | 12934.3166 | 13017.0523
[5 empty] | OpEx | 0 | 0 | 2613.7649 | 2665.063 | 2717.4383 | 2770.9135 | 2825.5117 | 2881.2565 | 2938.1718 | 2996.2825 | 3055.6134 | 3116.1903 | 3178.0393 | 3241.1871 | 3305.661 | 3371.4889 | 3438.6992 | 3507.3208 | 3577.3836 | 3648.9176 | 3721.9539 | 3796.5239 | 3872.6599 | 3950.3948 | 4029.7621 | 4110.7961 | 4193.5318
[5 empty] | Net Revenue | 0 | 0 | 8823.5205 | 8823.5205 | 8823.5205 | 8823.5205 | 8823.5205 | 8823.5205 | 8823.5205 | 8823.5205 | 8823.5205 | 8823.5205 | 8823.5205 | 8823.5205 | 8823.5205 | 8823.5205 | 8823.5205 | 8823.5205 | 8823.5205 | 8823.5205 | 8823.5205 | 8823.5205 | 8823.5205 | 8823.5205 | 8823.5205 | 8823.5205 | 8823.5205
[5 empty] | Reserve | 2026: 8823.5205; 2027: 17647.0409; 2028: 26470.5614; 2029: 35294.0818; 2030: 44117.6023; 2031: 52941.1227; 2032: 61764.6432; 2033: 70588.1637; 2034: 79411.6841; 2035: 88235.2046
[5 empty] | ITC Credit |  |  | 0 | 46994.893 | 0 | 0 | 0 | 0 | 0 | 0 | 0 | 0 | 0 | 0 | 0 | 0 | 0 | 0 | 0 | 0 | 0 | 0 | 0 | 0 | 0 | 0 | 0
|  |  | Grant | ITC to repay loan? | Avge DSCR | 0 | 0 | 1 | 2 | 3 | 4 | 5 | 6 | 7 | 8 | 9 | 10 | 11 | 12 | 13 | 14 | 15 | 16 | 17 | 18 | 19 | 20 | 21 | 22 | 23 | 24 | 25
|  |  | No Grant | No | 0.87994 | 0 | 0 | 0.87994 | 0.87994 | 0.87994 | 0.87994 | 0.87994 | 0.87994 | 0.87994 | 0.87994 | 0.87994 | 0.87994 | 0.87994 | 0.87994 | 0.87994 | 0.87994 | 0.87994 | 0.87994 | 0.87994 | 0.87994 | 0.87994 | 0.87994 | 0.87994 | 0.87994 | 0.87994 | 0.87994 | 0.87994
|  |  | Grant | No | 1.2571 | 0 | 0 | 1.2571 | 1.2571 | 1.2571 | 1.2571 | 1.2571 | 1.2571 | 1.2571 | 1.2571 | 1.2571 | 1.2571 | 1.2571 | 1.2571 | 1.2571 | 1.2571 | 1.2571 | 1.2571 | 1.2571 | 1.2571 | 1.2571 | 1.2571 | 1.2571 | 1.2571 | 1.2571 | 1.2571 | 1.2571
|  |  | No Grant | Yes | 1.242 | 0 | 0 | 0.87994 | 1.2571 | 1.2571 | 1.2571 | 1.2571 | 1.2571 | 1.2571 | 1.2571 | 1.2571 | 1.2571 | 1.2571 | 1.2571 | 1.2571 | 1.2571 | 1.2571 | 1.2571 | 1.2571 | 1.2571 | 1.2571 | 1.2571 | 1.2571 | 1.2571 | 1.2571 | 1.2571 | 1.2571
|  |  | Grant | Yes | 2.1621 | 0 | 0 | 1.2571 | 2.1998 | 2.1998 | 2.1998 | 2.1998 | 2.1998 | 2.1998 | 2.1998 | 2.1998 | 2.1998 | 2.1998 | 2.1998 | 2.1998 | 2.1998 | 2.1998 | 2.1998 | 2.1998 | 2.1998 | 2.1998 | 2.1998 | 2.1998 | 2.1998 | 2.1998 | 2.1998 | 2.1998
|  |  | 3% | Alternative Loan Rate
|  |  | Grant | ITC to repay loan? | Avge DSCR | 0: 0; 0: 0
|  |  | No Grant | No | 0.98082 | 0 | 0 | 0.98082 | 0.98082 | 0.98082 | 0.98082 | 0.98082 | 0.98082 | 0.98082 | 0.98082 | 0.98082 | 0.98082 | 0.98082 | 0.98082 | 0.98082 | 0.98082 | 0.98082 | 0.98082 | 0.98082 | 0.98082 | 0.98082 | 0.98082 | 0.98082 | 0.98082 | 0.98082 | 0.98082 | 0.98082
|  |  | Grant | No | 1.4012 | 0 | 0 | 1.4012 | 1.4012 | 1.4012 | 1.4012 | 1.4012 | 1.4012 | 1.4012 | 1.4012 | 1.4012 | 1.4012 | 1.4012 | 1.4012 | 1.4012 | 1.4012 | 1.4012 | 1.4012 | 1.4012 | 1.4012 | 1.4012 | 1.4012 | 1.4012 | 1.4012 | 1.4012 | 1.4012 | 1.4012
|  |  | No Grant | Yes | 1.3844 | 0 | 0 | 0.98082 | 1.4012 | 1.4012 | 1.4012 | 1.4012 | 1.4012 | 1.4012 | 1.4012 | 1.4012 | 1.4012 | 1.4012 | 1.4012 | 1.4012 | 1.4012 | 1.4012 | 1.4012 | 1.4012 | 1.4012 | 1.4012 | 1.4012 | 1.4012 | 1.4012 | 1.4012 | 1.4012 | 1.4012
|  |  | Grant | Yes | 2.41 | 0 | 0 | 1.4012 | 2.4521 | 2.4521 | 2.4521 | 2.4521 | 2.4521 | 2.4521 | 2.4521 | 2.4521 | 2.4521 | 2.4521 | 2.4521 | 2.4521 | 2.4521 | 2.4521 | 2.4521 | 2.4521 | 2.4521 | 2.4521 | 2.4521 | 2.4521 | 2.4521 | 2.4521 | 2.4521 | 2.4521
|  |  | 110273.3936 | Debt | PPA
25
50
100
200
400
Input and formulas detail, do not delete
SEU Participation Tab
| - | SEU Participation tab sets the amount of PV/PVS and establishes the overnight capital cost.
| - | SEU Participation tab does not establish how the SEU is funded. The financing mechanisms (debt, grant, PPA) need to be independently established on Debt Financing, Grant Financing.
| - | SEU Partipation tab sets the TPO PPA rate and escalation rate (the rate the SEU pays a third-party)
| - | For an SEU buyout of a TPO PPA, set the Term to match the year Debt enters a specific tranche. If the TPO PPA is for life of project set Term to ~25 years.
| - | All assumptions and calculations for PV pricing, subscription sizes, and deployment rates are established on this tab.
| 50 | Tranche 1 funded DER (MW-dc) |  |  |  | 0: Deployment schedule
[6 empty] | year | Capacity % | Portfolio Price (by year) | PV Only | Portfolio | PV Only
|  | Portfolio mix |  |  |  | 0: 2024; 0: 0%; 1: 0; 2: 0; 3: 0; 4: 0; 5: 0
|  | % | MW limit |  |  | 0: 2025; 0: 0%; 1: 0; 2: 0; 3: 0; 4: 0; 5: 1
| Res PV | 25% | ok |  |  | 0: 2026; 0: 100%; 1: 156649.6435; 2: 33446.6695; 3: 156649.6435; 4: 33446.6695; 5: 2
| RES PVS | 25% | ok |  |  | 0: 2027; 0: 0%; 1: 0; 2: 0; 3: 0; 4: 0; 5: 3
| Com PV | 25% | ok |  |  | 0: 2028; 0: 0%; 1: 0; 2: 0; 3: 0; 4: 0; 5: 4
| Com PVS | 25% | ok |  |  | 0: 2029; 0: 0%; 1: 0; 2: 0; 3: 0; 4: 0; 5: 5
| Com PV Canopy |  | ok |  |  | 0: 2030; 0: 0%; 1: 0; 2: 0; 3: 0; 4: 0; 5: 6
* deploys same mix every time
PV Only
| Average suscriber installation size |  |  |  |  | 0: Deployment year; 0: 2026; 1: 2026
|  | Residential PV |  |  |  | 0: Total Debt; 0: 156649.6435; 1: 33446.6695
|  | Subscriber PV DC Power (kWdc) | 8 | 5 |  | 0: Issuance year NPV Debt; 0: 139260.9627; 1: 29733.9674
Residential PVS
|  | Subscriber PV DC Power (kW) | 8 | 5 |  | 0: same here - can we delete these - we only need the deployment numbers
|  | Subscriber Storage Power (kW) | 5
|  | Subscriber Storage Power (kWh) | 12.5 | 13.5
|  | Solar DC-AC ratio | 1.23
| - | Energy yield of every tech is an input in this tab (AJ54:AJ64)
| - | Energy storage configuration, size and duration is also an input but the spreadsheet might not be able to accommodate changes
Rev Generation Tab
| - | Rev Generation Tab sets the SEU PPA rate for all PV and PVS subscribers
| - | Parasitic Load represents the electricity consumption by PV/PVS products not self-produced by PV/PVS. This is mostly night losses for running equipment that is a customer cost. SEU does not presently compensate subscribers for minor electrical consumption.
| - | The PVS PPA rate may be considered a PV rate + Capacity Rate. The complexity of total storage sizes for residential and commercial customers results in capacity payments calculated indirectly on Scenario Results tab.
| - | All energy rates are equal for a full year. This means they are flat-rate and do not change for subscribers based on time of day. Rates are scheduled to change annually based on the escalation rate value.
| - | The Reference REC value is listed in case the City were to explore monetizing RECs from large BTM portfolios, for example if the climate millage paid for these. (Reference calc: 10 MW x 1,195 MWh/MW-yr x $5/MWh (REC) = $59,750/yr)
| - | Overhead costs not specifically assigned to a tranche are assumed to be distributed between all active tranches.
| SEU Rate Structures | SEU Rate - 2024 |  | Escalation rate
| Resi PV | 0.125 |  | 2.5%
| Resi PV Parasitic | 0.16
| Resi PVS | 0.24
| Revi PVS Parasitic | 0.16
| Com PV Rooftop* | 0.09
| Com PV Rooftop Parasitic | 0.08
| Com PVS Rooftop | 0.15
| Com PVS Rooftop Parasitic | 0.08
| Com PV Canopy | 0.09
| Com PV Canopy Parasitic | 0.08
| Reference REC rate | 0.005
Enterprise Costs Tab
| - | Every tranche has costs subdivided into three cost categories: (i) General & Administrative, (ii) Customer O&M, (iii) Distribution O&M
| - | Every cost category was designed at handoff with four calculation methods, two mainly applied: (i) SEU owned, (ii) Third party owned PPA, (iii) Reference to NewGen method with DTE references, (iv) Ground up approach to be built with more A2 data.
| - | If Debt is a financing mechanism the Debt Financing tab must be aligned with deployment years or else the Enterprise Costs projects an error as a quality check.
Startup Costs
|  | 2024 | 2025 | 2026
| Regulatory, Professional Services | 0 | 0 | 0
| Equipment/Systems/WC | 0 | 0 | 0
*All Values in ($'000s)
*option to add three invstment years here, can add more in tab
| O&M Categories | Res PV | Res PVS | Com PV | Com PVS
| ($/kW-yr) | Baseline | Baseline | Baseline | Baseline
| Operations Management | 3 | 3 | 3.06 | 3.6
| Insurance, asset management, and security | 12 | 22 | 4.5 | 4.5
| Property Tax | 2 | 2 | 1.5 | 1.5
| Equipment Replacement | 8.36 | 33 | 4.5 | 29.18
| System Inspection and Monitoring | 3 | 3 | 3 | 3
| Module Cleaning, vegetation, and pest Mgmt | 2 | 2 | 2.5 | 2.5
| Total | 30.36 | 65 | 19.06 | 44.28
|  | NREL Benchmarks 2023 |  | NREL Benchmarks 2022
| Operations Management | 3 | 3 | 3.06 | 3.6 | 0: asset management
| Insurance, asset management, and security | 12 | 22 | 4.5 | 4.5 | 0: insurance
| Property Tax | 2 | 2 | 1.5 | 1.5 | 0: property tax
| Equipment Replacement | 8.36 | 8 | 4.5 | 4.5 | 0: new inverters, modules, BOS
| System Inspection and Monitoring | 3 | 3 | 3 | 3 | 0: inspection
| Module Cleaning, vegetation, and pest Mgmt | 2 | 2 | 2.5 | 2.5 | 0: cleaning
| Storage O&M |  | 25 | 0 | 24.68 | 0: ESS
| Total | 30.36 | 65 | 19.06 | 44.28
* From NREL 2022 and 2023 PV and PVS cost benchmarks
Project CAPEX Tab
| - | Project CAPEX tab links to Balance Sheet, Income Statement, and Cash Flow Statement
| - | User inputs on this tab include IRA rebate percentage of CAPEX, depreciation period, and salvage value.
| Salvage Value (% of original cost) | 2%
| Depreciation Period (years) | 25
| Schedule (year fo change) | 2024 | 2034 | 2035
| IRA Rebate [6-70%] | 30% | 26% | 22%
Debt Financing Tab
| - | Debt Financing tab links to Balance Sheet, Income Statement, and Cash Flow Statement
| - | Input details of debt issuances, including face value and year issued
| - | If not using debt in any tranche, ensure the value in Overnight Capital Costs is set to zero
| - | Principal repayment amount is set to the greater of a fixed percent of loan repayment or a tax rebate to buydown loan.
| Type (e.g. Revenue Bond, General Obligation, Loan) | Revenue Bond
| Term (years)* | 25 |  |  | Schedule (year fo change) | 0: 2024; 0: 2034; 1: 2044
| Rate | 4% |  |  | Principal Repayment Amount | bar: 0 to 1
| Year Issued (2024 is Year 1) | 3
| Principal Repayment Start (Years after Year Issued) | 0
Principal Payment %**
| Overnight Capital Cost | 156649.6435
| Debt Prefunded Operating Reserve | 0
| Total First Debt | 156649.6435
Grant Financing Tab
| - | Input the total amount of grant funding received and amounts for CAPEX and OPEX
| - | Tab links to Project CAPEX and Enterprise Costs to apply grant funding to reduce CAPEX and OPEX spending
| Tranche for Grant Funding? (set to zero if no grant received) | 1
| Grant Funding | 0 |  | 44000
| For CAPEX | 0 |  | 13800
| Matching Funds | 0 |  | 30000
| For CAPEX | 0 |  | 13800
| Grant CAPEX Fund starting value | 0 |  | 5.9684e-15
| CAPEX Fund interest rate | 3% |  | 0.03
| Grant OPEX Fund starting value | 0 |  | 1.6002e-14
| Enterprise OPEX Fund Interest rate | 3% |  | 0.03
| Grant start year | 1 |  | 2025
Balance Sheet
| - | Timeseries detailling annual assets, liabilites and equity
| - | Inputs include net inventories and other long-term assets (assets), and accured interest and finance lease (liabilities).
Income Statement
| - | Timeseries detailing annual revenues, operating expenses, earnings and net income.
| - | Inputs include additional revnues, expenses and taxes.
| - | Preset scenario assumes $1,000,000 of additional revenue (funding) in year 2024 (B7)
|  | 2024 | 2030
| Other revenue (e.g. City startup funding) | 0
($000)
| Taxes | 0% | No formula in current model, I coded it as % over net income
Cash Flow Statement
| - | Timeseries detaling cash flow from operating, investment, and financing activites
| - | Allow inputs for additional investemnts and other financing
Rev Req & Reserve Fund
| - | SEU Financing Guidance and Criteria: Is NPV positive? Is long term DSCR at a financeable level (~1.2x and above)?
| - | A given year with a negative operating revenue can be feasible with a surplus in the operating reserve
| - | An occasional negative operating reserve may be okay if the SEU can pursue common operational tools like a revolving loan. The amount of a negative threshold and its duration will require additional City input.
Note on B74: [Threaded comment] Your version of Excel allows you to read this threaded comment; however, any edits to it will get removed if the file is opened in a newer version of Excel. Learn more: https://go.microsoft.com/fwlink/?linkid=870924 Comment: Assumes 3 FTEs for 50 MW program
Note on C20: [Threaded comment] Your version of Excel allows you to read this threaded comment; however, any edits to it will get removed if the file is opened in a newer version of Excel. Learn more: https://go.microsoft.com/fwlink/?linkid=870924 Comment: (Maximum 159 MW-dc between Residential PV and Residential PVS) (Maximum 305 MW-dc between Com PV and Com PVS)
Note on C254: [Threaded comment] Your version of Excel allows you to read this threaded comment; however, any edits to it will get removed if the file is opened in a newer version of Excel. Learn more: https://go.microsoft.com/fwlink/?linkid=870924 Comment: Set as input but has no impact
Note on D158: [Threaded comment] Your version of Excel allows you to read this threaded comment; however, any edits to it will get removed if the file is opened in a newer version of Excel. Learn more: https://go.microsoft.com/fwlink/?linkid=870924 Comment: (Maximum 159 MW-dc between Residential PV and Residential PVS) (Maximum 305 MW-dc between Com PV and Com PVS)
Note on E189: [Threaded comment] Your version of Excel allows you to read this threaded comment; however, any edits to it will get removed if the file is opened in a newer version of Excel. Learn more: https://go.microsoft.com/fwlink/?linkid=870924 Comment: Why is this larger than inflation?
Note on G54: [Threaded comment] Your version of Excel allows you to read this threaded comment; however, any edits to it will get removed if the file is opened in a newer version of Excel. Learn more: https://go.microsoft.com/fwlink/?linkid=870924 Comment: Formula adjustment to account for high size range in commercial installations
Note on J156: [Threaded comment] Your version of Excel allows you to read this threaded comment; however, any edits to it will get removed if the file is opened in a newer version of Excel. Learn more: https://go.microsoft.com/fwlink/?linkid=870924 Comment: Only taking residential PV now

## Tech. Costs
This tab includes technology costs based on NREL ATB
Technology Costs
Source: https://www.nrel.gov/docs/fy23osti/87303.pdf
CapEx assumptions
|  | 1 | Resi PV Multiplier
|  | 1.85 | Resi PVS Multiplier
|  | 0.65 | Com PV Multiplier
|  | 1.6 | Com PVS Multiplier
|  | 1.4 | Com PVCanopy Multiplier
General Assumptions
| 1 |  | 45x Credit included in cost of modules, inverters and battery packs
| 2 |  | Use of MMP values
| 3 |  | Costs to be adjusted to nominal prices
| Residential DER |  | https://www.nrel.gov/docs/fy23osti/87303.pdf
| 1 | 8 | PV reference is an 8-kWdc system (results applicable to 4-16 kWdc systems)
| 2 | 2.68 | CapEx MMP benchmark is $2.68/Wdc (15% higher than the MSP) [$2.90 if no 45X]
| 3 | 2.34 | CapEx MSP benchmark is $2.34/Wdc
| 4 | 1.21 | DC-AC ratio
| 5 | 5 | ESS reference is a 5-kW/12.5-kWh system
| 6 | 2.5 | Duration is 2.5 hrs | [7 empty] | 0.625
| 7 | 4.7 | MMP benchmark is $4.70/Wdc (21% higher than the MSP) [$4.93 if no 45X] | [7 empty] | 0.6
| 8 | 3.88 | MSP benchmark is $3.88/Wdc
| 9 | 30.36 | OpEx MMP PV is $30.36
| 10 | 28.78 | OpEx MSP PV is $28.78
| 11 | 65.4 | OpEx MMP PVS is $65.4
| 12 | 61.28 | OpEx MSP PVS is $61.28
| 13 |  | *Augmentation: ESS replacement constitutes the largest share of O&M costs for all the PV-plus-storage systems modeled.
| Commercial DER |  | https://www.nrel.gov/docs/fy22osti/83586.pdf
| 1 |  | Note: used 2022 benchamrk because 2023 does not include commercial installations, it has community solar instead.
| 2 | 500 | PV reference system kWdc (200kW is similar in cost)
| 3 | 4 | duration (hrs)
| 4 | 1.23 | DC-AC ratio
| 5 | 19.06 | Opex MMP PV ($/kWdc-yr) 2021$, NREL benchmark
| 6 | 43.74 | OpEx MMP PVS ($/kWdc-yr) 2020$, from ATB 2023
7
8
Notes on SEU Proforma $ approach
| 1 |  | PVS Opex was set at $ 38.8/kWdc-year, significantly low as compared to other sources, even with ITC included
| 2 |  | Baseline is residential solar, prices of PVS and commercial systems are set using multipliers. This approach limited the configuration of systems.
3
Notes on NREL ATB comparison
Battery FOM costs alone are at $70/kW-yr in 2024, way higer than the $26.5 incremental OpEx in the benchmark exercise (probably due to augmentation)
In ATB, FOM costs are estimated at 2.5% of the capital costs in $/kW.
Significantly higher than in the Benchmark file, but these include augmentation during 15 yr lifetime
NREL ATB 2022 assumed a battery life of 30 years, and the 2023 assumes 15 years
PV and PVS CapEx MMP (2022$)
|  | Residential System: 8 kW PV + 5kW/12.5kWh Battery |  |  |  | Commercial System: 500 kW PV + 300kW/1,200kWh
|  | https://www.nrel.gov/docs/fy23osti/87303.pdf |  |  |  | https://www.nrel.gov/docs/fy22osti/83586.pdf
|  | (2022$) |  |  |  | (2021$)
|  | 2682 | PV CapEx ($/kWdc) [applicable 4-16 kWdc systems] |  |  | 1940 | PV CapEx ($/kWdc)
|  | 4702 | PVS CapEx ($/kWdc) |  |  | 2874 | PVS CapEx ($/kWdc)
|  | 2020 | ES paired CapEx ($/kWdc) [for 2.5 hr] |  |  | 934 | ES paired CapEx ($/kWdc) [for 4 hr]
| 8 | 16160 | ES paired installation cost ($) |  | 500 | 467000 | ES paired installation cost ($)
|  | Total Cost Distribution for 5kW-12.5kWh ES |  |  |  | Total Cost Distribution for 300kW/1,200kWh ES
|  | 37.52% | ES energy CapEx |  |  | 37.2% | ES energy CapEx
|  | 18.25% | ES power CapEx |  |  | 35.6% | ES power CapEx
|  | 44.23% | ES constant CapEx |  |  | 27.2% | ES constant CapEx
|  | *(NREL ATB 2023, Residential Energy Storage, moderate) |  |  |  | *(NREL ATB 2023, Commercial Energy Storage, moderate, uses same proportion 600kW/2,400kWh)
|  | ES cost disagregation (5kW-12.5kWh) |  |  |  | ES cost disagregation (300kW/1,200kWh)
|  | 6063.2076 | ES energy CapEx ($) |  |  | 173724 | ES energy CapEx ($)
|  | 2948.7186 | ES power CapEx ($) |  |  | 166252 | ES power CapEx ($)
|  | 7148.0738 | ES constant CapEx ($) |  |  | 127024 | ES constant CapEx ($)
| 12.5 | 485.0566 | ES energy CapEx ($/kWh) |  | 1200 | 144.77 | ES energy CapEx ($/kWh)
| 5 | 589.7437 | ES power CapEx ($/kW) |  | 300 | 554.1733 | ES power CapEx ($/kW)
|  | 7148.0738 | ES constant CapEx ($/battery) |  |  | 127024 | ES constant CapEx ($/battery)
|  |  | NREL ATB 2023 - LCOE for Dist. Residential PV ($/MWh) | 2021 | 2022 | 2023 | 2024 | 2025 | 2026 | 2027 | 2028 | 2029 | 2030 | 2031 | 2032 | 2033 | 2034 | 2035 | 2036 | 2037 | 2038 | 2039 | 2040 | 2041 | 2042 | 2043 | 2044 | 2045 | 2046 | 2047 | 2048 | 2049 | 2050
|  |  | Residential PV - Class 9 - Moderate - 30% ITC | 133.1452 | 137.9163 | 135.377 | 130.6888 | 125.6229 | 120.5676 | 115.5231 | 110.4891 | 105.4658 | 100.453 | 95.4508 | 90.459 | 88.9545 | 86.9127 | 95.5859 | 93.6237 | 91.6682 | 89.7195 | 87.7774 | 85.8419 | 83.913 | 81.9907 | 80.075 | 78.1657 | 76.2629 | 74.3665 | 72.4765 | 70.5929 | 68.7156 | 66.8446
Note on C39: [Threaded comment] Your version of Excel allows you to read this threaded comment; however, any edits to it will get removed if the file is opened in a newer version of Excel. Learn more: https://go.microsoft.com/fwlink/?linkid=870924 Comment: Commercial FOM for PV is $18/kW, for 4 hr storage is $51/kW. The paired installation has a PV:ES ratio of 5:3. Combined price also asumes savings for pairing in same location 10%.
Note on D15: [Threaded comment] Your version of Excel allows you to read this threaded comment; however, any edits to it will get removed if the file is opened in a newer version of Excel. Learn more: https://go.microsoft.com/fwlink/?linkid=870924 Comment: IRC Section 45X provides a new production tax credit (PTC) for each eligible component that is produced by the taxpayer in the United States and sold to an unrelated person during that tax year. To qualify, the taxpayer must be in the trade or business of producing and selling the eligible component.
Note on D44: [Threaded comment] Your version of Excel allows you to read this threaded comment; however, any edits to it will get removed if the file is opened in a newer version of Excel. Learn more: https://go.microsoft.com/fwlink/?linkid=870924 Comment: IRC Section 45X provides a new production tax credit (PTC) for each eligible component that is produced by the taxpayer in the United States and sold to an unrelated person during that tax year. To qualify, the taxpayer must be in the trade or business of producing and selling the eligible component.

## Rate
This tab calculates the rate based on total costs (including capex, opex, financing) plus a rate adder.
Rate Calculation - Cost Based
| 2026 | Loan year |  |  | 2026 | Last deployment year
| 4% | Interest rate |  |  | 25% | Rate Adder if SEU Owned
| 25 | Loan term (asset life - PPA term)
| 1 | Adjust for ITC 0-1
| 109654.7505 | Year 1 Capex adusted for ITC |  |  | 23412.6687 | Year 1 Capex adusted for ITC (PV Only)
| 618.6431 | Program Start & Customer Acquisition Cost ($ in year 1) |  |  | 154.6608 | PV Only startup & Customer costs
| 110273.3936 | Total Cost for Rates |  |  | 23567.3294 | PV Only Total Capital Need |  |  | Note: Seems that the PPA rates for solar are below cost, as paying for the depreciated value results in a higher rate following debt
|  |  | 2024 | 2025 | 2026 | 2027 | 2028 | 2029 | 2030 |  | Year 1 Capex | Y1 CapEx + ITC | Y1 CapEx + ITC + Start Costs | Customers | Cost share
|  | Res PV deployment price | 0 | 0 | 33446.6695 | 0 | 0 | 0 | 0 |  | 33446.6695 | 23412.6687 | 23679.3252 | 1562.5 | 21.35%
|  | Res PVS deployment price | 0 | 0 | 58637.6734 | 0 | 0 | 0 | 0 |  | 58637.6734 | 41046.3714 | 41313.0279 | 1562.5 | 37.43%
|  | Com PV deployment price | 0 | 0 | 26019.2528 | 0 | 0 | 0 | 0 |  | 26019.2528 | 18213.477 | 18256.142 | 250 | 16.61%
|  | Com PVS deployment price | 0 | 0 | 38546.0478 | 0 | 0 | 0 | 0 |  | 38546.0478 | 26982.2334 | 27024.8985 | 250 | 24.61%
|  | Portfolio deployment price | 0 | 0 | 156649.6435 | 0 | 0 | 0 | 0 |  | 156649.6435 | 109654.7505 | 110273.3936 | 3625 | 100%
| Res & Com | PV+PVS Portfolio | 2024 | 2025 | 2026 | 2027 | 2028 | 2029 | 2030 | 2031 | 2032 | 2033 | 2034 | 2035 | 2036 | 2037 | 2038 | 2039 | 2040 | 2041 | 2042 | 2043 | 2044 | 2045 | 2046 | 2047 | 2048 | 2049 | 2050
| ('000) | Debt Issued | 0 | 0 | 110273.3936 | 0 | 0 | 0 | 0 | 0 | 0 | 0 | 0 | 0 | 0 | 0 | 0 | 0 | 0 | 0 | 0 | 0 | 0 | 0 | 0 | 0 | 0 | 0 | 0
|  | Payment term | 0 | 0 | 1 | 2 | 3 | 4 | 5 | 6 | 7 | 8 | 9 | 10 | 11 | 12 | 13 | 14 | 15 | 16 | 17 | 18 | 19 | 20 | 21 | 22 | 23 | 24 | 25
| ('000) | Debt Interest | 0 | 0 | -4410.9357 | -4305.0205 | -4194.8687 | -4080.3108 | -3961.1706 | -3837.2647 | -3708.4027 | -3574.3861 | -3435.0089 | -3290.0566 | -3139.3062 | -2982.5258 | -2819.4742 | -2649.9005 | -2473.5439 | -2290.133 | -2099.3856 | -1901.0084 | -1694.6961 | -1480.1313 | -1256.9839 | -1024.9106 | -783.5543 | -532.5438 | -271.4929
| ('000) | Debt Principal | 0 | 0 | -2647.8806 | -2753.7958 | -2863.9477 | -2978.5056 | -3097.6458 | -3221.5516 | -3350.4137 | -3484.4303 | -3623.8075 | -3768.7598 | -3919.5102 | -4076.2906 | -4239.3422 | -4408.9159 | -4585.2725 | -4768.6834 | -4959.4307 | -5157.808 | -5364.1203 | -5578.6851 | -5801.8325 | -6033.9058 | -6275.262 | -6526.2725 | -6787.3234
| ('000) | Opex | 0 | 0 | -2613.7649 | -2665.063 | -2717.4383 | -2770.9135 | -2825.5117 | -2881.2565 | -2938.1718 | -2996.2825 | -3055.6134 | -3116.1903 | -3178.0393 | -3241.1871 | -3305.661 | -3371.4889 | -3438.6992 | -3507.3208 | -3577.3836 | -3648.9176 | -3721.9539 | -3796.5239 | -3872.6599 | -3950.3948 | -4029.7621 | -4110.7961 | -4193.5318
|  | Generation (kWh) | 0 | 0 | 56996875 | 56711890.625 | 56428331.1719 | 56146189.516 | 55865458.5684 | 55586131.2756 | 55308200.6192 | 55031659.6161 | 54756501.318 | 54482718.8114 | 54210305.2174 | 53939253.6913 | 53669557.4228 | 53401209.6357 | 53134203.5876 | 52868532.5696 | 52604189.9068 | 52341168.9572 | 52079463.1124 | 51819065.7969 | 51559970.4679 | 51302170.6156 | 51045659.7625 | 50790431.4637 | 50536479.3064
|  | missed gen | 0 | 0 | 0 | 0 | 0 | 0 | 0 | 0 | 0 | 0 | 0 | 0 | 0 | 0 | 0 | 0 | 0 | 0 | 0 | 0 | 0 | 0 | 0 | 0 | 0 | 0 | 0
|  | $/kWh | 0 | 0 | 0.20067 | 0.20258 | 0.20452 | 0.2065 | 0.20852 | 0.21057 | 0.21266 | 0.21478 | 0.21694 | 0.21915 | 0.22139 | 0.22367 | 0.226 | 0.22837 | 0.23078 | 0.23324 | 0.23574 | 0.23829 | 0.24089 | 0.24354 | 0.24624 | 0.24899 | 0.2518 | 0.25466 | 0.25758
|  | cost of program ramp up if full debt is issued in year 1 | 0 | 0 | 0 | 0 | 0 | 0 | 0 | 0 | 0 | 0 | 0 | 0 | 0 | 0 | 0 | 0 | 0 | 0 | 0 | 0 | 0 | 0 | 0 | 0 | 0 | 0 | 0
|  | Adder |  |  | 0.030961 | 0.031117 | 0.031273 | 0.031431 | 0.031588 | 0.031747 | 0.031907 | 0.032067 | 0.032228 | 0.03239 | 0.032553 | 0.032717 | 0.032881 | 0.033046 | 0.033212 | 0.033379 | 0.033547 | 0.033715 | 0.033885 | 0.034055 | 0.034226 | 0.034398 | 0.034571 | 0.034745 | 0.034919
| Residential | PV Only | 2024 | 2025 | 2026 | 2027 | 2028 | 2029 | 2030 | 2031 | 2032 | 2033 | 2034 | 2035 | 2036 | 2037 | 2038 | 2039 | 2040 | 2041 | 2042 | 2043 | 2044 | 2045 | 2046 | 2047 | 2048 | 2049 | 2050
|  | Interest | 0 | 0 | -947.173 | -924.4295 | -900.7763 | -876.177 | -850.5936 | -823.987 | -796.316 | -767.5383 | -737.6094 | -706.4834 | -674.1123 | -640.4464 | -605.4339 | -569.0208 | -531.1512 | -491.7669 | -450.8072 | -408.209 | -363.907 | -317.8329 | -269.9158 | -220.082 | -168.2549 | -114.3547 | -58.2985
|  | Principal | 0 | 0 | -568.5871 | -591.3306 | -614.9838 | -639.5831 | -665.1665 | -691.7731 | -719.444 | -748.2218 | -778.1507 | -809.2767 | -841.6478 | -875.3137 | -910.3262 | -946.7393 | -984.6088 | -1023.9932 | -1064.9529 | -1107.551 | -1151.8531 | -1197.9272 | -1245.8443 | -1295.6781 | -1347.5052 | -1401.4054 | -1457.4616
|  | Opex | 0 | 0 | -507.9739 | -518.6413 | -529.5328 | -540.653 | -552.0067 | -563.5988 | -575.4344 | -587.5185 | -599.8564 | -612.4534 | -625.3149 | -638.4465 | -651.8539 | -665.5428 | -679.5192 | -693.7891 | -708.3587 | -723.2342 | -738.4222 | -753.929 | -769.7615 | -785.9265 | -802.431 | -819.282 | -836.487
|  | Generation (kWh) | 0 | 0 | 14375000 | 14303125 | 14231609.375 | 14160451.3281 | 14089649.0715 | 14019200.8261 | 13949104.822 | 13879359.2979 | 13809962.5014 | 13740912.6889 | 13672208.1254 | 13603847.0848 | 13535827.8494 | 13468148.7101 | 13400807.9666 | 13333803.9268 | 13267134.9071 | 13200799.2326 | 13134795.2364 | 13069121.2602 | 13003775.6539 | 12938756.7757 | 12874062.9918 | 12809692.6768 | 12745644.2135
|  | missed gen | 0 | 0 | 0 | 0 | 0 | 0 | 0 | 0 | 0 | 0 | 0 | 0 | 0 | 0 | 0 | 0 | 0 | 0 | 0 | 0 | 0 | 0 | 0 | 0 | 0 | 0 | 0
|  | $/kWh | 0 | 0 | 0.16714 | 0.16873 | 0.17034 | 0.17198 | 0.17365 | 0.17535 | 0.17708 | 0.17884 | 0.18063 | 0.18246 | 0.18432 | 0.18621 | 0.18813 | 0.1901 | 0.19209 | 0.19413 | 0.1962 | 0.19832 | 0.20047 | 0.20266 | 0.2049 | 0.20718 | 0.2095 | 0.21187 | 0.21428
|  | cost of program ramp up if full debt is issued in year 1 | 0 | 0 | 0 | 0 | 0 | 0 | 0 | 0 | 0 | 0 | 0 | 0 | 0 | 0 | 0 | 0 | 0 | 0 | 0 | 0 | 0 | 0 | 0 | 0 | 0 | 0 | 0
| Residential | PVS Only
|  | Interest | 0 | 0 | -1652.5211 | -1612.8408 | -1571.5734 | -1528.6552 | -1484.0203 | -1437.5999 | -1389.3228 | -1339.1146 | -1286.8981 | -1232.5929 | -1176.1155 | -1117.379 | -1056.293 | -992.7636 | -926.693 | -857.9796 | -786.5177 | -712.1973 | -634.9041 | -554.5191 | -470.9188 | -383.9744 | -293.5522 | -199.5132 | -101.7126
|  | Principal | 0 | 0 | -992.0069 | -1031.6872 | -1072.9547 | -1115.8728 | -1160.5077 | -1206.9281 | -1255.2052 | -1305.4134 | -1357.6299 | -1411.9351 | -1468.4125 | -1527.149 | -1588.235 | -1651.7644 | -1717.835 | -1786.5484 | -1858.0103 | -1932.3307 | -2009.6239 | -2090.0089 | -2173.6093 | -2260.5536 | -2350.9758 | -2445.0148 | -2542.8154
|  | Opex | 0 | 0 | -996.4811 | -1017.4072 | -1038.7727 | -1060.587 | -1082.8593 | -1105.5993 | -1128.8169 | -1152.5221 | -1176.725 | -1201.4363 | -1226.6664 | -1252.4264 | -1278.7274 | -1305.5806 | -1332.9978 | -1360.9908 | -1389.5716 | -1418.7526 | -1448.5464 | -1478.9659 | -1510.0242 | -1541.7347 | -1574.1111 | -1607.1674 | -1640.918
|  | Generation (kWh) | 0 | 0 | 14123437.5 | 14052820.3125 | 13982556.2109 | 13912643.4299 | 13843080.2127 | 13773864.8117 | 13704995.4876 | 13636470.5102 | 13568288.1576 | 13500446.7168 | 13432944.4833 | 13365779.7608 | 13298950.862 | 13232456.1077 | 13166293.8272 | 13100462.358 | 13034960.0463 | 12969785.246 | 12904936.3198 | 12840411.6382 | 12776209.58 | 12712328.5321 | 12648766.8894 | 12585523.055 | 12522595.4397
|  | missed gen | 0 | 0 | 0 | 0 | 0 | 0 | 0 | 0 | 0 | 0 | 0 | 0 | 0 | 0 | 0 | 0 | 0 | 0 | 0 | 0 | 0 | 0 | 0 | 0 | 0 | 0 | 0
|  | $/kWh | 0 | 0 | 0.30461 | 0.30763 | 0.3107 | 0.31383 | 0.31702 | 0.32026 | 0.32357 | 0.32693 | 0.33036 | 0.33385 | 0.3374 | 0.34103 | 0.34472 | 0.34848 | 0.35231 | 0.35622 | 0.3602 | 0.36426 | 0.3684 | 0.37262 | 0.37693 | 0.38131 | 0.38579 | 0.39036 | 0.39501
|  | cost of program ramp up if full debt is issued in year 1 | 0 | 0 | 0 | 0 | 0 | 0 | 0 | 0 | 0 | 0 | 0 | 0 | 0 | 0 | 0 | 0 | 0 | 0 | 0 | 0 | 0 | 0 | 0 | 0 | 0 | 0 | 0
|  | $/kW-yr storage | 0 | 0 | 207.0112 | 208.3243 | 209.665 | 211.0338 | 212.4314 | 213.8584 | 215.3153 | 216.8027 | 218.3215 | 219.8721 | 221.4553 | 223.0717 | 224.7221 | 226.4071 | 228.1276 | 229.8841 | 231.6775 | 233.5086 | 235.3782 | 237.287 | 239.2359 | 241.2257 | 243.2573 | 245.3316 | 247.4495
|  | $/kW-month storage | 0 | 0 | 17.2509 | 17.3604 | 17.4721 | 17.5862 | 17.7026 | 17.8215 | 17.9429 | 18.0669 | 18.1935 | 18.3227 | 18.4546 | 18.5893 | 18.7268 | 18.8673 | 19.0106 | 19.157 | 19.3065 | 19.4591 | 19.6148 | 19.7739 | 19.9363 | 20.1021 | 20.2714 | 20.4443 | 20.6208
|  | Cummulative Res PVS Capacity (MWdc) | 0 | 0 | 12.5 | 12.5 | 12.5 | 12.5 | 12.5 | 12.5 | 12.5 | 12.5 | 12.5 | 12.5 | 12.5 | 12.5 | 12.5 | 12.5 | 12.5 | 12.5 | 12.5 | 12.5 | 12.5 | 12.5 | 12.5 | 12.5 | 12.5 | 12.5 | 12.5
|  | Cummulative Res Storage Capacity (MW-dc) | 0 | 0 | 7.8125 | 7.8125 | 7.8125 | 7.8125 | 7.8125 | 7.8125 | 7.8125 | 7.8125 | 7.8125 | 7.8125 | 7.8125 | 7.8125 | 7.8125 | 7.8125 | 7.8125 | 7.8125 | 7.8125 | 7.8125 | 7.8125 | 7.8125 | 7.8125 | 7.8125 | 7.8125 | 7.8125 | 7.8125
|  | Res Storage (MWh) | 0 | 0 | 19.5312 | 19.5312 | 19.5312 | 19.5312 | 19.5312 | 19.5312 | 19.5312 | 19.5312 | 19.5312 | 19.5312 | 19.5312 | 19.5312 | 19.5312 | 19.5312 | 19.5312 | 19.5312 | 19.5312 | 19.5312 | 19.5312 | 19.5312 | 19.5312 | 19.5312 | 19.5312 | 19.5312 | 19.5312
| Commercial | PV Only | 2024 | 2025 | 2026 | 2027 | 2028 | 2029 | 2030 | 2031 | 2032 | 2033 | 2034 | 2035 | 2036 | 2037 | 2038 | 2039 | 2040 | 2041 | 2042 | 2043 | 2044 | 2045 | 2046 | 2047 | 2048 | 2049 | 2050
|  | Interest | 0 | 0 | -730.2457 | -712.711 | -694.475 | -675.5096 | -655.7855 | -635.2725 | -613.9389 | -591.752 | -568.6776 | -544.6803 | -519.723 | -493.7675 | -466.7737 | -438.7002 | -409.5037 | -379.1394 | -347.5606 | -314.7185 | -280.5628 | -245.0409 | -208.098 | -169.6775 | -129.7201 | -88.1645 | -44.9466
|  | Principal | 0 | 0 | -438.3658 | -455.9004 | -474.1365 | -493.1019 | -512.826 | -533.339 | -554.6726 | -576.8595 | -599.9339 | -623.9312 | -648.8885 | -674.844 | -701.8378 | -729.9113 | -759.1077 | -789.472 | -821.0509 | -853.893 | -888.0487 | -923.5706 | -960.5135 | -998.934 | -1038.8914 | -1080.447 | -1123.6649
|  | Opex | 0 | 0 | -363.4025 | -369.2384 | -375.1969 | -381.2806 | -387.492 | -393.8338 | -400.3088 | -406.9198 | -413.6696 | -420.5612 | -427.5974 | -434.7815 | -442.1164 | -449.6054 | -457.2516 | -465.0583 | -473.0291 | -481.1672 | -489.4762 | -497.9597 | -506.6213 | -515.4649 | -524.4942 | -533.713 | -543.1255
|  | Generation (kWh) | 0 | 0 | 14375000 | 14303125 | 14231609.375 | 14160451.3281 | 14089649.0715 | 14019200.8261 | 13949104.822 | 13879359.2979 | 13809962.5014 | 13740912.6889 | 13672208.1254 | 13603847.0848 | 13535827.8494 | 13468148.7101 | 13400807.9666 | 13333803.9268 | 13267134.9071 | 13200799.2326 | 13134795.2364 | 13069121.2602 | 13003775.6539 | 12938756.7757 | 12874062.9918 | 12809692.6768 | 12745644.2135
|  | missed gen | 0 | 0 | 0 | 0 | 0 | 0 | 0 | 0 | 0 | 0 | 0 | 0 | 0 | 0 | 0 | 0 | 0 | 0 | 0 | 0 | 0 | 0 | 0 | 0 | 0 | 0 | 0
|  | $/kWh | 0 | 0 | 0.1269 | 0.12794 | 0.12901 | 0.13008 | 0.13118 | 0.13229 | 0.13342 | 0.13457 | 0.13573 | 0.13691 | 0.13812 | 0.13934 | 0.14058 | 0.14184 | 0.14313 | 0.14443 | 0.14576 | 0.14711 | 0.14848 | 0.14987 | 0.15129 | 0.15274 | 0.15421 | 0.1557 | 0.15722
|  | cost of program ramp up if full debt is issued in year 1 | 0 | 0 | 0 | 0 | 0 | 0 | 0 | 0 | 0 | 0 | 0 | 0 | 0 | 0 | 0 | 0 | 0 | 0 | 0 | 0 | 0 | 0 | 0 | 0 | 0 | 0 | 0
| Commercial | PVS Only
|  | Interest | 0 | 0 | -1080.9959 | -1055.0391 | -1028.044 | -999.9691 | -970.7712 | -940.4054 | -908.8249 | -875.9812 | -841.8238 | -806.3001 | -769.3554 | -730.933 | -690.9736 | -649.4159 | -606.1958 | -561.247 | -514.5002 | -465.8835 | -415.3222 | -362.7384 | -308.0513 | -251.1767 | -192.0271 | -130.5115 | -66.5353
|  | Principal | 0 | 0 | -648.9209 | -674.8777 | -701.8728 | -729.9477 | -759.1456 | -789.5114 | -821.0919 | -853.9356 | -888.093 | -923.6167 | -960.5614 | -998.9838 | -1038.9432 | -1080.5009 | -1123.721 | -1168.6698 | -1215.4166 | -1264.0333 | -1314.5946 | -1367.1784 | -1421.8655 | -1478.7401 | -1537.8897 | -1599.4053 | -1663.3815
|  | Opex | 0 | 0 | -745.9075 | -759.7761 | -773.9359 | -788.393 | -803.1538 | -818.2245 | -833.6117 | -849.3221 | -865.3623 | -881.7395 | -898.4605 | -915.5326 | -932.9633 | -950.7601 | -968.9305 | -987.4826 | -1006.4242 | -1025.7636 | -1045.5091 | -1065.6693 | -1086.2529 | -1107.2687 | -1128.7258 | -1150.6336 | -1173.0014
|  | Generation (kWh) | 0 | 0 | 14123437.5 | 14052820.3125 | 13982556.2109 | 13912643.4299 | 13843080.2127 | 13773864.8117 | 13704995.4876 | 13636470.5102 | 13568288.1576 | 13500446.7168 | 13432944.4833 | 13365779.7608 | 13298950.862 | 13232456.1077 | 13166293.8272 | 13100462.358 | 13034960.0463 | 12969785.246 | 12904936.3198 | 12840411.6382 | 12776209.58 | 12712328.5321 | 12648766.8894 | 12585523.055 | 12522595.4397
|  | missed gen | 0 | 0 | 0 | 0 | 0 | 0 | 0 | 0 | 0 | 0 | 0 | 0 | 0 | 0 | 0 | 0 | 0 | 0 | 0 | 0 | 0 | 0 | 0 | 0 | 0 | 0 | 0
|  | $/kWh | 0 | 0 | 0.20592 | 0.20794 | 0.21 | 0.21209 | 0.21423 | 0.2164 | 0.21861 | 0.22086 | 0.22315 | 0.22548 | 0.22786 | 0.23028 | 0.23275 | 0.23527 | 0.23783 | 0.24044 | 0.2431 | 0.24581 | 0.24858 | 0.2514 | 0.25427 | 0.2572 | 0.26019 | 0.26324 | 0.26635
|  | cost of program ramp up if full debt is issued in year 1 | 0 | 0 | 0 | 0 | 0 | 0 | 0 | 0 | 0 | 0 | 0 | 0 | 0 | 0 | 0 | 0 | 0 | 0 | 0 | 0 | 0 | 0 | 0 | 0 | 0 | 0 | 0
|  | Cummulative Com PVS Capacity (MWdc) | 0 | 0 | 12.5 | 12.5 | 12.5 | 12.5 | 12.5 | 12.5 | 12.5 | 12.5 | 12.5 | 12.5 | 12.5 | 12.5 | 12.5 | 12.5 | 12.5 | 12.5 | 12.5 | 12.5 | 12.5 | 12.5 | 12.5 | 12.5 | 12.5 | 12.5 | 12.5
|  | Cummulative Com Storage Capacity (MW-dc) | 0 | 0 | 7.5 | 7.5 | 7.5 | 7.5 | 7.5 | 7.5 | 7.5 | 7.5 | 7.5 | 7.5 | 7.5 | 7.5 | 7.5 | 7.5 | 7.5 | 7.5 | 7.5 | 7.5 | 7.5 | 7.5 | 7.5 | 7.5 | 7.5 | 7.5 | 7.5
|  | Commercial Storage (MWh) | 0 | 0 | 30 | 30 | 30 | 30 | 30 | 30 | 30 | 30 | 30 | 30 | 30 | 30 | 30 | 30 | 30 | 30 | 30 | 30 | 30 | 30 | 30 | 30 | 30 | 30 | 30
|  | $/kW-yr storage | 0 | 0 | 125.8414 | 126.9124 | 128.0059 | 129.1224 | 130.2623 | 131.4261 | 132.6144 | 133.8277 | 135.0664 | 136.3311 | 137.6224 | 138.9409 | 140.287 | 141.6613 | 143.0646 | 144.4973 | 145.9601 | 147.4536 | 148.9784 | 150.5353 | 152.1249 | 153.7479 | 155.4049 | 157.0968 | 158.8242
|  | $/kW-month storage | 0 | 0 | 10.4868 | 10.576 | 10.6672 | 10.7602 | 10.8552 | 10.9522 | 11.0512 | 11.1523 | 11.2555 | 11.3609 | 11.4685 | 11.5784 | 11.6906 | 11.8051 | 11.922 | 12.0414 | 12.1633 | 12.2878 | 12.4149 | 12.5446 | 12.6771 | 12.8123 | 12.9504 | 13.0914 | 13.2353

## Program Costs
This tab calculates the time series of the program costs (inputs in Dashboard)
Program Costs
|  | ('000) | 2024 | 2025 | 2026 | 2027 | 2028 | 2029 | 2030 | 2031 | 2032 | 2033 | 2034 | 2035 | 2036 | 2037 | 2038 | 2039 | 2040 | 2041 | 2042 | 2043 | 2044 | 2045 | 2046 | 2047 | 2048 | 2049 | 2050
Real (2023$)
|  | Startup Costs ($) | 0 | 0 | 400 | 0 | 0 | 0 | 0 | 0 | 0 | 0 | 0 | 0 | 0 | 0 | 0 | 0 | 0 | 0 | 0 | 0 | 0 | 0 | 0 | 0 | 0 | 0 | 0
|  | Admin Costs ($) | 0 | 0 | 300 | 300 | 300 | 300 | 300 | 300 | 300 | 300 | 300 | 300 | 300 | 300 | 300 | 300 | 300 | 300 | 300 | 300 | 300 | 300 | 300 | 300 | 300 | 300 | 300
|  | Acquisition costs ($) | 0 | 0 | 181.25 | 0 | 0 | 0 | 0 | 0 | 0 | 0 | 0 | 0 | 0 | 0 | 0 | 0 | 0 | 0 | 0 | 0 | 0 | 0 | 0 | 0 | 0 | 0 | 0
|  | Total Program Cost (2023$) | 0 | 0 | 881.25 | 300 | 300 | 300 | 300 | 300 | 300 | 300 | 300 | 300 | 300 | 300 | 300 | 300 | 300 | 300 | 300 | 300 | 300 | 300 | 300 | 300 | 300 | 300 | 300
| Total year 1 | ('000): Nominal ($)
| 425.7329 | Startup Costs ($) | 0 | 0 | 425.7329 | 0 | 0 | 0 | 0 | 0 | 0 | 0 | 0 | 0 | 0 | 0 | 0 | 0 | 0 | 0 | 0 | 0 | 0 | 0 | 0 | 0 | 0 | 0 | 0
|  | Admin Costs ($) | 0 | 0 | 319.2997 | 326.005 | 332.8511 | 339.8409 | 346.9776 | 354.2641 | 361.7037 | 369.2995 | 377.0548 | 384.9729 | 393.0573 | 401.3115 | 409.7391 | 418.3436 | 427.1288 | 436.0985 | 445.2566 | 454.607 | 464.1537 | 473.901 | 483.8529 | 494.0138 | 504.3881 | 514.9802 | 525.7948
| 192.9102 | Acquisition costs ($) | 0 | 0 | 192.9102 | 0 | 0 | 0 | 0 | 0 | 0 | 0 | 0 | 0 | 0 | 0 | 0 | 0 | 0 | 0 | 0 | 0 | 0 | 0 | 0 | 0 | 0 | 0 | 0
|  | Total Program Cost (nominal$) | 0 | 0 | 937.9428 | 326.005 | 332.8511 | 339.8409 | 346.9776 | 354.2641 | 361.7037 | 369.2995 | 377.0548 | 384.9729 | 393.0573 | 401.3115 | 409.7391 | 418.3436 | 427.1288 | 436.0985 | 445.2566 | 454.607 | 464.1537 | 473.901 | 483.8529 | 494.0138 | 504.3881 | 514.9802 | 525.7948

## CBA Res Standard
This tab calculates the benefits for ratepayers based on a given rate (under the Standard TOU tariff)
Customer Analysis Standard Time-of-Use
| 2028 | Year
[17 empty] | 2024 | 2025 | 2026 | 2027 | 2028 | 2029 | 2030 | 2031 | 2032 | 2033 | 2034 | 2035 | 2036 | 2037 | 2038 | 2039 | 2040 | 2041 | 2042 | 2043 | 2044 | 2045 | 2046 | 2047 | 2048 | 2049 | 2050
| 8 | Solar size (kW) |  |  | 2 | Load adjuster | [8 empty] | Inflow | June Sept On Peak | 24.3582 | 24.8697 | 25.392 | 25.9252 | 26.4696 | 27.0255 | 27.593 | 28.1725 | 28.7641 | 29.3682 | 29.9849 | 30.6146 | 31.2575 | 31.9139 | 32.5841 | 33.2684 | 33.967 | 34.6803 | 35.4086 | 36.1522 | 36.9114 | 37.6865 | 38.4779 | 39.286 | 40.111 | 40.9533 | 41.8133
| 5 | Storage power (kW) |  |  | 5.1391 | Load power (kW) | [9 empty] | June Sept Off Peak | 18.6922 | 19.0847 | 19.4855 | 19.8947 | 20.3125 | 20.7391 | 21.1746 | 21.6192 | 22.0733 | 22.5368 | 23.0101 | 23.4933 | 23.9866 | 24.4904 | 25.0047 | 25.5297 | 26.0659 | 26.6133 | 27.1721 | 27.7428 | 28.3253 | 28.9202 | 29.5275 | 30.1476 | 30.7807 | 31.4271 | 32.087
| 2.5 | Storage duration (hrs) |  |  | 18589.4198 | Load energy (kWh) | [9 empty] | Oct - May On Peak | 20.0532 | 20.4743 | 20.9043 | 21.3433 | 21.7915 | 22.2491 | 22.7163 | 23.1934 | 23.6804 | 24.1777 | 24.6855 | 25.2038 | 25.7331 | 26.2735 | 26.8253 | 27.3886 | 27.9638 | 28.551 | 29.1506 | 29.7627 | 30.3877 | 31.0259 | 31.6774 | 32.3427 | 33.0219 | 33.7153 | 34.4233
| 92% | Storage efficiency (one-way) | [13 empty] | Oct - May Off Peak | 18.6922 | 19.0847 | 19.4855 | 19.8947 | 20.3125 | 20.7391 | 21.1746 | 21.6192 | 22.0733 | 22.5368 | 23.0101 | 23.4933 | 23.9866 | 24.4904 | 25.0047 | 25.5297 | 26.0659 | 26.6133 | 27.1721 | 27.7428 | 28.3253 | 28.9202 | 29.5275 | 30.1476 | 30.7807 | 31.4271 | 32.087
[5 empty] | 3889.0994 | DTE baseline cost ($/year) | [8 empty] | Outflow | June Sept On Peak | 15.388 | 15.7111 | 16.0411 | 16.3779 | 16.7219 | 17.073 | 17.4316 | 17.7976 | 18.1714 | 18.553 | 18.9426 | 19.3404 | 19.7465 | 20.1612 | 20.5846 | 21.0169 | 21.4582 | 21.9089 | 22.3689 | 22.8387 | 23.3183 | 23.808 | 24.308 | 24.8184 | 25.3396 | 25.8717 | 26.4151
| 0.17034 | PV rate ($/kWh) |  |  | 3834.7156 | SEU PV cost ($/year) | [9 empty] | June Sept Off Peak | 9.722 | 9.9262 | 10.1346 | 10.3474 | 10.5647 | 10.7866 | 11.0131 | 11.2444 | 11.4805 | 11.7216 | 11.9678 | 12.2191 | 12.4757 | 12.7377 | 13.0052 | 13.2783 | 13.5571 | 13.8418 | 14.1325 | 14.4293 | 14.7323 | 15.0417 | 15.3576 | 15.6801 | 16.0093 | 16.3455 | 16.6888
| 0.17034 | PVS rate ($/kWh) - solar portion |  |  | 3607.0636 | SEU PVS cost ($/year) | [9 empty] | Oct - May On Peak | 11.083 | 11.3157 | 11.5534 | 11.796 | 12.0437 | 12.2966 | 12.5549 | 12.8185 | 13.0877 | 13.3625 | 13.6432 | 13.9297 | 14.2222 | 14.5208 | 14.8258 | 15.1371 | 15.455 | 15.7796 | 16.1109 | 16.4493 | 16.7947 | 17.1474 | 17.5075 | 17.8751 | 18.2505 | 18.6338 | 19.0251
| 2.1% | Inflation (applied to DTE rates) | [5 empty] | -6.742% | [7 empty] | Oct - May Off Peak | 9.722 | 9.9262 | 10.1346 | 10.3474 | 10.5647 | 10.7866 | 11.0131 | 11.2444 | 11.4805 | 11.7216 | 11.9678 | 12.2191 | 12.4757 | 12.7377 | 13.0052 | 13.2783 | 13.5571 | 13.8418 | 14.1325 | 14.4293 | 14.7323 | 15.0417 | 15.3576 | 15.6801 | 16.0093 | 16.3455 | 16.6888
[5 empty] | 54.3838 | PV savings ($/year) |  | 1.398%
| 1000 | e.g. Diesel gen sample ($/kW) |  |  | 282.0358 | PVS savings ($/year)
| 5000 | Generator cost ($) |  |  | -766.2892 | Net of storage cost ($/year)
| 449.7055 | Gen replacement cost ($/year) |  |  | -316.5837 | Resiliency savings ($/year) |  | -8.14%
| 30 | Average outage hours | [14 empty] | 2024: $/year; 2033: $/year
|  | Cost of fuel |  |  |  | 13.21% |  |  | 13.21% | [7 empty] | 2024: 2594.1425; 2025: 1294.9569; 2026: 336.3467; 2027: 1576.9198; 2033: 210954.5891; 2034: 177955.3519; 2035: 7940.2145; 2036: 157691.9829
[6 empty] | 1157.1757 |  | 18589.4198 | 9257.4056 |  |  |  |  | 3889.0994 | 61.3328 |  | 2024: Solar; 2028: Solar + Storage
| Month | Hour | Weekday | Peak Month | Peak Hour | Solar Profile (kW) | Load Shape (kW) | Adjusted Load (kW) | Solar Gen (kW) | Inflow (¢/kWh) | Outflow (¢/kWh) | SEU PV Rate (¢/kWh) | SEU PVS Rate (¢/kWh) | DTE Baseline Cost (¢) | Solar to Load (kW) | Additional Solar (kW) | 2024: Inflow Cost (¢); 2025: Inflow Savings (¢); 2026: Outflow Rev (¢); 2027: SEU Payment (¢); 2028: Storage Charge (kW); 2029: Stored Energy (kW); 2030: Load After Solar (kW); 2031: Storage to Load (kW); 2032: Solar After Load and Storage (kW); 2033: Inflow Cost (¢); 2034: Inflow Savings (¢); 2035: Outflow Rev (¢); 2036: SEU Payment (¢); 2039: new solar profile; 2040: Old solar
2018-01-01 | 1 | 0 | 2 | 0 | 0 | 0 | 0.81752 | 1.635 | 0 | 20.3125 | 10.5647 | 17.0341 | 17.0341 | 33.2118 | 0 | 0 | 2024: 33.2118; 2025: 0; 2026: 0; 2027: 0; 2028: 0; 2029: 2.5; 2030: 1.635; 2031: 1.635; 2032: 0; 2033: 0; 2034: 33.2118; 2035: 0; 2036: 0; 2039: 0; 2040: 0
2018-01-01 01:00 | 1 | 1 | 2 | 0 | 0 | 0 | 0.91954 | 1.8391 | 0 | 20.3125 | 10.5647 | 17.0341 | 17.0341 | 37.3562 | 0 | 0 | 2024: 37.3562; 2025: 0; 2026: 0; 2027: 0; 2028: 0; 2029: 0.72278; 2030: 1.8391; 2031: 0.66496; 2032: 0; 2033: 23.8493; 2034: 13.5069; 2035: 0; 2036: 0; 2039: 0; 2040: 0
2018-01-01 02:00 | 1 | 2 | 2 | 0 | 0 | 0 | 0.94509 | 1.8902 | 0 | 20.3125 | 10.5647 | 17.0341 | 17.0341 | 38.3941 | 0 | 0 | 2024: 38.3941; 2025: 0; 2026: 0; 2027: 0; 2028: 0; 2029: 0; 2030: 1.8902; 2031: 0; 2032: 0; 2033: 38.3941; 2034: 0; 2035: 0; 2036: 0; 2039: 0; 2040: 0
2018-01-01 03:00 | 1 | 3 | 2 | 0 | 0 | 0 | 0.95958 | 1.9192 | 0 | 20.3125 | 10.5647 | 17.0341 | 17.0341 | 38.983 | 0 | 0 | 2024: 38.983; 2025: 0; 2026: 0; 2027: 0; 2028: 0; 2029: 0; 2030: 1.9192; 2031: 0; 2032: 0; 2033: 38.983; 2034: 0; 2035: 0; 2036: 0; 2039: 0; 2040: 0
2018-01-01 04:00 | 1 | 4 | 2 | 0 | 0 | 0 | 1.0185 | 2.0371 | 0 | 20.3125 | 10.5647 | 17.0341 | 17.0341 | 41.3776 | 0 | 0 | 2024: 41.3776; 2025: 0; 2026: 0; 2027: 0; 2028: 0; 2029: 0; 2030: 2.0371; 2031: 0; 2032: 0; 2033: 41.3776; 2034: 0; 2035: 0; 2036: 0; 2039: 0; 2040: 0
2018-01-01 05:00 | 1 | 5 | 2 | 0 | 0 | 0 | 1.0748 | 2.1495 | 0 | 20.3125 | 10.5647 | 17.0341 | 17.0341 | 43.6626 | 0 | 0 | 2024: 43.6626; 2025: 0; 2026: 0; 2027: 0; 2028: 0; 2029: 0; 2030: 2.1495; 2031: 0; 2032: 0; 2033: 43.6626; 2034: 0; 2035: 0; 2036: 0; 2039: 0; 2040: 0
2018-01-01 06:00 | 1 | 6 | 2 | 0 | 0 | 0 | 1.2482 | 2.4964 | 0 | 20.3125 | 10.5647 | 17.0341 | 17.0341 | 50.708 | 0 | 0 | 2024: 50.708; 2025: 0; 2026: 0; 2027: 0; 2028: 0; 2029: 0; 2030: 2.4964; 2031: 0; 2032: 0; 2033: 50.708; 2034: 0; 2035: 0; 2036: 0; 2039: 0; 2040: 0
2018-01-01 07:00 | 1 | 7 | 2 | 0 | 0 | 0 | 1.417 | 2.834 | 0 | 20.3125 | 10.5647 | 17.0341 | 17.0341 | 57.5654 | 0 | 0 | 2024: 57.5654; 2025: 0; 2026: 0; 2027: 0; 2028: 0; 2029: 0; 2030: 2.834; 2031: 0; 2032: 0; 2033: 57.5654; 2034: 0; 2035: 0; 2036: 0; 2039: 0; 2040: 0
2018-01-01 08:00 | 1 | 8 | 2 | 0 | 0 | 0.0042987 | 1.4741 | 2.9481 | 0.034389 | 20.3125 | 10.5647 | 17.0341 | 17.0341 | 59.8838 | 0.034389 | 0 | 2024: 59.1853; 2025: 0.69853; 2026: 0; 2027: 0.58579; 2028: 0; 2029: 0; 2030: 2.9137; 2031: 0; 2032: 0; 2033: 59.1853; 2034: 0.69853; 2035: 0; 2036: 0.58579; 2039: 0.0042987; 2040: 0.021586
2018-01-01 09:00 | 1 | 9 | 2 | 0 | 0 | 0.031732 | 1.4819 | 2.9639 | 0.25386 | 20.3125 | 10.5647 | 17.0341 | 17.0341 | 60.2038 | 0.25386 | 0 | 2024: 55.0473; 2025: 5.1565; 2026: 0; 2027: 4.3242; 2028: 0; 2029: 0; 2030: 2.71; 2031: 0; 2032: 0; 2033: 55.0473; 2034: 5.1565; 2035: 0; 2036: 4.3242; 2039: 0.031732; 2040: 0.069415; 2042: D1.11 Standard TOU
2018-01-01 10:00 | 1 | 10 | 2 | 0 | 0 | 0.08482 | 1.4264 | 2.8527 | 0.67856 | 20.3125 | 10.5647 | 17.0341 | 17.0341 | 57.9456 | 0.67856 | 0 | 44.1623 | 13.7833 | 0 | 11.5587 | 0 | 0 | 2.1741 | 0 | 0 | 44.1623 | 13.7833 | 0 | 11.5587 |  |  | 0.08482 | 0.13793 |  |  | Inflow | [5 empty] | Outflow
2018-01-01 11:00 | 1 | 11 | 2 | 0 | 0 | 0.070147 | 1.3527 | 2.7053 | 0.56118 | 20.3125 | 10.5647 | 17.0341 | 17.0341 | 54.9523 | 0.56118 | 0 | 43.5534 | 11.3989 | 0 | 9.5592 | 0 | 0 | 2.1442 | 0 | 0 | 43.5534 | 11.3989 | 0 | 9.5592 |  |  | 0.070147 | 0.3762 |  |  | Capacity Energy Charge | Non-Capacity Energy Charge | Distribution Charge | Delivery Surcharges | Power Surcharges | Inflow Total | Outflow Total
2018-01-01 12:00 | 1 | 12 | 2 | 0 | 0 | 0.0484 | 1.3166 | 2.6332 | 0.3872 | 20.3125 | 10.5647 | 17.0341 | 17.0341 | 53.4862 | 0.3872 | 0 | 45.6212 | 7.865 | 0 | 6.5956 | 0 | 0 | 2.246 | 0 | 0 | 45.6212 | 7.865 | 0 | 6.5956 |  |  | 0.0484 | 0.41497 |  | June Sept On Peak | 2.06 | 12.201 | 8.137 | 0.5203 | 1.4399 | 24.3582 | 15.388
2018-01-01 13:00 | 1 | 13 | 2 | 0 | 0 | 0.033836 | 1.2193 | 2.4387 | 0.27069 | 20.3125 | 10.5647 | 17.0341 | 17.0341 | 49.5353 | 0.27069 | 0 | 44.037 | 5.4983 | 0 | 4.6109 | 0 | 0 | 2.168 | 0 | 0 | 44.037 | 5.4983 | 0 | 4.6109 |  |  | 0.033836 | 0.34235 |  | June Sept Off Peak | 1.241 | 7.354 | 8.137 | 0.5203 | 1.4399 | 18.6922 | 9.722
2018-01-01 14:00 | 1 | 14 | 2 | 0 | 0 | 0.024009 | 1.1506 | 2.3012 | 0.19208 | 20.3125 | 10.5647 | 17.0341 | 17.0341 | 46.7428 | 0.19208 | 0 | 42.8413 | 3.9015 | 0 | 3.2719 | 0 | 0 | 2.1091 | 0 | 0 | 42.8413 | 3.9015 | 0 | 3.2719 |  |  | 0.024009 | 0.40662 |  | Oct - May On Peak | 1.438 | 8.518 | 8.137 | 0.5203 | 1.4399 | 20.0532 | 11.083
2018-01-01 15:00 | 1 | 15 | 2 | 0 | 1 | 0.034757 | 1.1824 | 2.3647 | 0.27805 | 21.7915 | 12.0437 | 17.0341 | 17.0341 | 51.5307 | 0.27805 | 0 | 45.4715 | 6.0592 | 0 | 4.7364 | 0 | 0 | 2.0867 | 0 | 0 | 45.4715 | 6.0592 | 0 | 4.7364 |  |  | 0.034757 | 0.22817 |  | Oct - May Off Peak | 1.241 | 7.354 | 8.137 | 0.5203 | 1.4399 | 18.6922 | 9.722
2018-01-01 16:00 | 1 | 16 | 2 | 0 | 1 | 0.011494 | 1.3141 | 2.6282 | 0.09195 | 21.7915 | 12.0437 | 17.0341 | 17.0341 | 57.2716 | 0.09195 | 0 | 2024: 55.2679; 2025: 2.0037; 2026: 0; 2027: 1.5663; 2028: 0; 2029: 0; 2030: 2.5362; 2031: 0; 2032: 0; 2033: 55.2679; 2034: 2.0037; 2035: 0; 2036: 1.5663; 2039: 0.011494; 2040: 0.11639
2018-01-01 17:00 | 1 | 17 | 2 | 0 | 1 | 0 | 1.5014 | 3.0029 | 0 | 21.7915 | 12.0437 | 17.0341 | 17.0341 | 65.4369 | 0 | 0 | 2024: 65.4369; 2025: 0; 2026: 0; 2027: 0; 2028: 0; 2029: 0; 2030: 3.0029; 2031: 0; 2032: 0; 2033: 65.4369; 2034: 0; 2035: 0; 2036: 0; 2039: 0; 2040: 0
2018-01-01 18:00 | 1 | 18 | 2 | 0 | 1 | 0 | 1.5563 | 3.1125 | 0 | 21.7915 | 12.0437 | 17.0341 | 17.0341 | 67.8262 | 0 | 0 | 2024: 67.8262; 2025: 0; 2026: 0; 2027: 0; 2028: 0; 2029: 0; 2030: 3.1125; 2031: 0; 2032: 0; 2033: 67.8262; 2034: 0; 2035: 0; 2036: 0; 2039: 0; 2040: 0
2018-01-01 19:00 | 1 | 19 | 2 | 0 | 0 | 0 | 1.5733 | 3.1465 | 0 | 20.3125 | 10.5647 | 17.0341 | 17.0341 | 63.9136 | 0 | 0 | 2024: 63.9136; 2025: 0; 2026: 0; 2027: 0; 2028: 0; 2029: 0; 2030: 3.1465; 2031: 0; 2032: 0; 2033: 63.9136; 2034: 0; 2035: 0; 2036: 0; 2039: 0; 2040: 0; 2042: Power Supply Charges:
2018-01-01 20:00 | 1 | 20 | 2 | 0 | 0 | 0 | 1.4829 | 2.9659 | 0 | 20.3125 | 10.5647 | 17.0341 | 17.0341 | 60.2447 | 0 | 0 | 60.2447 | 0 | 0 | 0 | 0 | 0 | 2.9659 | 0 | 0 | 60.2447 | 0 | 0 | 0 |  |  | 0 | 0 |  |  | Capacity Energy Charge | Non-Capacity Energy Charge
2018-01-01 21:00 | 1 | 21 | 2 | 0 | 0 | 0 | 1.3774 | 2.7548 | 0 | 20.3125 | 10.5647 | 17.0341 | 17.0341 | 55.9568 | 0 | 0 | 55.9568 | 0 | 0 | 0 | 0 | 0 | 2.7548 | 0 | 0 | 55.9568 | 0 | 0 | 0 |  |  | 0 | 0 |  | June - Sept On Peak | 2.06 | 12.201
2018-01-01 22:00 | 1 | 22 | 2 | 0 | 0 | 0 | 1.1825 | 2.3649 | 0 | 20.3125 | 10.5647 | 17.0341 | 17.0341 | 48.0378 | 0 | 0 | 48.0378 | 0 | 0 | 0 | 0 | 0 | 2.3649 | 0 | 0 | 48.0378 | 0 | 0 | 0 |  |  | 0 | 0 |  | June - Sept Off Peak | 1.241 | 7.354
2018-01-01 23:00 | 1 | 23 | 2 | 0 | 0 | 0 | 0.91051 | 1.821 | 0 | 20.3125 | 10.5647 | 17.0341 | 17.0341 | 36.9896 | 0 | 0 | 36.9896 | 0 | 0 | 0 | 0 | 0 | 1.821 | 0 | 0 | 36.9896 | 0 | 0 | 0 |  |  | 0 | 0 |  | Oct - May On Peak | 1.438 | 8.518
2018-01-02 | 1 | 23 | 2 | 0 | 0 | 0 | 0.79166 | 1.5833 | 0 | 20.3125 | 10.5647 | 17.0341 | 17.0341 | 32.1614 | 0 | 0 | 32.1614 | 0 | 0 | 0 | 0 | 0 | 1.5833 | 0 | 0 | 32.1614 | 0 | 0 | 0 |  |  | 0 | 0 |  | Oct - May Off Peak | 1.241 | 7.354
2018-01-02 01:00 | 1 | 0 | 3 | 0 | 0 | 0 | 0.7291 | 1.4582 | 0 | 20.3125 | 10.5647 | 17.0341 | 17.0341 | 29.6197 | 0 | 0 | 2024: 29.6197; 2025: 0; 2026: 0; 2027: 0; 2028: 0; 2029: 0; 2030: 1.4582; 2031: 0; 2032: 0; 2033: 29.6197; 2034: 0; 2035: 0; 2036: 0; 2039: 0; 2040: 0
2018-01-02 02:00 | 1 | 1 | 3 | 0 | 0 | 0 | 0.71517 | 1.4303 | 0 | 20.3125 | 10.5647 | 17.0341 | 17.0341 | 29.0537 | 0 | 0 | 2024: 29.0537; 2025: 0; 2026: 0; 2027: 0; 2028: 0; 2029: 0; 2030: 1.4303; 2031: 0; 2032: 0; 2033: 29.0537; 2034: 0; 2035: 0; 2036: 0; 2039: 0; 2040: 0; 2042: Delivery Charges:
2018-01-02 03:00 | 1 | 2 | 3 | 0 | 0 | 0 | 0.68511 | 1.3702 | 0 | 20.3125 | 10.5647 | 17.0341 | 17.0341 | 27.8326 | 0 | 0 | 27.8326 | 0 | 0 | 0 | 0 | 0 | 1.3702 | 0 | 0 | 27.8326 | 0 | 0 | 0 |  |  | 0 | 0 |  | Serice Charge ($/month) | 8.5
2018-01-02 04:00 | 1 | 3 | 3 | 0 | 0 | 0 | 0.6861 | 1.3722 | 0 | 20.3125 | 10.5647 | 17.0341 | 17.0341 | 27.8727 | 0 | 0 | 27.8727 | 0 | 0 | 0 | 0 | 0 | 1.3722 | 0 | 0 | 27.8727 | 0 | 0 | 0 |  |  | 0 | 0 |  | Distribution Charge (c/kWh) | 8.137
2018-01-02 05:00 | 1 | 4 | 3 | 0 | 0 | 0 | 0.74127 | 1.4825 | 0 | 20.3125 | 10.5647 | 17.0341 | 17.0341 | 30.1142 | 0 | 0 | 2024: 30.1142; 2025: 0; 2026: 0; 2027: 0; 2028: 0; 2029: 0; 2030: 1.4825; 2031: 0; 2032: 0; 2033: 30.1142; 2034: 0; 2035: 0; 2036: 0; 2039: 0; 2040: 0
2018-01-02 06:00 | 1 | 5 | 3 | 0 | 0 | 0 | 0.87024 | 1.7405 | 0 | 20.3125 | 10.5647 | 17.0341 | 17.0341 | 35.3537 | 0 | 0 | 2024: 35.3537; 2025: 0; 2026: 0; 2027: 0; 2028: 0; 2029: 0; 2030: 1.7405; 2031: 0; 2032: 0; 2033: 35.3537; 2034: 0; 2035: 0; 2036: 0; 2039: 0; 2040: 0; 2042: Surcharges:
2018-01-02 07:00 | 1 | 6 | 3 | 0 | 0 | 0 | 1.0385 | 2.077 | 0 | 20.3125 | 10.5647 | 17.0341 | 17.0341 | 42.1887 | 0 | 0 | 2024: 42.1887; 2025: 0; 2026: 0; 2027: 0; 2028: 0; 2029: 0; 2030: 2.077; 2031: 0; 2032: 0; 2033: 42.1887; 2034: 0; 2035: 0; 2036: 0; 2039: 0; 2040: 0; 2042: Delivery Surcharges (c/kWh):
2018-01-02 08:00 | 1 | 7 | 3 | 0 | 0 | 0.002745 | 1.1007 | 2.2013 | 0.02196 | 20.3125 | 10.5647 | 17.0341 | 17.0341 | 44.7149 | 0.02196 | 0 | 44.2688 | 0.44607 | 0 | 0.37407 | 0 | 0 | 2.1794 | 0 | 0 | 44.2688 | 0.44607 | 0 | 0.37407 |  |  | 0.002745 | 0.033676 |  | NS | 0.0882
2018-01-02 09:00 | 1 | 8 | 3 | 0 | 0 | 0.05561 | 1.0807 | 2.1614 | 0.44488 | 20.3125 | 10.5647 | 17.0341 | 17.0341 | 43.9029 | 0.44488 | 0 | 34.8663 | 9.0366 | 0 | 7.5782 | 0 | 0 | 1.7165 | 0 | 0 | 34.8663 | 9.0366 | 0 | 7.5782 |  |  | 0.05561 | 0.087002 |  | EWRS | 0.2552
2018-01-02 10:00 | 1 | 9 | 3 | 0 | 0 | 0.17761 | 1.0498 | 2.0997 | 1.4208 | 20.3125 | 10.5647 | 17.0341 | 17.0341 | 42.6493 | 1.4208 | 0 | 13.7884 | 28.8608 | 0 | 24.2028 | 0 | 0 | 0.67882 | 0 | 0 | 13.7884 | 28.8608 | 0 | 24.2028 |  |  | 0.17761 | 0.26401 |  | TRM | 0.1467
2018-01-02 11:00 | 1 | 10 | 3 | 0 | 0 | 0.21265 | 1.0909 | 2.1819 | 1.7012 | 20.3125 | 10.5647 | 17.0341 | 17.0341 | 44.3196 | 1.7012 | 0 | 9.7635 | 34.5561 | 0 | 28.9789 | 0 | 0 | 0.48066 | 0 | 0 | 9.7635 | 34.5561 | 0 | 28.9789 |  |  | 0.21265 | 0.28272 |  | Base Secturitization | 0.163
2018-01-02 12:00 | 1 | 11 | 3 | 0 | 0 | 0.40094 | 1.0346 | 2.0692 | 3.2075 | 20.3125 | 10.5647 | 17.0341 | 17.0341 | 42.0304 | 2.0692 | 1.1384 | 0 | 42.0304 | 12.0264 | 54.6378 | 1.1384 | 1.1384 | 0 | 0 | 0 | 0 | 42.0304 | 0 | 54.6378 |  |  | 0.40094 | 0.29299 |  | IRM | 0.0139
2018-01-02 13:00 | 1 | 12 | 3 | 0 | 0 | 0.55841 | 0.94669 | 1.8934 | 4.4673 | 20.3125 | 10.5647 | 17.0341 | 17.0341 | 38.4594 | 1.8934 | 2.5739 | 2024: 0; 2025: 38.4594; 2026: 27.1928; 2027: 76.0968; 2028: 2.5739; 2029: 3.7123; 2030: 0; 2031: 0; 2032: 0; 2033: 0; 2034: 38.4594; 2035: 0; 2036: 76.0968; 2039: 0.55841; 2040: 0.28796
2018-01-02 14:00 | 1 | 13 | 3 | 0 | 0 | 0.48154 | 0.88705 | 1.7741 | 3.8523 | 20.3125 | 10.5647 | 17.0341 | 17.0341 | 36.0365 | 1.7741 | 2.0782 | 2024: 0; 2025: 36.0365; 2026: 21.9561; 2027: 65.6214; 2028: 2.0782; 2029: 5.7905; 2030: 0; 2031: 0; 2032: 0; 2033: 0; 2034: 36.0365; 2035: 0; 2036: 65.6214; 2039: 0.48154; 2040: 0.22936; 2042: Delivery Credits ($/Billing Meter):
2018-01-02 15:00 | 1 | 14 | 3 | 0 | 0 | 0.34217 | 0.97653 | 1.9531 | 2.7374 | 20.3125 | 10.5647 | 17.0341 | 17.0341 | 39.6714 | 1.9531 | 0.78431 | 0 | 39.6714 | 8.2861 | 46.6287 | 0.78431 | 6.5748 | 0 | 0 | 0 | 0 | 39.6714 | 0 | 46.6287 |  |  | 0.34217 | 0.15738 |  | LIEAF Factor | 0.88
2018-01-02 16:00 | 1 | 15 | 3 | 0 | 1 | 0.13844 | 1.1118 | 2.2235 | 1.1075 | 21.7915 | 12.0437 | 17.0341 | 17.0341 | 48.4537 | 1.1075 | 0 | 2024: 24.3196; 2025: 24.1341; 2026: 0; 2027: 18.8654; 2028: 0; 2029: 6.5748; 2030: 1.116; 2031: 1.116; 2032: 0; 2033: 0; 2034: 48.4537; 2035: 0; 2036: 18.8654; 2039: 0.13844; 2040: 0.096137
2018-01-02 17:00 | 1 | 16 | 3 | 0 | 1 | 0 | 1.256 | 2.512 | 0 | 21.7915 | 12.0437 | 17.0341 | 17.0341 | 54.7395 | 0 | 0 | 2024: 54.7395; 2025: 0; 2026: 0; 2027: 0; 2028: 0; 2029: 5.3618; 2030: 2.512; 2031: 2.512; 2032: 0; 2033: 0; 2034: 54.7395; 2035: 0; 2036: 0; 2039: 0; 2040: 0; 2042: Power Supply Surcharges (c/kWh):
2018-01-02 18:00 | 1 | 17 | 3 | 0 | 1 | 0 | 1.3614 | 2.7228 | 0 | 21.7915 | 12.0437 | 17.0341 | 17.0341 | 59.3344 | 0 | 0 | 59.3344 | 0 | 0 | 0 | 0 | 2.6314 | 2.7228 | 2.4209 | 0 | 6.5802 | 52.7542 | 0 | 0 |  |  | 0 | 0 |  | PSCR | 1.127
2018-01-02 19:00 | 1 | 18 | 3 | 0 | 1 | 0 | 1.3751 | 2.7503 | 0 | 21.7915 | 12.0437 | 17.0341 | 17.0341 | 59.9324 | 0 | 0 | 59.9324 | 0 | 0 | 0 | 0 | 0 | 2.7503 | 0 | 0 | 59.9324 | 0 | 0 | 0 |  |  | 0 | 0 |  | Securitization Charge River Rouge | 0.024
2018-01-02 20:00 | 1 | 19 | 3 | 0 | 0 | 0 | 1.344 | 2.6879 | 0 | 20.3125 | 10.5647 | 17.0341 | 17.0341 | 54.598 | 0 | 0 | 54.598 | 0 | 0 | 0 | 0 | 0 | 2.6879 | 0 | 0 | 54.598 | 0 | 0 | 0 |  |  | 0 | 0 |  | Securitization Charge TCSC | 0.2889
2018-01-02 21:00 | 1 | 20 | 3 | 0 | 0 | 0 | 1.1564 | 2.3128 | 0 | 20.3125 | 10.5647 | 17.0341 | 17.0341 | 46.9781 | 0 | 0 | 2024: 46.9781; 2025: 0; 2026: 0; 2027: 0; 2028: 0; 2029: 0; 2030: 2.3128; 2031: 0; 2032: 0; 2033: 46.9781; 2034: 0; 2035: 0; 2036: 0; 2039: 0; 2040: 0
2018-01-02 22:00 | 1 | 21 | 3 | 0 | 0 | 0 | 0.95886 | 1.9177 | 0 | 20.3125 | 10.5647 | 17.0341 | 17.0341 | 38.9536 | 0 | 0 | 2024: 38.9536; 2025: 0; 2026: 0; 2027: 0; 2028: 0; 2029: 0; 2030: 1.9177; 2031: 0; 2032: 0; 2033: 38.9536; 2034: 0; 2035: 0; 2036: 0; 2039: 0; 2040: 0
2018-01-02 23:00 | 1 | 22 | 3 | 0 | 0 | 0 | 0.6983 | 1.3966 | 0 | 20.3125 | 10.5647 | 17.0341 | 17.0341 | 28.3685 | 0 | 0 | 2024: 28.3685; 2025: 0; 2026: 0; 2027: 0; 2028: 0; 2029: 0; 2030: 1.3966; 2031: 0; 2032: 0; 2033: 28.3685; 2034: 0; 2035: 0; 2036: 0; 2039: 0; 2040: 0; 2042: Peak Hours
2018-01-03 | 1 | 23 | 3 | 0 | 0 | 0 | 0.57656 | 1.1531 | 0 | 20.3125 | 10.5647 | 17.0341 | 17.0341 | 23.4227 | 0 | 0 | 23.4227 | 0 | 0 | 0 | 0 | 0 | 1.1531 | 0 | 0 | 23.4227 | 0 | 0 | 0 |  |  | 0 | 0 |  |  | Start | Stop
2018-01-03 01:00 | 1 | 0 | 4 | 0 | 0 | 0 | 0.51559 | 1.0312 | 0 | 20.3125 | 10.5647 | 17.0341 | 17.0341 | 20.946 | 0 | 0 | 20.946 | 0 | 0 | 0 | 0 | 0 | 1.0312 | 0 | 0 | 20.946 | 0 | 0 | 0 |  |  | 0 | 0 |  | Peak Months | 6 | 9
2018-01-03 02:00 | 1 | 1 | 4 | 0 | 0 | 0 | 0.51296 | 1.0259 | 0 | 20.3125 | 10.5647 | 17.0341 | 17.0341 | 20.8389 | 0 | 0 | 20.8389 | 0 | 0 | 0 | 0 | 0 | 1.0259 | 0 | 0 | 20.8389 | 0 | 0 | 0 |  |  | 0 | 0 |  | Peak Hours | 15 | 19
2018-01-03 03:00 | 1 | 2 | 4 | 0 | 0 | 0 | 0.5089 | 1.0178 | 0 | 20.3125 | 10.5647 | 17.0341 | 17.0341 | 20.6741 | 0 | 0 | 2024: 20.6741; 2025: 0; 2026: 0; 2027: 0; 2028: 0; 2029: 0; 2030: 1.0178; 2031: 0; 2032: 0; 2033: 20.6741; 2034: 0; 2035: 0; 2036: 0; 2039: 0; 2040: 0
2018-01-03 04:00 | 1 | 3 | 4 | 0 | 0 | 0 | 0.52098 | 1.042 | 0 | 20.3125 | 10.5647 | 17.0341 | 17.0341 | 21.1649 | 0 | 0 | 2024: 21.1649; 2025: 0; 2026: 0; 2027: 0; 2028: 0; 2029: 0; 2030: 1.042; 2031: 0; 2032: 0; 2033: 21.1649; 2034: 0; 2035: 0; 2036: 0; 2039: 0; 2040: 0
2018-01-03 05:00 | 1 | 4 | 4 | 0 | 0 | 0 | 0.58858 | 1.1772 | 0 | 20.3125 | 10.5647 | 17.0341 | 17.0341 | 23.9111 | 0 | 0 | 2024: 23.9111; 2025: 0; 2026: 0; 2027: 0; 2028: 0; 2029: 0; 2030: 1.1772; 2031: 0; 2032: 0; 2033: 23.9111; 2034: 0; 2035: 0; 2036: 0; 2039: 0; 2040: 0
2018-01-03 06:00 | 1 | 5 | 4 | 0 | 0 | 0 | 0.74791 | 1.4958 | 0 | 20.3125 | 10.5647 | 17.0341 | 17.0341 | 30.3839 | 0 | 0 | 2024: 30.3839; 2025: 0; 2026: 0; 2027: 0; 2028: 0; 2029: 0; 2030: 1.4958; 2031: 0; 2032: 0; 2033: 30.3839; 2034: 0; 2035: 0; 2036: 0; 2039: 0; 2040: 0
2018-01-03 07:00 | 1 | 6 | 4 | 0 | 0 | 0 | 0.86842 | 1.7368 | 0 | 20.3125 | 10.5647 | 17.0341 | 17.0341 | 35.2797 | 0 | 0 | 2024: 35.2797; 2025: 0; 2026: 0; 2027: 0; 2028: 0; 2029: 0; 2030: 1.7368; 2031: 0; 2032: 0; 2033: 35.2797; 2034: 0; 2035: 0; 2036: 0; 2039: 0; 2040: 0; 2042: Outages
2018-01-03 08:00 | 1 | 7 | 4 | 0 | 0 | 0.0017438 | 0.95483 | 1.9097 | 0.01395 | 20.3125 | 10.5647 | 17.0341 | 17.0341 | 38.79 | 0.01395 | 0 | 2024: 38.5067; 2025: 0.28337; 2026: 0; 2027: 0.23763; 2028: 0; 2029: 0; 2030: 1.8957; 2031: 0; 2032: 0; 2033: 38.5067; 2034: 0.28337; 2035: 0; 2036: 0.23763; 2039: 0.0017438; 2040: 0.017125
2018-01-03 09:00 | 1 | 8 | 4 | 0 | 0 | 0.023527 | 0.96362 | 1.9272 | 0.18821 | 20.3125 | 10.5647 | 17.0341 | 17.0341 | 39.1469 | 0.18821 | 0 | 2024: 35.3238; 2025: 3.8231; 2026: 0; 2027: 3.206; 2028: 0; 2029: 0; 2030: 1.739; 2031: 0; 2032: 0; 2033: 35.3238; 2034: 3.8231; 2035: 0; 2036: 3.206; 2039: 0.023527; 2040: 0.13871
2018-01-03 10:00 | 1 | 9 | 4 | 0 | 0 | 0.027453 | 0.96993 | 1.9399 | 0.21962 | 20.3125 | 10.5647 | 17.0341 | 17.0341 | 39.4036 | 0.21962 | 0 | 2024: 34.9426; 2025: 4.461; 2026: 0; 2027: 3.7411; 2028: 0; 2029: 0; 2030: 1.7202; 2031: 0; 2032: 0; 2033: 34.9426; 2034: 4.461; 2035: 0; 2036: 3.7411; 2039: 0.027453; 2040: 0.2598; 2043: SAIDI
2018-01-03 11:00 | 1 | 10 | 4 | 0 | 0 | 0.11089 | 0.9469 | 1.8938 | 0.88712 | 20.3125 | 10.5647 | 17.0341 | 17.0341 | 38.4679 | 0.88712 | 0 | 2024: 20.4482; 2025: 18.0196; 2026: 0; 2027: 15.1113; 2028: 0; 2029: 0; 2030: 1.0067; 2031: 0; 2032: 0; 2033: 20.4482; 2034: 18.0196; 2035: 0; 2036: 15.1113; 2039: 0.11089; 2040: 0.27459; 2043: average # of minutes of power outage in the year for DTE customers
2018-01-03 12:00 | 1 | 11 | 4 | 0 | 0 | 0.21506 | 0.98178 | 1.9636 | 1.7204 | 20.3125 | 10.5647 | 17.0341 | 17.0341 | 39.8848 | 1.7204 | 0 | 4.9382 | 34.9466 | 0 | 29.3064 | 0 | 0 | 0.24311 | 0 | 0 | 4.9382 | 34.9466 | 0 | 29.3064 |  |  | 0.21506 | 0.27019 |  | 2023 | 584 | 40.88
2018-01-03 13:00 | 1 | 12 | 4 | 0 | 0 | 0.1341 | 0.87323 | 1.7465 | 1.0728 | 20.3125 | 10.5647 | 17.0341 | 17.0341 | 35.4749 | 1.0728 | 0 | 2024: 13.6832; 2025: 21.7917; 2026: 0; 2027: 18.2746; 2028: 0; 2029: 0; 2030: 0.67363; 2031: 0; 2032: 0; 2033: 13.6832; 2034: 21.7917; 2035: 0; 2036: 18.2746; 2039: 0.1341; 2040: 0.26888
2018-01-03 14:00 | 1 | 13 | 4 | 0 | 0 | 0.22496 | 0.85398 | 1.708 | 1.7997 | 20.3125 | 10.5647 | 17.0341 | 17.0341 | 34.6928 | 1.708 | 0.091757 | 2024: 0; 2025: 34.6928; 2026: 0.96939; 2027: 30.6566; 2028: 0.091757; 2029: 0.091757; 2030: 0; 2031: 0; 2032: 0; 2033: 0; 2034: 34.6928; 2035: 0; 2036: 30.6566; 2039: 0.22496; 2040: 0.16328; 2043: SAIFI
2018-01-03 15:00 | 1 | 14 | 4 | 0 | 0 | 0.049023 | 0.89371 | 1.7874 | 0.39219 | 20.3125 | 10.5647 | 17.0341 | 17.0341 | 36.307 | 0.39219 | 0 | 2024: 28.3407; 2025: 7.9663; 2026: 0; 2027: 6.6806; 2028: 0; 2029: 0.091757; 2030: 1.3952; 2031: 0.084417; 2032: 0; 2033: 26.626; 2034: 9.681; 2035: 0; 2036: 6.6806; 2039: 0.049023; 2040: 0.049027; 2043: average number of outage incidents in the year
2018-01-03 16:00 | 1 | 15 | 4 | 0 | 1 | 0.0087516 | 1.058 | 2.116 | 0.070013 | 21.7915 | 12.0437 | 17.0341 | 17.0341 | 46.1104 | 0.070013 | 0 | 44.5847 | 1.5257 | 0 | 1.1926 | 0 | 0 | 2.046 | 0 | 0 | 44.5847 | 1.5257 | 0 | 1.1926 |  |  | 0.0087516 | 0.04621 |  | 2023 | 1.25
2018-01-03 17:00 | 1 | 16 | 4 | 0 | 1 | 0 | 1.1605 | 2.3209 | 0 | 21.7915 | 12.0437 | 17.0341 | 17.0341 | 50.5768 | 0 | 0 | 2024: 50.5768; 2025: 0; 2026: 0; 2027: 0; 2028: 0; 2029: 0; 2030: 2.3209; 2031: 0; 2032: 0; 2033: 50.5768; 2034: 0; 2035: 0; 2036: 0; 2039: 0; 2040: 0
2018-01-03 18:00 | 1 | 17 | 4 | 0 | 1 | 0 | 1.3486 | 2.6972 | 0 | 21.7915 | 12.0437 | 17.0341 | 17.0341 | 58.7749 | 0 | 0 | 2024: 58.7749; 2025: 0; 2026: 0; 2027: 0; 2028: 0; 2029: 0; 2030: 2.6972; 2031: 0; 2032: 0; 2033: 58.7749; 2034: 0; 2035: 0; 2036: 0; 2039: 0; 2040: 0; 2043: CAIDI
2018-01-03 19:00 | 1 | 18 | 4 | 0 | 1 | 0 | 1.3133 | 2.6267 | 0 | 21.7915 | 12.0437 | 17.0341 | 17.0341 | 57.2394 | 0 | 0 | 2024: 57.2394; 2025: 0; 2026: 0; 2027: 0; 2028: 0; 2029: 0; 2030: 2.6267; 2031: 0; 2032: 0; 2033: 57.2394; 2034: 0; 2035: 0; 2036: 0; 2039: 0; 2040: 0; 2043: Average duration of individual outagaes in the year in minutes
2018-01-03 20:00 | 1 | 19 | 4 | 0 | 0 | 0 | 1.3049 | 2.6098 | 0 | 20.3125 | 10.5647 | 17.0341 | 17.0341 | 53.0112 | 0 | 0 | 53.0112 | 0 | 0 | 0 | 0 | 0 | 2.6098 | 0 | 0 | 53.0112 | 0 | 0 | 0 |  |  | 0 | 0 |  | 2023 | 149
2018-01-03 21:00 | 1 | 20 | 4 | 0 | 0 | 0 | 1.1283 | 2.2566 | 0 | 20.3125 | 10.5647 | 17.0341 | 17.0341 | 45.8362 | 0 | 0 | 2024: 45.8362; 2025: 0; 2026: 0; 2027: 0; 2028: 0; 2029: 0; 2030: 2.2566; 2031: 0; 2032: 0; 2033: 45.8362; 2034: 0; 2035: 0; 2036: 0; 2039: 0; 2040: 0
2018-01-03 22:00 | 1 | 21 | 4 | 0 | 0 | 0 | 1.0039 | 2.0077 | 0 | 20.3125 | 10.5647 | 17.0341 | 17.0341 | 40.7822 | 0 | 0 | 2024: 40.7822; 2025: 0; 2026: 0; 2027: 0; 2028: 0; 2029: 0; 2030: 2.0077; 2031: 0; 2032: 0; 2033: 40.7822; 2034: 0; 2035: 0; 2036: 0; 2039: 0; 2040: 0
2018-01-03 23:00 | 1 | 22 | 4 | 0 | 0 | 0 | 0.83963 | 1.6793 | 0 | 20.3125 | 10.5647 | 17.0341 | 17.0341 | 34.1099 | 0 | 0 | 2024: 34.1099; 2025: 0; 2026: 0; 2027: 0; 2028: 0; 2029: 0; 2030: 1.6793; 2031: 0; 2032: 0; 2033: 34.1099; 2034: 0; 2035: 0; 2036: 0; 2039: 0; 2040: 0
2018-01-04 | 1 | 23 | 4 | 0 | 0 | 0 | 0.81443 | 1.6289 | 0 | 20.3125 | 10.5647 | 17.0341 | 17.0341 | 33.0863 | 0 | 0 | 2024: 33.0863; 2025: 0; 2026: 0; 2027: 0; 2028: 0; 2029: 0; 2030: 1.6289; 2031: 0; 2032: 0; 2033: 33.0863; 2034: 0; 2035: 0; 2036: 0; 2039: 0; 2040: 0
2018-01-04 01:00 | 1 | 0 | 5 | 0 | 0 | 0 | 0.78265 | 1.5653 | 0 | 20.3125 | 10.5647 | 17.0341 | 17.0341 | 31.7951 | 0 | 0 | 2024: 31.7951; 2025: 0; 2026: 0; 2027: 0; 2028: 0; 2029: 0; 2030: 1.5653; 2031: 0; 2032: 0; 2033: 31.7951; 2034: 0; 2035: 0; 2036: 0; 2039: 0; 2040: 0
2018-01-04 02:00 | 1 | 1 | 5 | 0 | 0 | 0 | 0.74345 | 1.4869 | 0 | 20.3125 | 10.5647 | 17.0341 | 17.0341 | 30.2025 | 0 | 0 | 2024: 30.2025; 2025: 0; 2026: 0; 2027: 0; 2028: 0; 2029: 0; 2030: 1.4869; 2031: 0; 2032: 0; 2033: 30.2025; 2034: 0; 2035: 0; 2036: 0; 2039: 0; 2040: 0
2018-01-04 03:00 | 1 | 2 | 5 | 0 | 0 | 0 | 0.75573 | 1.5115 | 0 | 20.3125 | 10.5647 | 17.0341 | 17.0341 | 30.7014 | 0 | 0 | 2024: 30.7014; 2025: 0; 2026: 0; 2027: 0; 2028: 0; 2029: 0; 2030: 1.5115; 2031: 0; 2032: 0; 2033: 30.7014; 2034: 0; 2035: 0; 2036: 0; 2039: 0; 2040: 0
2018-01-04 04:00 | 1 | 3 | 5 | 0 | 0 | 0 | 0.82639 | 1.6528 | 0 | 20.3125 | 10.5647 | 17.0341 | 17.0341 | 33.5721 | 0 | 0 | 2024: 33.5721; 2025: 0; 2026: 0; 2027: 0; 2028: 0; 2029: 0; 2030: 1.6528; 2031: 0; 2032: 0; 2033: 33.5721; 2034: 0; 2035: 0; 2036: 0; 2039: 0; 2040: 0
2018-01-04 05:00 | 1 | 4 | 5 | 0 | 0 | 0 | 0.89828 | 1.7966 | 0 | 20.3125 | 10.5647 | 17.0341 | 17.0341 | 36.4926 | 0 | 0 | 2024: 36.4926; 2025: 0; 2026: 0; 2027: 0; 2028: 0; 2029: 0; 2030: 1.7966; 2031: 0; 2032: 0; 2033: 36.4926; 2034: 0; 2035: 0; 2036: 0; 2039: 0; 2040: 0
2018-01-04 06:00 | 1 | 5 | 5 | 0 | 0 | 0 | 1.0718 | 2.1436 | 0 | 20.3125 | 10.5647 | 17.0341 | 17.0341 | 43.541 | 0 | 0 | 2024: 43.541; 2025: 0; 2026: 0; 2027: 0; 2028: 0; 2029: 0; 2030: 2.1436; 2031: 0; 2032: 0; 2033: 43.541; 2034: 0; 2035: 0; 2036: 0; 2039: 0; 2040: 0
2018-01-04 07:00 | 1 | 6 | 5 | 0 | 0 | 0 | 1.2478 | 2.4956 | 0 | 20.3125 | 10.5647 | 17.0341 | 17.0341 | 50.6919 | 0 | 0 | 2024: 50.6919; 2025: 0; 2026: 0; 2027: 0; 2028: 0; 2029: 0; 2030: 2.4956; 2031: 0; 2032: 0; 2033: 50.6919; 2034: 0; 2035: 0; 2036: 0; 2039: 0; 2040: 0
2018-01-04 08:00 | 1 | 7 | 5 | 0 | 0 | 0.0094944 | 1.2832 | 2.5664 | 0.075955 | 20.3125 | 10.5647 | 17.0341 | 17.0341 | 52.1292 | 0.075955 | 0 | 2024: 50.5863; 2025: 1.5428; 2026: 0; 2027: 1.2938; 2028: 0; 2029: 0; 2030: 2.4904; 2031: 0; 2032: 0; 2033: 50.5863; 2034: 1.5428; 2035: 0; 2036: 1.2938; 2039: 0.0094944; 2040: 0.016841
2018-01-04 09:00 | 1 | 8 | 5 | 0 | 0 | 0.11563 | 1.2514 | 2.5027 | 0.92502 | 20.3125 | 10.5647 | 17.0341 | 17.0341 | 50.8363 | 0.92502 | 0 | 2024: 32.0469; 2025: 18.7894; 2026: 0; 2027: 15.7569; 2028: 0; 2029: 0; 2030: 1.5777; 2031: 0; 2032: 0; 2033: 32.0469; 2034: 18.7894; 2035: 0; 2036: 15.7569; 2039: 0.11563; 2040: 0.1275
2018-01-04 10:00 | 1 | 9 | 5 | 0 | 0 | 0.24038 | 1.2382 | 2.4765 | 1.923 | 20.3125 | 10.5647 | 17.0341 | 17.0341 | 50.3033 | 1.923 | 0 | 2024: 11.2424; 2025: 39.0609; 2026: 0; 2027: 32.7567; 2028: 0; 2029: 0; 2030: 0.55347; 2031: 0; 2032: 0; 2033: 11.2424; 2034: 39.0609; 2035: 0; 2036: 32.7567; 2039: 0.24038; 2040: 0.19583
2018-01-04 11:00 | 1 | 10 | 5 | 0 | 0 | 0.13286 | 1.2635 | 2.5269 | 1.0629 | 20.3125 | 10.5647 | 17.0341 | 17.0341 | 51.3285 | 1.0629 | 0 | 2024: 29.7387; 2025: 21.5898; 2026: 0; 2027: 18.1053; 2028: 0; 2029: 0; 2030: 1.4641; 2031: 0; 2032: 0; 2033: 29.7387; 2034: 21.5898; 2035: 0; 2036: 18.1053; 2039: 0.13286; 2040: 0.28109
2018-01-04 12:00 | 1 | 11 | 5 | 0 | 0 | 0.35587 | 1.2337 | 2.4674 | 2.847 | 20.3125 | 10.5647 | 17.0341 | 17.0341 | 50.1193 | 2.4674 | 0.37955 | 2024: 0; 2025: 50.1193; 2026: 4.0098; 2027: 48.4955; 2028: 0.37955; 2029: 0.37955; 2030: 0; 2031: 0; 2032: 0; 2033: 0; 2034: 50.1193; 2035: 0; 2036: 48.4955; 2039: 0.35587; 2040: 0.24737
2018-01-04 13:00 | 1 | 12 | 5 | 0 | 0 | 0.21999 | 1.1755 | 2.351 | 1.7599 | 20.3125 | 10.5647 | 17.0341 | 17.0341 | 47.7548 | 1.7599 | 0 | 2024: 12.0066; 2025: 35.7482; 2026: 0; 2027: 29.9786; 2028: 0; 2029: 0.37955; 2030: 0.5911; 2031: 0.34918; 2032: 0; 2033: 4.9138; 2034: 42.841; 2035: 0; 2036: 29.9786; 2039: 0.21999; 2040: 0.29156
2018-01-04 14:00 | 1 | 13 | 5 | 0 | 0 | 0.37195 | 1.2223 | 2.4447 | 2.9756 | 20.3125 | 10.5647 | 17.0341 | 17.0341 | 49.6573 | 2.4447 | 0.5309 | 2024: 0; 2025: 49.6573; 2026: 5.6088; 2027: 50.6863; 2028: 0.5309; 2029: 0.5309; 2030: 0; 2031: 0; 2032: 0; 2033: 0; 2034: 49.6573; 2035: 0; 2036: 50.6863; 2039: 0.37195; 2040: 0.25294
2018-01-04 15:00 | 1 | 14 | 5 | 0 | 0 | 0.091047 | 1.2496 | 2.4992 | 0.72838 | 20.3125 | 10.5647 | 17.0341 | 17.0341 | 50.7647 | 0.72838 | 0 | 2024: 35.9695; 2025: 14.7952; 2026: 0; 2027: 12.4073; 2028: 0; 2029: 0.5309; 2030: 1.7708; 2031: 0.48843; 2032: 0; 2033: 26.0484; 2034: 24.7164; 2035: 0; 2036: 12.4073; 2039: 0.091047; 2040: 0.17497
2018-01-04 16:00 | 1 | 15 | 5 | 0 | 1 | 0.058048 | 1.3271 | 2.6543 | 0.46438 | 21.7915 | 12.0437 | 17.0341 | 17.0341 | 57.8405 | 0.46438 | 0 | 2024: 47.721; 2025: 10.1195; 2026: 0; 2027: 7.9103; 2028: 0; 2029: 0; 2030: 2.1899; 2031: 0; 2032: 0; 2033: 47.721; 2034: 10.1195; 2035: 0; 2036: 7.9103; 2039: 0.058048; 2040: 0.065337
2018-01-04 17:00 | 1 | 16 | 5 | 0 | 1 | 0 | 1.5022 | 3.0044 | 0 | 21.7915 | 12.0437 | 17.0341 | 17.0341 | 65.4699 | 0 | 0 | 2024: 65.4699; 2025: 0; 2026: 0; 2027: 0; 2028: 0; 2029: 0; 2030: 3.0044; 2031: 0; 2032: 0; 2033: 65.4699; 2034: 0; 2035: 0; 2036: 0; 2039: 0; 2040: 0
2018-01-04 18:00 | 1 | 17 | 5 | 0 | 1 | 0 | 1.6512 | 3.3024 | 0 | 21.7915 | 12.0437 | 17.0341 | 17.0341 | 71.9641 | 0 | 0 | 2024: 71.9641; 2025: 0; 2026: 0; 2027: 0; 2028: 0; 2029: 0; 2030: 3.3024; 2031: 0; 2032: 0; 2033: 71.9641; 2034: 0; 2035: 0; 2036: 0; 2039: 0; 2040: 0
2018-01-04 19:00 | 1 | 18 | 5 | 0 | 1 | 0 | 1.6817 | 3.3633 | 0 | 21.7915 | 12.0437 | 17.0341 | 17.0341 | 73.2916 | 0 | 0 | 2024: 73.2916; 2025: 0; 2026: 0; 2027: 0; 2028: 0; 2029: 0; 2030: 3.3633; 2031: 0; 2032: 0; 2033: 73.2916; 2034: 0; 2035: 0; 2036: 0; 2039: 0; 2040: 0
2018-01-04 20:00 | 1 | 19 | 5 | 0 | 0 | 0 | 1.6794 | 3.3589 | 0 | 20.3125 | 10.5647 | 17.0341 | 17.0341 | 68.2271 | 0 | 0 | 2024: 68.2271; 2025: 0; 2026: 0; 2027: 0; 2028: 0; 2029: 0; 2030: 3.3589; 2031: 0; 2032: 0; 2033: 68.2271; 2034: 0; 2035: 0; 2036: 0; 2039: 0; 2040: 0
2018-01-04 21:00 | 1 | 20 | 5 | 0 | 0 | 0 | 1.5552 | 3.1103 | 0 | 20.3125 | 10.5647 | 17.0341 | 17.0341 | 63.1787 | 0 | 0 | 2024: 63.1787; 2025: 0; 2026: 0; 2027: 0; 2028: 0; 2029: 0; 2030: 3.1103; 2031: 0; 2032: 0; 2033: 63.1787; 2034: 0; 2035: 0; 2036: 0; 2039: 0; 2040: 0
2018-01-04 22:00 | 1 | 21 | 5 | 0 | 0 | 0 | 1.4317 | 2.8634 | 0 | 20.3125 | 10.5647 | 17.0341 | 17.0341 | 58.1628 | 0 | 0 | 2024: 58.1628; 2025: 0; 2026: 0; 2027: 0; 2028: 0; 2029: 0; 2030: 2.8634; 2031: 0; 2032: 0; 2033: 58.1628; 2034: 0; 2035: 0; 2036: 0; 2039: 0; 2040: 0
2018-01-04 23:00 | 1 | 22 | 5 | 0 | 0 | 0 | 1.2175 | 2.4349 | 0 | 20.3125 | 10.5647 | 17.0341 | 17.0341 | 49.4593 | 0 | 0 | 2024: 49.4593; 2025: 0; 2026: 0; 2027: 0; 2028: 0; 2029: 0; 2030: 2.4349; 2031: 0; 2032: 0; 2033: 49.4593; 2034: 0; 2035: 0; 2036: 0; 2039: 0; 2040: 0
2018-01-05 | 1 | 23 | 5 | 0 | 0 | 0 | 1.1182 | 2.2364 | 0 | 20.3125 | 10.5647 | 17.0341 | 17.0341 | 45.4271 | 0 | 0 | 2024: 45.4271; 2025: 0; 2026: 0; 2027: 0; 2028: 0; 2029: 0; 2030: 2.2364; 2031: 0; 2032: 0; 2033: 45.4271; 2034: 0; 2035: 0; 2036: 0; 2039: 0; 2040: 0
2018-01-05 01:00 | 1 | 0 | 6 | 0 | 0 | 0 | 1.0883 | 2.1765 | 0 | 20.3125 | 10.5647 | 17.0341 | 17.0341 | 44.2102 | 0 | 0 | 2024: 44.2102; 2025: 0; 2026: 0; 2027: 0; 2028: 0; 2029: 0; 2030: 2.1765; 2031: 0; 2032: 0; 2033: 44.2102; 2034: 0; 2035: 0; 2036: 0; 2039: 0; 2040: 0
2018-01-05 02:00 | 1 | 1 | 6 | 0 | 0 | 0 | 1.0321 | 2.0642 | 0 | 20.3125 | 10.5647 | 17.0341 | 17.0341 | 41.93 | 0 | 0 | 2024: 41.93; 2025: 0; 2026: 0; 2027: 0; 2028: 0; 2029: 0; 2030: 2.0642; 2031: 0; 2032: 0; 2033: 41.93; 2034: 0; 2035: 0; 2036: 0; 2039: 0; 2040: 0
2018-01-05 03:00 | 1 | 2 | 6 | 0 | 0 | 0 | 1.0177 | 2.0354 | 0 | 20.3125 | 10.5647 | 17.0341 | 17.0341 | 41.3437 | 0 | 0 | 2024: 41.3437; 2025: 0; 2026: 0; 2027: 0; 2028: 0; 2029: 0; 2030: 2.0354; 2031: 0; 2032: 0; 2033: 41.3437; 2034: 0; 2035: 0; 2036: 0; 2039: 0; 2040: 0
2018-01-05 04:00 | 1 | 3 | 6 | 0 | 0 | 0 | 1.0458 | 2.0915 | 0 | 20.3125 | 10.5647 | 17.0341 | 17.0341 | 42.4842 | 0 | 0 | 2024: 42.4842; 2025: 0; 2026: 0; 2027: 0; 2028: 0; 2029: 0; 2030: 2.0915; 2031: 0; 2032: 0; 2033: 42.4842; 2034: 0; 2035: 0; 2036: 0; 2039: 0; 2040: 0
2018-01-05 05:00 | 1 | 4 | 6 | 0 | 0 | 0 | 1.0617 | 2.1234 | 0 | 20.3125 | 10.5647 | 17.0341 | 17.0341 | 43.1308 | 0 | 0 | 2024: 43.1308; 2025: 0; 2026: 0; 2027: 0; 2028: 0; 2029: 0; 2030: 2.1234; 2031: 0; 2032: 0; 2033: 43.1308; 2034: 0; 2035: 0; 2036: 0; 2039: 0; 2040: 0
2018-01-05 06:00 | 1 | 5 | 6 | 0 | 0 | 0 | 1.2562 | 2.5123 | 0 | 20.3125 | 10.5647 | 17.0341 | 17.0341 | 51.0321 | 0 | 0 | 2024: 51.0321; 2025: 0; 2026: 0; 2027: 0; 2028: 0; 2029: 0; 2030: 2.5123; 2031: 0; 2032: 0; 2033: 51.0321; 2034: 0; 2035: 0; 2036: 0; 2039: 0; 2040: 0
2018-01-05 07:00 | 1 | 6 | 6 | 0 | 0 | 0 | 1.4165 | 2.833 | 0 | 20.3125 | 10.5647 | 17.0341 | 17.0341 | 57.546 | 0 | 0 | 2024: 57.546; 2025: 0; 2026: 0; 2027: 0; 2028: 0; 2029: 0; 2030: 2.833; 2031: 0; 2032: 0; 2033: 57.546; 2034: 0; 2035: 0; 2036: 0; 2039: 0; 2040: 0
2018-01-05 08:00 | 1 | 7 | 6 | 0 | 0 | 0.063999 | 1.436 | 2.8719 | 0.51199 | 20.3125 | 10.5647 | 17.0341 | 17.0341 | 58.3356 | 0.51199 | 0 | 2024: 47.9358; 2025: 10.3998; 2026: 0; 2027: 8.7213; 2028: 0; 2029: 0; 2030: 2.3599; 2031: 0; 2032: 0; 2033: 47.9358; 2034: 10.3998; 2035: 0; 2036: 8.7213; 2039: 0.063999; 2040: 0.018251
2018-01-05 09:00 | 1 | 8 | 6 | 0 | 0 | 0.30438 | 1.4498 | 2.8996 | 2.435 | 20.3125 | 10.5647 | 17.0341 | 17.0341 | 58.8978 | 2.435 | 0 | 2024: 9.436; 2025: 49.4618; 2026: 0; 2027: 41.4788; 2028: 0; 2029: 0; 2030: 0.46454; 2031: 0; 2032: 0; 2033: 9.436; 2034: 49.4618; 2035: 0; 2036: 41.4788; 2039: 0.30438; 2040: 0.12807
2018-01-05 10:00 | 1 | 9 | 6 | 0 | 0 | 0.46331 | 1.4859 | 2.9719 | 3.7065 | 20.3125 | 10.5647 | 17.0341 | 17.0341 | 60.3664 | 2.9719 | 0.73459 | 2024: 0; 2025: 60.3664; 2026: 7.7608; 2027: 63.1367; 2028: 0.73459; 2029: 0.73459; 2030: 0; 2031: 0; 2032: 0; 2033: 0; 2034: 60.3664; 2035: 0; 2036: 63.1367; 2039: 0.46331; 2040: 0.1144
2018-01-05 11:00 | 1 | 10 | 6 | 0 | 0 | 0.55721 | 1.5352 | 3.0704 | 4.4576 | 20.3125 | 10.5647 | 17.0341 | 17.0341 | 62.3684 | 3.0704 | 1.3872 | 2024: 0; 2025: 62.3684; 2026: 14.6555; 2027: 75.9322; 2028: 1.3872; 2029: 2.1218; 2030: 0; 2031: 0; 2032: 0; 2033: 0; 2034: 62.3684; 2035: 0; 2036: 75.9322; 2039: 0.55721; 2040: 0.25503
2018-01-05 12:00 | 1 | 11 | 6 | 0 | 0 | 0.59253 | 1.5991 | 3.1982 | 4.7402 | 20.3125 | 10.5647 | 17.0341 | 17.0341 | 64.9644 | 3.1982 | 1.542 | 2024: 0; 2025: 64.9644; 2026: 16.2906; 2027: 80.7457; 2028: 1.542; 2029: 3.6638; 2030: 0; 2031: 0; 2032: 0; 2033: 0; 2034: 64.9644; 2035: 0; 2036: 80.7457; 2039: 0.59253; 2040: 0.28033
2018-01-05 13:00 | 1 | 12 | 6 | 0 | 0 | 0.57279 | 1.6062 | 3.2123 | 4.5823 | 20.3125 | 10.5647 | 17.0341 | 17.0341 | 65.2505 | 3.2123 | 1.37 | 2024: 0; 2025: 65.2505; 2026: 14.4734; 2027: 78.0556; 2028: 1.37; 2029: 5.0337; 2030: 0; 2031: 0; 2032: 0; 2033: 0; 2034: 65.2505; 2035: 0; 2036: 78.0556; 2039: 0.57279; 2040: 0.19793
2018-01-05 14:00 | 1 | 13 | 6 | 0 | 0 | 0.48933 | 1.5073 | 3.0146 | 3.9147 | 20.3125 | 10.5647 | 17.0341 | 17.0341 | 61.2349 | 3.0146 | 0.90003 | 2024: 0; 2025: 61.2349; 2026: 9.5086; 2027: 66.6831; 2028: 0.90003; 2029: 5.9338; 2030: 0; 2031: 0; 2032: 0; 2033: 0; 2034: 61.2349; 2035: 0; 2036: 66.6831; 2039: 0.48933; 2040: 0.18452
2018-01-05 15:00 | 1 | 14 | 6 | 0 | 0 | 0.35624 | 1.499 | 2.998 | 2.8499 | 20.3125 | 10.5647 | 17.0341 | 17.0341 | 60.8971 | 2.8499 | 0 | 2024: 3.0076; 2025: 57.8895; 2026: 0; 2027: 48.5464; 2028: 0; 2029: 5.9338; 2030: 0.14807; 2031: 0.14807; 2032: 0; 2033: 0; 2034: 60.8971; 2035: 0; 2036: 48.5464; 2039: 0.35624; 2040: 0.26987
2018-01-05 16:00 | 1 | 15 | 6 | 0 | 1 | 0.15245 | 1.7282 | 3.4563 | 1.2196 | 21.7915 | 12.0437 | 17.0341 | 17.0341 | 75.3189 | 1.2196 | 0 | 2024: 48.742; 2025: 26.5769; 2026: 0; 2027: 20.7748; 2028: 0; 2029: 5.7728; 2030: 2.2367; 2031: 2.2367; 2032: 0; 2033: 0; 2034: 75.3189; 2035: 0; 2036: 20.7748; 2039: 0.15245; 2040: 0.053359
2018-01-05 17:00 | 1 | 16 | 6 | 0 | 1 | 0 | 1.8674 | 3.7348 | 0 | 21.7915 | 12.0437 | 17.0341 | 17.0341 | 81.3864 | 0 | 0 | 2024: 81.3864; 2025: 0; 2026: 0; 2027: 0; 2028: 0; 2029: 3.3416; 2030: 3.7348; 2031: 3.0743; 2032: 0; 2033: 14.3937; 2034: 66.9927; 2035: 0; 2036: 0; 2039: 0; 2040: 0
2018-01-05 18:00 | 1 | 17 | 6 | 0 | 1 | 0 | 2.0265 | 4.053 | 0 | 21.7915 | 12.0437 | 17.0341 | 17.0341 | 88.3212 | 0 | 0 | 2024: 88.3212; 2025: 0; 2026: 0; 2027: 0; 2028: 0; 2029: 0; 2030: 4.053; 2031: 0; 2032: 0; 2033: 88.3212; 2034: 0; 2035: 0; 2036: 0; 2039: 0; 2040: 0
2018-01-05 19:00 | 1 | 18 | 6 | 0 | 1 | 0 | 2.1433 | 4.2867 | 0 | 21.7915 | 12.0437 | 17.0341 | 17.0341 | 93.4128 | 0 | 0 | 2024: 93.4128; 2025: 0; 2026: 0; 2027: 0; 2028: 0; 2029: 0; 2030: 4.2867; 2031: 0; 2032: 0; 2033: 93.4128; 2034: 0; 2035: 0; 2036: 0; 2039: 0; 2040: 0
2018-01-05 20:00 | 1 | 19 | 6 | 0 | 0 | 0 | 2.1671 | 4.3343 | 0 | 20.3125 | 10.5647 | 17.0341 | 17.0341 | 88.04 | 0 | 0 | 2024: 88.04; 2025: 0; 2026: 0; 2027: 0; 2028: 0; 2029: 0; 2030: 4.3343; 2031: 0; 2032: 0; 2033: 88.04; 2034: 0; 2035: 0; 2036: 0; 2039: 0; 2040: 0
2018-01-05 21:00 | 1 | 20 | 6 | 0 | 0 | 0 | 1.9887 | 3.9774 | 0 | 20.3125 | 10.5647 | 17.0341 | 17.0341 | 80.7904 | 0 | 0 | 2024: 80.7904; 2025: 0; 2026: 0; 2027: 0; 2028: 0; 2029: 0; 2030: 3.9774; 2031: 0; 2032: 0; 2033: 80.7904; 2034: 0; 2035: 0; 2036: 0; 2039: 0; 2040: 0
2018-01-05 22:00 | 1 | 21 | 6 | 0 | 0 | 0 | 1.7066 | 3.4132 | 0 | 20.3125 | 10.5647 | 17.0341 | 17.0341 | 69.3314 | 0 | 0 | 2024: 69.3314; 2025: 0; 2026: 0; 2027: 0; 2028: 0; 2029: 0; 2030: 3.4132; 2031: 0; 2032: 0; 2033: 69.3314; 2034: 0; 2035: 0; 2036: 0; 2039: 0; 2040: 0
2018-01-05 23:00 | 1 | 22 | 6 | 0 | 0 | 0 | 1.4032 | 2.8064 | 0 | 20.3125 | 10.5647 | 17.0341 | 17.0341 | 57.0047 | 0 | 0 | 2024: 57.0047; 2025: 0; 2026: 0; 2027: 0; 2028: 0; 2029: 0; 2030: 2.8064; 2031: 0; 2032: 0; 2033: 57.0047; 2034: 0; 2035: 0; 2036: 0; 2039: 0; 2040: 0
2018-01-06 | 1 | 23 | 6 | 0 | 0 | 0 | 1.3017 | 2.6035 | 0 | 20.3125 | 10.5647 | 17.0341 | 17.0341 | 52.8827 | 0 | 0 | 2024: 52.8827; 2025: 0; 2026: 0; 2027: 0; 2028: 0; 2029: 0; 2030: 2.6035; 2031: 0; 2032: 0; 2033: 52.8827; 2034: 0; 2035: 0; 2036: 0; 2039: 0; 2040: 0
2018-01-06 01:00 | 1 | 0 | 7 | 0 | 0 | 0 | 1.2517 | 2.5034 | 0 | 20.3125 | 10.5647 | 17.0341 | 17.0341 | 50.851 | 0 | 0 | 2024: 50.851; 2025: 0; 2026: 0; 2027: 0; 2028: 0; 2029: 0; 2030: 2.5034; 2031: 0; 2032: 0; 2033: 50.851; 2034: 0; 2035: 0; 2036: 0; 2039: 0; 2040: 0
2018-01-06 02:00 | 1 | 1 | 7 | 0 | 0 | 0 | 1.2587 | 2.5174 | 0 | 20.3125 | 10.5647 | 17.0341 | 17.0341 | 51.1341 | 0 | 0 | 2024: 51.1341; 2025: 0; 2026: 0; 2027: 0; 2028: 0; 2029: 0; 2030: 2.5174; 2031: 0; 2032: 0; 2033: 51.1341; 2034: 0; 2035: 0; 2036: 0; 2039: 0; 2040: 0
2018-01-06 03:00 | 1 | 2 | 7 | 0 | 0 | 0 | 1.3162 | 2.6323 | 0 | 20.3125 | 10.5647 | 17.0341 | 17.0341 | 53.4691 | 0 | 0 | 2024: 53.4691; 2025: 0; 2026: 0; 2027: 0; 2028: 0; 2029: 0; 2030: 2.6323; 2031: 0; 2032: 0; 2033: 53.4691; 2034: 0; 2035: 0; 2036: 0; 2039: 0; 2040: 0
2018-01-06 04:00 | 1 | 3 | 7 | 0 | 0 | 0 | 1.3388 | 2.6776 | 0 | 20.3125 | 10.5647 | 17.0341 | 17.0341 | 54.3897 | 0 | 0 | 2024: 54.3897; 2025: 0; 2026: 0; 2027: 0; 2028: 0; 2029: 0; 2030: 2.6776; 2031: 0; 2032: 0; 2033: 54.3897; 2034: 0; 2035: 0; 2036: 0; 2039: 0; 2040: 0
2018-01-06 05:00 | 1 | 4 | 7 | 0 | 0 | 0 | 1.3602 | 2.7203 | 0 | 20.3125 | 10.5647 | 17.0341 | 17.0341 | 55.2567 | 0 | 0 | 2024: 55.2567; 2025: 0; 2026: 0; 2027: 0; 2028: 0; 2029: 0; 2030: 2.7203; 2031: 0; 2032: 0; 2033: 55.2567; 2034: 0; 2035: 0; 2036: 0; 2039: 0; 2040: 0
2018-01-06 06:00 | 1 | 5 | 7 | 0 | 0 | 0 | 1.5076 | 3.0153 | 0 | 20.3125 | 10.5647 | 17.0341 | 17.0341 | 61.2475 | 0 | 0 | 2024: 61.2475; 2025: 0; 2026: 0; 2027: 0; 2028: 0; 2029: 0; 2030: 3.0153; 2031: 0; 2032: 0; 2033: 61.2475; 2034: 0; 2035: 0; 2036: 0; 2039: 0; 2040: 0
2018-01-06 07:00 | 1 | 6 | 7 | 0 | 0 | 0 | 1.701 | 3.4021 | 0 | 20.3125 | 10.5647 | 17.0341 | 17.0341 | 69.1044 | 0 | 0 | 2024: 69.1044; 2025: 0; 2026: 0; 2027: 0; 2028: 0; 2029: 0; 2030: 3.4021; 2031: 0; 2032: 0; 2033: 69.1044; 2034: 0; 2035: 0; 2036: 0; 2039: 0; 2040: 0
2018-01-06 08:00 | 1 | 7 | 7 | 0 | 0 | 0.014525 | 1.8697 | 3.7395 | 0.1162 | 20.3125 | 10.5647 | 17.0341 | 17.0341 | 75.9579 | 0.1162 | 0 | 2024: 73.5976; 2025: 2.3603; 2026: 0; 2027: 1.9793; 2028: 0; 2029: 0; 2030: 3.6233; 2031: 0; 2032: 0; 2033: 73.5976; 2034: 2.3603; 2035: 0; 2036: 1.9793; 2039: 0.014525; 2040: 0.018069
2018-01-06 09:00 | 1 | 8 | 7 | 0 | 0 | 0.2967 | 1.9949 | 3.9898 | 2.3736 | 20.3125 | 10.5647 | 17.0341 | 17.0341 | 81.042 | 2.3736 | 0 | 2024: 32.828; 2025: 48.2141; 2026: 0; 2027: 40.4325; 2028: 0; 2029: 0; 2030: 1.6161; 2031: 0; 2032: 0; 2033: 32.828; 2034: 48.2141; 2035: 0; 2036: 40.4325; 2039: 0.2967; 2040: 0.090325
2018-01-06 10:00 | 1 | 9 | 7 | 0 | 0 | 0.45157 | 2.0774 | 4.1548 | 3.6126 | 20.3125 | 10.5647 | 17.0341 | 17.0341 | 84.3948 | 3.6126 | 0 | 2024: 11.0145; 2025: 73.3803; 2026: 0; 2027: 61.537; 2028: 0; 2029: 0; 2030: 0.54225; 2031: 0; 2032: 0; 2033: 11.0145; 2034: 73.3803; 2035: 0; 2036: 61.537; 2039: 0.45157; 2040: 0.065959
2018-01-06 11:00 | 1 | 10 | 7 | 0 | 0 | 0.54143 | 1.9779 | 3.9559 | 4.3315 | 20.3125 | 10.5647 | 17.0341 | 17.0341 | 80.3536 | 3.9559 | 0.3756 | 2024: 0; 2025: 80.3536; 2026: 3.9682; 2027: 73.7829; 2028: 0.3756; 2029: 0.3756; 2030: 0; 2031: 0; 2032: 0; 2033: 0; 2034: 80.3536; 2035: 0; 2036: 73.7829; 2039: 0.54143; 2040: 0.084355
2018-01-06 12:00 | 1 | 11 | 7 | 0 | 0 | 0.42458 | 1.9552 | 3.9104 | 3.3966 | 20.3125 | 10.5647 | 17.0341 | 17.0341 | 79.4297 | 3.3966 | 0 | 2024: 10.4354; 2025: 68.9943; 2026: 0; 2027: 57.8589; 2028: 0; 2029: 0.3756; 2030: 0.51374; 2031: 0.34556; 2032: 0; 2033: 3.4163; 2034: 76.0133; 2035: 0; 2036: 57.8589; 2039: 0.42458; 2040: 0.071225
2018-01-06 13:00 | 1 | 12 | 7 | 0 | 0 | 0.41362 | 1.9611 | 3.9222 | 3.3089 | 20.3125 | 10.5647 | 17.0341 | 17.0341 | 79.6699 | 3.3089 | 0 | 2024: 12.457; 2025: 67.2129; 2026: 0; 2027: 56.365; 2028: 0; 2029: 0; 2030: 0.61327; 2031: 0; 2032: 0; 2033: 12.457; 2034: 67.2129; 2035: 0; 2036: 56.365; 2039: 0.41362; 2040: 0.076937
2018-01-06 14:00 | 1 | 13 | 7 | 0 | 0 | 0.40264 | 2.0506 | 4.1012 | 3.2211 | 20.3125 | 10.5647 | 17.0341 | 17.0341 | 83.3052 | 3.2211 | 0 | 2024: 17.8758; 2025: 65.4293; 2026: 0; 2027: 54.8693; 2028: 0; 2029: 0; 2030: 0.88004; 2031: 0; 2032: 0; 2033: 17.8758; 2034: 65.4293; 2035: 0; 2036: 54.8693; 2039: 0.40264; 2040: 0.068639
2018-01-06 15:00 | 1 | 14 | 7 | 0 | 0 | 0.2074 | 2.1184 | 4.2369 | 1.6592 | 20.3125 | 10.5647 | 17.0341 | 17.0341 | 86.062 | 1.6592 | 0 | 2024: 52.3598; 2025: 33.7022; 2026: 0; 2027: 28.2628; 2028: 0; 2029: 0; 2030: 2.5777; 2031: 0; 2032: 0; 2033: 52.3598; 2034: 33.7022; 2035: 0; 2036: 28.2628; 2039: 0.2074; 2040: 0.039244
2018-01-06 16:00 | 1 | 15 | 7 | 0 | 1 | 0.084567 | 2.153 | 4.3061 | 0.67654 | 21.7915 | 12.0437 | 17.0341 | 17.0341 | 93.8358 | 0.67654 | 0 | 2024: 79.0931; 2025: 14.7427; 2026: 0; 2027: 11.5242; 2028: 0; 2029: 0; 2030: 3.6295; 2031: 0; 2032: 0; 2033: 79.0931; 2034: 14.7427; 2035: 0; 2036: 11.5242; 2039: 0.084567; 2040: 0.039649
2018-01-06 17:00 | 1 | 16 | 7 | 0 | 1 | 0 | 2.1678 | 4.3355 | 0 | 21.7915 | 12.0437 | 17.0341 | 17.0341 | 94.478 | 0 | 0 | 2024: 94.478; 2025: 0; 2026: 0; 2027: 0; 2028: 0; 2029: 0; 2030: 4.3355; 2031: 0; 2032: 0; 2033: 94.478; 2034: 0; 2035: 0; 2036: 0; 2039: 0; 2040: 0
2018-01-06 18:00 | 1 | 17 | 7 | 0 | 1 | 0 | 2.2776 | 4.5553 | 0 | 21.7915 | 12.0437 | 17.0341 | 17.0341 | 99.266 | 0 | 0 | 2024: 99.266; 2025: 0; 2026: 0; 2027: 0; 2028: 0; 2029: 0; 2030: 4.5553; 2031: 0; 2032: 0; 2033: 99.266; 2034: 0; 2035: 0; 2036: 0; 2039: 0; 2040: 0
2018-01-06 19:00 | 1 | 18 | 7 | 0 | 1 | 0 | 2.3417 | 4.6834 | 0 | 21.7915 | 12.0437 | 17.0341 | 17.0341 | 102.0572 | 0 | 0 | 2024: 102.0572; 2025: 0; 2026: 0; 2027: 0; 2028: 0; 2029: 0; 2030: 4.6834; 2031: 0; 2032: 0; 2033: 102.0572; 2034: 0; 2035: 0; 2036: 0; 2039: 0; 2040: 0
2018-01-06 20:00 | 1 | 19 | 7 | 0 | 0 | 0 | 2.2427 | 4.4853 | 0 | 20.3125 | 10.5647 | 17.0341 | 17.0341 | 91.1083 | 0 | 0 | 2024: 91.1083; 2025: 0; 2026: 0; 2027: 0; 2028: 0; 2029: 0; 2030: 4.4853; 2031: 0; 2032: 0; 2033: 91.1083; 2034: 0; 2035: 0; 2036: 0; 2039: 0; 2040: 0
2018-01-06 21:00 | 1 | 20 | 7 | 0 | 0 | 0 | 2.0702 | 4.1403 | 0 | 20.3125 | 10.5647 | 17.0341 | 17.0341 | 84.1 | 0 | 0 | 2024: 84.1; 2025: 0; 2026: 0; 2027: 0; 2028: 0; 2029: 0; 2030: 4.1403; 2031: 0; 2032: 0; 2033: 84.1; 2034: 0; 2035: 0; 2036: 0; 2039: 0; 2040: 0
2018-01-06 22:00 | 1 | 21 | 7 | 0 | 0 | 0 | 1.8328 | 3.6656 | 0 | 20.3125 | 10.5647 | 17.0341 | 17.0341 | 74.4577 | 0 | 0 | 2024: 74.4577; 2025: 0; 2026: 0; 2027: 0; 2028: 0; 2029: 0; 2030: 3.6656; 2031: 0; 2032: 0; 2033: 74.4577; 2034: 0; 2035: 0; 2036: 0; 2039: 0; 2040: 0
2018-01-06 23:00 | 1 | 22 | 7 | 0 | 0 | 0 | 1.6514 | 3.3029 | 0 | 20.3125 | 10.5647 | 17.0341 | 17.0341 | 67.0896 | 0 | 0 | 2024: 67.0896; 2025: 0; 2026: 0; 2027: 0; 2028: 0; 2029: 0; 2030: 3.3029; 2031: 0; 2032: 0; 2033: 67.0896; 2034: 0; 2035: 0; 2036: 0; 2039: 0; 2040: 0
2018-01-07 | 1 | 23 | 7 | 0 | 0 | 0 | 1.5567 | 3.1134 | 0 | 20.3125 | 10.5647 | 17.0341 | 17.0341 | 63.2408 | 0 | 0 | 2024: 63.2408; 2025: 0; 2026: 0; 2027: 0; 2028: 0; 2029: 0; 2030: 3.1134; 2031: 0; 2032: 0; 2033: 63.2408; 2034: 0; 2035: 0; 2036: 0; 2039: 0; 2040: 0
2018-01-07 01:00 | 1 | 0 | 1 | 0 | 0 | 0 | 1.5088 | 3.0175 | 0 | 20.3125 | 10.5647 | 17.0341 | 17.0341 | 61.2931 | 0 | 0 | 2024: 61.2931; 2025: 0; 2026: 0; 2027: 0; 2028: 0; 2029: 0; 2030: 3.0175; 2031: 0; 2032: 0; 2033: 61.2931; 2034: 0; 2035: 0; 2036: 0; 2039: 0; 2040: 0
2018-01-07 02:00 | 1 | 1 | 1 | 0 | 0 | 0 | 1.4815 | 2.9631 | 0 | 20.3125 | 10.5647 | 17.0341 | 17.0341 | 60.1878 | 0 | 0 | 2024: 60.1878; 2025: 0; 2026: 0; 2027: 0; 2028: 0; 2029: 0; 2030: 2.9631; 2031: 0; 2032: 0; 2033: 60.1878; 2034: 0; 2035: 0; 2036: 0; 2039: 0; 2040: 0
2018-01-07 03:00 | 1 | 2 | 1 | 0 | 0 | 0 | 1.5009 | 3.0018 | 0 | 20.3125 | 10.5647 | 17.0341 | 17.0341 | 60.9749 | 0 | 0 | 2024: 60.9749; 2025: 0; 2026: 0; 2027: 0; 2028: 0; 2029: 0; 2030: 3.0018; 2031: 0; 2032: 0; 2033: 60.9749; 2034: 0; 2035: 0; 2036: 0; 2039: 0; 2040: 0
2018-01-07 04:00 | 1 | 3 | 1 | 0 | 0 | 0 | 1.5325 | 3.065 | 0 | 20.3125 | 10.5647 | 17.0341 | 17.0341 | 62.258 | 0 | 0 | 2024: 62.258; 2025: 0; 2026: 0; 2027: 0; 2028: 0; 2029: 0; 2030: 3.065; 2031: 0; 2032: 0; 2033: 62.258; 2034: 0; 2035: 0; 2036: 0; 2039: 0; 2040: 0
2018-01-07 05:00 | 1 | 4 | 1 | 0 | 0 | 0 | 1.55 | 3.0999 | 0 | 20.3125 | 10.5647 | 17.0341 | 17.0341 | 62.9668 | 0 | 0 | 2024: 62.9668; 2025: 0; 2026: 0; 2027: 0; 2028: 0; 2029: 0; 2030: 3.0999; 2031: 0; 2032: 0; 2033: 62.9668; 2034: 0; 2035: 0; 2036: 0; 2039: 0; 2040: 0
2018-01-07 06:00 | 1 | 5 | 1 | 0 | 0 | 0 | 1.6193 | 3.2386 | 0 | 20.3125 | 10.5647 | 17.0341 | 17.0341 | 65.7847 | 0 | 0 | 2024: 65.7847; 2025: 0; 2026: 0; 2027: 0; 2028: 0; 2029: 0; 2030: 3.2386; 2031: 0; 2032: 0; 2033: 65.7847; 2034: 0; 2035: 0; 2036: 0; 2039: 0; 2040: 0
2018-01-07 07:00 | 1 | 6 | 1 | 0 | 0 | 0 | 1.7521 | 3.5042 | 0 | 20.3125 | 10.5647 | 17.0341 | 17.0341 | 71.1788 | 0 | 0 | 2024: 71.1788; 2025: 0; 2026: 0; 2027: 0; 2028: 0; 2029: 0; 2030: 3.5042; 2031: 0; 2032: 0; 2033: 71.1788; 2034: 0; 2035: 0; 2036: 0; 2039: 0; 2040: 0
2018-01-07 08:00 | 1 | 7 | 1 | 0 | 0 | 0.0053082 | 1.921 | 3.8421 | 0.042466 | 20.3125 | 10.5647 | 17.0341 | 17.0341 | 78.0425 | 0.042466 | 0 | 2024: 77.1799; 2025: 0.86258; 2026: 0; 2027: 0.72337; 2028: 0; 2029: 0; 2030: 3.7996; 2031: 0; 2032: 0; 2033: 77.1799; 2034: 0.86258; 2035: 0; 2036: 0.72337; 2039: 0.0053082; 2040: 0.033981
2018-01-07 09:00 | 1 | 8 | 1 | 0 | 0 | 0.089178 | 1.9516 | 3.9031 | 0.71342 | 20.3125 | 10.5647 | 17.0341 | 17.0341 | 79.2827 | 0.71342 | 0 | 2024: 64.7913; 2025: 14.4914; 2026: 0; 2027: 12.1526; 2028: 0; 2029: 0; 2030: 3.1897; 2031: 0; 2032: 0; 2033: 64.7913; 2034: 14.4914; 2035: 0; 2036: 12.1526; 2039: 0.089178; 2040: 0.13419
2018-01-07 10:00 | 1 | 9 | 1 | 0 | 0 | 0.08255 | 1.9601 | 3.9203 | 0.6604 | 20.3125 | 10.5647 | 17.0341 | 17.0341 | 79.6309 | 0.6604 | 0 | 2024: 66.2165; 2025: 13.4144; 2026: 0; 2027: 11.2494; 2028: 0; 2029: 0; 2030: 3.2599; 2031: 0; 2032: 0; 2033: 66.2165; 2034: 13.4144; 2035: 0; 2036: 11.2494; 2039: 0.08255; 2040: 0.16032
2018-01-07 11:00 | 1 | 10 | 1 | 0 | 0 | 0.22677 | 1.8413 | 3.6826 | 1.8142 | 20.3125 | 10.5647 | 17.0341 | 17.0341 | 74.8036 | 1.8142 | 0 | 2024: 37.9528; 2025: 36.8508; 2026: 0; 2027: 30.9032; 2028: 0; 2029: 0; 2030: 1.8684; 2031: 0; 2032: 0; 2033: 37.9528; 2034: 36.8508; 2035: 0; 2036: 30.9032; 2039: 0.22677; 2040: 0.29319
2018-01-07 12:00 | 1 | 11 | 1 | 0 | 0 | 0.54382 | 1.8136 | 3.6272 | 4.3505 | 20.3125 | 10.5647 | 17.0341 | 17.0341 | 73.6779 | 3.6272 | 0.7233 | 2024: 0; 2025: 73.6779; 2026: 7.6415; 2027: 74.1074; 2028: 0.7233; 2029: 0.7233; 2030: 0; 2031: 0; 2032: 0; 2033: 0; 2034: 73.6779; 2035: 0; 2036: 74.1074; 2039: 0.54382; 2040: 0.33335
2018-01-07 13:00 | 1 | 12 | 1 | 0 | 0 | 0.37374 | 1.7847 | 3.5695 | 2.9899 | 20.3125 | 10.5647 | 17.0341 | 17.0341 | 72.5045 | 2.9899 | 0 | 2024: 11.7715; 2025: 60.7329; 2026: 0; 2027: 50.9309; 2028: 0; 2029: 0.7233; 2030: 0.57952; 2031: 0.57952; 2032: 0; 2033: 0; 2034: 72.5045; 2035: 0; 2036: 50.9309; 2039: 0.37374; 2040: 0.32369
2018-01-07 14:00 | 1 | 13 | 1 | 0 | 0 | 0.34891 | 1.7823 | 3.5646 | 2.7913 | 20.3125 | 10.5647 | 17.0341 | 17.0341 | 72.4058 | 2.7913 | 0 | 2024: 15.7084; 2025: 56.6974; 2026: 0; 2027: 47.5467; 2028: 0; 2029: 0.093383; 2030: 0.77333; 2031: 0.085912; 2032: 0; 2033: 13.9633; 2034: 58.4425; 2035: 0; 2036: 47.5467; 2039: 0.34891; 2040: 0.22289
2018-01-07 15:00 | 1 | 14 | 1 | 0 | 0 | 0.22495 | 1.7109 | 3.4218 | 1.7996 | 20.3125 | 10.5647 | 17.0341 | 17.0341 | 69.5044 | 1.7996 | 0 | 2024: 32.9495; 2025: 36.5549; 2026: 0; 2027: 30.6551; 2028: 0; 2029: 0; 2030: 1.6221; 2031: 0; 2032: 0; 2033: 32.9495; 2034: 36.5549; 2035: 0; 2036: 30.6551; 2039: 0.22495; 2040: 0.16309
2018-01-07 16:00 | 1 | 15 | 1 | 0 | 1 | 0.05077 | 1.7667 | 3.5334 | 0.40616 | 21.7915 | 12.0437 | 17.0341 | 17.0341 | 76.9975 | 0.40616 | 0 | 2024: 68.1468; 2025: 8.8507; 2026: 0; 2027: 6.9185; 2028: 0; 2029: 0; 2030: 3.1272; 2031: 0; 2032: 0; 2033: 68.1468; 2034: 8.8507; 2035: 0; 2036: 6.9185; 2039: 0.05077; 2040: 0.063675
2018-01-07 17:00 | 1 | 16 | 1 | 0 | 1 | 0 | 1.9092 | 3.8185 | 0 | 21.7915 | 12.0437 | 17.0341 | 17.0341 | 83.2098 | 0 | 0 | 2024: 83.2098; 2025: 0; 2026: 0; 2027: 0; 2028: 0; 2029: 0; 2030: 3.8185; 2031: 0; 2032: 0; 2033: 83.2098; 2034: 0; 2035: 0; 2036: 0; 2039: 0; 2040: 0
2018-01-07 18:00 | 1 | 17 | 1 | 0 | 1 | 0 | 1.9788 | 3.9577 | 0 | 21.7915 | 12.0437 | 17.0341 | 17.0341 | 86.2441 | 0 | 0 | 2024: 86.2441; 2025: 0; 2026: 0; 2027: 0; 2028: 0; 2029: 0; 2030: 3.9577; 2031: 0; 2032: 0; 2033: 86.2441; 2034: 0; 2035: 0; 2036: 0; 2039: 0; 2040: 0
2018-01-07 19:00 | 1 | 18 | 1 | 0 | 1 | 0 | 2.0027 | 4.0053 | 0 | 21.7915 | 12.0437 | 17.0341 | 17.0341 | 87.2823 | 0 | 0 | 2024: 87.2823; 2025: 0; 2026: 0; 2027: 0; 2028: 0; 2029: 0; 2030: 4.0053; 2031: 0; 2032: 0; 2033: 87.2823; 2034: 0; 2035: 0; 2036: 0; 2039: 0; 2040: 0
2018-01-07 20:00 | 1 | 19 | 1 | 0 | 0 | 0 | 1.993 | 3.9861 | 0 | 20.3125 | 10.5647 | 17.0341 | 17.0341 | 80.9675 | 0 | 0 | 2024: 80.9675; 2025: 0; 2026: 0; 2027: 0; 2028: 0; 2029: 0; 2030: 3.9861; 2031: 0; 2032: 0; 2033: 80.9675; 2034: 0; 2035: 0; 2036: 0; 2039: 0; 2040: 0
2018-01-07 21:00 | 1 | 20 | 1 | 0 | 0 | 0 | 1.8753 | 3.7507 | 0 | 20.3125 | 10.5647 | 17.0341 | 17.0341 | 76.1856 | 0 | 0 | 2024: 76.1856; 2025: 0; 2026: 0; 2027: 0; 2028: 0; 2029: 0; 2030: 3.7507; 2031: 0; 2032: 0; 2033: 76.1856; 2034: 0; 2035: 0; 2036: 0; 2039: 0; 2040: 0
2018-01-07 22:00 | 1 | 21 | 1 | 0 | 0 | 0 | 1.6619 | 3.3239 | 0 | 20.3125 | 10.5647 | 17.0341 | 17.0341 | 67.5158 | 0 | 0 | 2024: 67.5158; 2025: 0; 2026: 0; 2027: 0; 2028: 0; 2029: 0; 2030: 3.3239; 2031: 0; 2032: 0; 2033: 67.5158; 2034: 0; 2035: 0; 2036: 0; 2039: 0; 2040: 0
2018-01-07 23:00 | 1 | 22 | 1 | 0 | 0 | 0 | 1.4605 | 2.921 | 0 | 20.3125 | 10.5647 | 17.0341 | 17.0341 | 59.3337 | 0 | 0 | 2024: 59.3337; 2025: 0; 2026: 0; 2027: 0; 2028: 0; 2029: 0; 2030: 2.921; 2031: 0; 2032: 0; 2033: 59.3337; 2034: 0; 2035: 0; 2036: 0; 2039: 0; 2040: 0
2018-01-08 | 1 | 23 | 1 | 0 | 0 | 0 | 1.3872 | 2.7745 | 0 | 20.3125 | 10.5647 | 17.0341 | 17.0341 | 56.3567 | 0 | 0 | 2024: 56.3567; 2025: 0; 2026: 0; 2027: 0; 2028: 0; 2029: 0; 2030: 2.7745; 2031: 0; 2032: 0; 2033: 56.3567; 2034: 0; 2035: 0; 2036: 0; 2039: 0; 2040: 0
2018-01-08 01:00 | 1 | 0 | 2 | 0 | 0 | 0 | 1.3522 | 2.7044 | 0 | 20.3125 | 10.5647 | 17.0341 | 17.0341 | 54.9323 | 0 | 0 | 2024: 54.9323; 2025: 0; 2026: 0; 2027: 0; 2028: 0; 2029: 0; 2030: 2.7044; 2031: 0; 2032: 0; 2033: 54.9323; 2034: 0; 2035: 0; 2036: 0; 2039: 0; 2040: 0
2018-01-08 02:00 | 1 | 1 | 2 | 0 | 0 | 0 | 1.3816 | 2.7631 | 0 | 20.3125 | 10.5647 | 17.0341 | 17.0341 | 56.1264 | 0 | 0 | 2024: 56.1264; 2025: 0; 2026: 0; 2027: 0; 2028: 0; 2029: 0; 2030: 2.7631; 2031: 0; 2032: 0; 2033: 56.1264; 2034: 0; 2035: 0; 2036: 0; 2039: 0; 2040: 0
2018-01-08 03:00 | 1 | 2 | 2 | 0 | 0 | 0 | 1.4085 | 2.8171 | 0 | 20.3125 | 10.5647 | 17.0341 | 17.0341 | 57.2218 | 0 | 0 | 2024: 57.2218; 2025: 0; 2026: 0; 2027: 0; 2028: 0; 2029: 0; 2030: 2.8171; 2031: 0; 2032: 0; 2033: 57.2218; 2034: 0; 2035: 0; 2036: 0; 2039: 0; 2040: 0
2018-01-08 04:00 | 1 | 3 | 2 | 0 | 0 | 0 | 1.4801 | 2.9602 | 0 | 20.3125 | 10.5647 | 17.0341 | 17.0341 | 60.1282 | 0 | 0 | 2024: 60.1282; 2025: 0; 2026: 0; 2027: 0; 2028: 0; 2029: 0; 2030: 2.9602; 2031: 0; 2032: 0; 2033: 60.1282; 2034: 0; 2035: 0; 2036: 0; 2039: 0; 2040: 0
2018-01-08 05:00 | 1 | 4 | 2 | 0 | 0 | 0 | 1.5597 | 3.1194 | 0 | 20.3125 | 10.5647 | 17.0341 | 17.0341 | 63.3623 | 0 | 0 | 2024: 63.3623; 2025: 0; 2026: 0; 2027: 0; 2028: 0; 2029: 0; 2030: 3.1194; 2031: 0; 2032: 0; 2033: 63.3623; 2034: 0; 2035: 0; 2036: 0; 2039: 0; 2040: 0
2018-01-08 06:00 | 1 | 5 | 2 | 0 | 0 | 0 | 1.7163 | 3.4325 | 0 | 20.3125 | 10.5647 | 17.0341 | 17.0341 | 69.7233 | 0 | 0 | 2024: 69.7233; 2025: 0; 2026: 0; 2027: 0; 2028: 0; 2029: 0; 2030: 3.4325; 2031: 0; 2032: 0; 2033: 69.7233; 2034: 0; 2035: 0; 2036: 0; 2039: 0; 2040: 0
2018-01-08 07:00 | 1 | 6 | 2 | 0 | 0 | 0 | 1.7679 | 3.5358 | 0 | 20.3125 | 10.5647 | 17.0341 | 17.0341 | 71.8203 | 0 | 0 | 2024: 71.8203; 2025: 0; 2026: 0; 2027: 0; 2028: 0; 2029: 0; 2030: 3.5358; 2031: 0; 2032: 0; 2033: 71.8203; 2034: 0; 2035: 0; 2036: 0; 2039: 0; 2040: 0
2018-01-08 08:00 | 1 | 7 | 2 | 0 | 0 | 0.0021017 | 1.6932 | 3.3864 | 0.016814 | 20.3125 | 10.5647 | 17.0341 | 17.0341 | 68.7861 | 0.016814 | 0 | 2024: 68.4446; 2025: 0.34152; 2026: 0; 2027: 0.2864; 2028: 0; 2029: 0; 2030: 3.3696; 2031: 0; 2032: 0; 2033: 68.4446; 2034: 0.34152; 2035: 0; 2036: 0.2864; 2039: 0.0021017; 2040: 0.005419
2018-01-08 09:00 | 1 | 8 | 2 | 0 | 0 | 0.023708 | 1.6475 | 3.295 | 0.18966 | 20.3125 | 10.5647 | 17.0341 | 17.0341 | 66.9302 | 0.18966 | 0 | 2024: 63.0777; 2025: 3.8525; 2026: 0; 2027: 3.2308; 2028: 0; 2029: 0; 2030: 3.1054; 2031: 0; 2032: 0; 2033: 63.0777; 2034: 3.8525; 2035: 0; 2036: 3.2308; 2039: 0.023708; 2040: 0.1651
2018-01-08 10:00 | 1 | 9 | 2 | 0 | 0 | 0.064892 | 1.5408 | 3.0816 | 0.51914 | 20.3125 | 10.5647 | 17.0341 | 17.0341 | 62.5946 | 0.51914 | 0 | 2024: 52.0496; 2025: 10.545; 2026: 0; 2027: 8.8431; 2028: 0; 2029: 0; 2030: 2.5624; 2031: 0; 2032: 0; 2033: 52.0496; 2034: 10.545; 2035: 0; 2036: 8.8431; 2039: 0.064892; 2040: 0.21079
2018-01-08 11:00 | 1 | 10 | 2 | 0 | 0 | 0.053671 | 1.5002 | 3.0003 | 0.42937 | 20.3125 | 10.5647 | 17.0341 | 17.0341 | 60.9437 | 0.42937 | 0 | 2024: 52.2222; 2025: 8.7216; 2026: 0; 2027: 7.314; 2028: 0; 2029: 0; 2030: 2.5709; 2031: 0; 2032: 0; 2033: 52.2222; 2034: 8.7216; 2035: 0; 2036: 7.314; 2039: 0.053671; 2040: 0.35648
2018-01-08 12:00 | 1 | 11 | 2 | 0 | 0 | 0.11617 | 1.4638 | 2.9276 | 0.92932 | 20.3125 | 10.5647 | 17.0341 | 17.0341 | 59.4671 | 0.92932 | 0 | 2024: 40.5903; 2025: 18.8768; 2026: 0; 2027: 15.8302; 2028: 0; 2029: 0; 2030: 1.9983; 2031: 0; 2032: 0; 2033: 40.5903; 2034: 18.8768; 2035: 0; 2036: 15.8302; 2039: 0.11617; 2040: 0.18186
2018-01-08 13:00 | 1 | 12 | 2 | 0 | 0 | 0.19126 | 1.3966 | 2.7933 | 1.5301 | 20.3125 | 10.5647 | 17.0341 | 17.0341 | 56.7384 | 1.5301 | 0 | 2024: 25.6589; 2025: 31.0796; 2026: 0; 2027: 26.0635; 2028: 0; 2029: 0; 2030: 1.2632; 2031: 0; 2032: 0; 2033: 25.6589; 2034: 31.0796; 2035: 0; 2036: 26.0635; 2039: 0.19126; 2040: 0.24493
2018-01-08 14:00 | 1 | 13 | 2 | 0 | 0 | 0.046169 | 1.3626 | 2.7253 | 0.36935 | 20.3125 | 10.5647 | 17.0341 | 17.0341 | 55.3571 | 0.36935 | 0 | 2024: 47.8545; 2025: 7.5025; 2026: 0; 2027: 6.2916; 2028: 0; 2029: 0; 2030: 2.3559; 2031: 0; 2032: 0; 2033: 47.8545; 2034: 7.5025; 2035: 0; 2036: 6.2916; 2039: 0.046169; 2040: 0.14794
2018-01-08 15:00 | 1 | 14 | 2 | 0 | 0 | 0.042423 | 1.4154 | 2.8307 | 0.33938 | 20.3125 | 10.5647 | 17.0341 | 17.0341 | 57.4989 | 0.33938 | 0 | 2024: 50.6051; 2025: 6.8938; 2026: 0; 2027: 5.7811; 2028: 0; 2029: 0; 2030: 2.4913; 2031: 0; 2032: 0; 2033: 50.6051; 2034: 6.8938; 2035: 0; 2036: 5.7811; 2039: 0.042423; 2040: 0.21395
2018-01-08 16:00 | 1 | 15 | 2 | 0 | 1 | 0.0052448 | 1.4816 | 2.9631 | 0.041959 | 21.7915 | 12.0437 | 17.0341 | 17.0341 | 64.5709 | 0.041959 | 0 | 2024: 63.6565; 2025: 0.91434; 2026: 0; 2027: 0.71473; 2028: 0; 2029: 0; 2030: 2.9212; 2031: 0; 2032: 0; 2033: 63.6565; 2034: 0.91434; 2035: 0; 2036: 0.71473; 2039: 0.0052448; 2040: 0.10426
2018-01-08 17:00 | 1 | 16 | 2 | 0 | 1 | 0 | 1.5572 | 3.1143 | 0 | 21.7915 | 12.0437 | 17.0341 | 17.0341 | 67.8655 | 0 | 0 | 2024: 67.8655; 2025: 0; 2026: 0; 2027: 0; 2028: 0; 2029: 0; 2030: 3.1143; 2031: 0; 2032: 0; 2033: 67.8655; 2034: 0; 2035: 0; 2036: 0; 2039: 0; 2040: 0
2018-01-08 18:00 | 1 | 17 | 2 | 0 | 1 | 0 | 1.7687 | 3.5375 | 0 | 21.7915 | 12.0437 | 17.0341 | 17.0341 | 77.0869 | 0 | 0 | 2024: 77.0869; 2025: 0; 2026: 0; 2027: 0; 2028: 0; 2029: 0; 2030: 3.5375; 2031: 0; 2032: 0; 2033: 77.0869; 2034: 0; 2035: 0; 2036: 0; 2039: 0; 2040: 0
2018-01-08 19:00 | 1 | 18 | 2 | 0 | 1 | 0 | 1.8042 | 3.6084 | 0 | 21.7915 | 12.0437 | 17.0341 | 17.0341 | 78.6327 | 0 | 0 | 2024: 78.6327; 2025: 0; 2026: 0; 2027: 0; 2028: 0; 2029: 0; 2030: 3.6084; 2031: 0; 2032: 0; 2033: 78.6327; 2034: 0; 2035: 0; 2036: 0; 2039: 0; 2040: 0
2018-01-08 20:00 | 1 | 19 | 2 | 0 | 0 | 0 | 1.798 | 3.5961 | 0 | 20.3125 | 10.5647 | 17.0341 | 17.0341 | 73.0448 | 0 | 0 | 2024: 73.0448; 2025: 0; 2026: 0; 2027: 0; 2028: 0; 2029: 0; 2030: 3.5961; 2031: 0; 2032: 0; 2033: 73.0448; 2034: 0; 2035: 0; 2036: 0; 2039: 0; 2040: 0
2018-01-08 21:00 | 1 | 20 | 2 | 0 | 0 | 0 | 1.6288 | 3.2576 | 0 | 20.3125 | 10.5647 | 17.0341 | 17.0341 | 66.1692 | 0 | 0 | 2024: 66.1692; 2025: 0; 2026: 0; 2027: 0; 2028: 0; 2029: 0; 2030: 3.2576; 2031: 0; 2032: 0; 2033: 66.1692; 2034: 0; 2035: 0; 2036: 0; 2039: 0; 2040: 0
2018-01-08 22:00 | 1 | 21 | 2 | 0 | 0 | 0 | 1.4723 | 2.9447 | 0 | 20.3125 | 10.5647 | 17.0341 | 17.0341 | 59.8138 | 0 | 0 | 2024: 59.8138; 2025: 0; 2026: 0; 2027: 0; 2028: 0; 2029: 0; 2030: 2.9447; 2031: 0; 2032: 0; 2033: 59.8138; 2034: 0; 2035: 0; 2036: 0; 2039: 0; 2040: 0
2018-01-08 23:00 | 1 | 22 | 2 | 0 | 0 | 0 | 1.249 | 2.498 | 0 | 20.3125 | 10.5647 | 17.0341 | 17.0341 | 50.7398 | 0 | 0 | 2024: 50.7398; 2025: 0; 2026: 0; 2027: 0; 2028: 0; 2029: 0; 2030: 2.498; 2031: 0; 2032: 0; 2033: 50.7398; 2034: 0; 2035: 0; 2036: 0; 2039: 0; 2040: 0
2018-01-09 | 1 | 23 | 2 | 0 | 0 | 0 | 1.1694 | 2.3387 | 0 | 20.3125 | 10.5647 | 17.0341 | 17.0341 | 47.5055 | 0 | 0 | 2024: 47.5055; 2025: 0; 2026: 0; 2027: 0; 2028: 0; 2029: 0; 2030: 2.3387; 2031: 0; 2032: 0; 2033: 47.5055; 2034: 0; 2035: 0; 2036: 0; 2039: 0; 2040: 0
2018-01-09 01:00 | 1 | 0 | 3 | 0 | 0 | 0 | 1.1506 | 2.3011 | 0 | 20.3125 | 10.5647 | 17.0341 | 17.0341 | 46.7417 | 0 | 0 | 2024: 46.7417; 2025: 0; 2026: 0; 2027: 0; 2028: 0; 2029: 0; 2030: 2.3011; 2031: 0; 2032: 0; 2033: 46.7417; 2034: 0; 2035: 0; 2036: 0; 2039: 0; 2040: 0
2018-01-09 02:00 | 1 | 1 | 3 | 0 | 0 | 0 | 1.1553 | 2.3106 | 0 | 20.3125 | 10.5647 | 17.0341 | 17.0341 | 46.9347 | 0 | 0 | 2024: 46.9347; 2025: 0; 2026: 0; 2027: 0; 2028: 0; 2029: 0; 2030: 2.3106; 2031: 0; 2032: 0; 2033: 46.9347; 2034: 0; 2035: 0; 2036: 0; 2039: 0; 2040: 0
2018-01-09 03:00 | 1 | 2 | 3 | 0 | 0 | 0 | 1.1601 | 2.3201 | 0 | 20.3125 | 10.5647 | 17.0341 | 17.0341 | 47.1273 | 0 | 0 | 2024: 47.1273; 2025: 0; 2026: 0; 2027: 0; 2028: 0; 2029: 0; 2030: 2.3201; 2031: 0; 2032: 0; 2033: 47.1273; 2034: 0; 2035: 0; 2036: 0; 2039: 0; 2040: 0
2018-01-09 04:00 | 1 | 3 | 3 | 0 | 0 | 0 | 1.2318 | 2.4635 | 0 | 20.3125 | 10.5647 | 17.0341 | 17.0341 | 50.0407 | 0 | 0 | 2024: 50.0407; 2025: 0; 2026: 0; 2027: 0; 2028: 0; 2029: 0; 2030: 2.4635; 2031: 0; 2032: 0; 2033: 50.0407; 2034: 0; 2035: 0; 2036: 0; 2039: 0; 2040: 0
2018-01-09 05:00 | 1 | 4 | 3 | 0 | 0 | 0 | 1.3323 | 2.6647 | 0 | 20.3125 | 10.5647 | 17.0341 | 17.0341 | 54.1261 | 0 | 0 | 2024: 54.1261; 2025: 0; 2026: 0; 2027: 0; 2028: 0; 2029: 0; 2030: 2.6647; 2031: 0; 2032: 0; 2033: 54.1261; 2034: 0; 2035: 0; 2036: 0; 2039: 0; 2040: 0
2018-01-09 06:00 | 1 | 5 | 3 | 0 | 0 | 0 | 1.5269 | 3.0538 | 0 | 20.3125 | 10.5647 | 17.0341 | 17.0341 | 62.0313 | 0 | 0 | 2024: 62.0313; 2025: 0; 2026: 0; 2027: 0; 2028: 0; 2029: 0; 2030: 3.0538; 2031: 0; 2032: 0; 2033: 62.0313; 2034: 0; 2035: 0; 2036: 0; 2039: 0; 2040: 0
2018-01-09 07:00 | 1 | 6 | 3 | 0 | 0 | 0 | 1.644 | 3.2879 | 0 | 20.3125 | 10.5647 | 17.0341 | 17.0341 | 66.7858 | 0 | 0 | 2024: 66.7858; 2025: 0; 2026: 0; 2027: 0; 2028: 0; 2029: 0; 2030: 3.2879; 2031: 0; 2032: 0; 2033: 66.7858; 2034: 0; 2035: 0; 2036: 0; 2039: 0; 2040: 0
2018-01-09 08:00 | 1 | 7 | 3 | 0 | 0 | 0.0006194 | 1.7093 | 3.4186 | 0.0049552 | 20.3125 | 10.5647 | 17.0341 | 17.0341 | 69.4405 | 0.0049552 | 0 | 2024: 69.3398; 2025: 0.10065; 2026: 0; 2027: 0.084408; 2028: 0; 2029: 0; 2030: 3.4137; 2031: 0; 2032: 0; 2033: 69.3398; 2034: 0.10065; 2035: 0; 2036: 0.084408; 2039: 0.0006194; 2040: 0.048257
2018-01-09 09:00 | 1 | 8 | 3 | 0 | 0 | 0.01694 | 1.7503 | 3.5006 | 0.13552 | 20.3125 | 10.5647 | 17.0341 | 17.0341 | 71.1054 | 0.13552 | 0 | 2024: 68.3527; 2025: 2.7527; 2026: 0; 2027: 2.3084; 2028: 0; 2029: 0; 2030: 3.3651; 2031: 0; 2032: 0; 2033: 68.3527; 2034: 2.7527; 2035: 0; 2036: 2.3084; 2039: 0.01694; 2040: 0.2212
2018-01-09 10:00 | 1 | 9 | 3 | 0 | 0 | 0.15948 | 1.8119 | 3.6239 | 1.2758 | 20.3125 | 10.5647 | 17.0341 | 17.0341 | 73.6101 | 1.2758 | 0 | 2024: 47.6946; 2025: 25.9155; 2026: 0; 2027: 21.7328; 2028: 0; 2029: 0; 2030: 2.348; 2031: 0; 2032: 0; 2033: 47.6946; 2034: 25.9155; 2035: 0; 2036: 21.7328; 2039: 0.15948; 2040: 0.36137
2018-01-09 11:00 | 1 | 10 | 3 | 0 | 0 | 0.27942 | 1.7511 | 3.5022 | 2.2353 | 20.3125 | 10.5647 | 17.0341 | 17.0341 | 71.1389 | 2.2353 | 0 | 2024: 25.7337; 2025: 45.4053; 2026: 0; 2027: 38.077; 2028: 0; 2029: 0; 2030: 1.2669; 2031: 0; 2032: 0; 2033: 25.7337; 2034: 45.4053; 2035: 0; 2036: 38.077; 2039: 0.27942; 2040: 0.45406
2018-01-09 12:00 | 1 | 11 | 3 | 0 | 0 | 0.20728 | 1.7327 | 3.4655 | 1.6582 | 20.3125 | 10.5647 | 17.0341 | 17.0341 | 70.3926 | 1.6582 | 0 | 2024: 36.7096; 2025: 33.683; 2026: 0; 2027: 28.2467; 2028: 0; 2029: 0; 2030: 1.8072; 2031: 0; 2032: 0; 2033: 36.7096; 2034: 33.683; 2035: 0; 2036: 28.2467; 2039: 0.20728; 2040: 0.49023
2018-01-09 13:00 | 1 | 12 | 3 | 0 | 0 | 0.24199 | 1.6228 | 3.2455 | 1.9359 | 20.3125 | 10.5647 | 17.0341 | 17.0341 | 65.9244 | 1.9359 | 0 | 2024: 26.6012; 2025: 39.3232; 2026: 0; 2027: 32.9766; 2028: 0; 2029: 0; 2030: 1.3096; 2031: 0; 2032: 0; 2033: 26.6012; 2034: 39.3232; 2035: 0; 2036: 32.9766; 2039: 0.24199; 2040: 0.46528
2018-01-09 14:00 | 1 | 13 | 3 | 0 | 0 | 0.10054 | 1.6552 | 3.3105 | 0.80434 | 20.3125 | 10.5647 | 17.0341 | 17.0341 | 67.2436 | 0.80434 | 0 | 2024: 50.9054; 2025: 16.3382; 2026: 0; 2027: 13.7013; 2028: 0; 2029: 0; 2030: 2.5061; 2031: 0; 2032: 0; 2033: 50.9054; 2034: 16.3382; 2035: 0; 2036: 13.7013; 2039: 0.10054; 2040: 0.40061
2018-01-09 15:00 | 1 | 14 | 3 | 0 | 0 | 0.050183 | 1.7051 | 3.4103 | 0.40147 | 20.3125 | 10.5647 | 17.0341 | 17.0341 | 69.2711 | 0.40147 | 0 | 2024: 61.1163; 2025: 8.1548; 2026: 0; 2027: 6.8387; 2028: 0; 2029: 0; 2030: 3.0088; 2031: 0; 2032: 0; 2033: 61.1163; 2034: 8.1548; 2035: 0; 2036: 6.8387; 2039: 0.050183; 2040: 0.29753
2018-01-09 16:00 | 1 | 15 | 3 | 0 | 1 | 0.0099711 | 1.7935 | 3.5869 | 0.079769 | 21.7915 | 12.0437 | 17.0341 | 17.0341 | 78.164 | 0.079769 | 0 | 2024: 76.4257; 2025: 1.7383; 2026: 0; 2027: 1.3588; 2028: 0; 2029: 0; 2030: 3.5071; 2031: 0; 2032: 0; 2033: 76.4257; 2034: 1.7383; 2035: 0; 2036: 1.3588; 2039: 0.0099711; 2040: 0.13397
2018-01-09 17:00 | 1 | 16 | 3 | 0 | 1 | 0 | 1.9705 | 3.9409 | 0 | 21.7915 | 12.0437 | 17.0341 | 17.0341 | 85.8791 | 0 | 0 | 2024: 85.8791; 2025: 0; 2026: 0; 2027: 0; 2028: 0; 2029: 0; 2030: 3.9409; 2031: 0; 2032: 0; 2033: 85.8791; 2034: 0; 2035: 0; 2036: 0; 2039: 0; 2040: 0
2018-01-09 18:00 | 1 | 17 | 3 | 0 | 1 | 0 | 2.0585 | 4.117 | 0 | 21.7915 | 12.0437 | 17.0341 | 17.0341 | 89.7161 | 0 | 0 | 2024: 89.7161; 2025: 0; 2026: 0; 2027: 0; 2028: 0; 2029: 0; 2030: 4.117; 2031: 0; 2032: 0; 2033: 89.7161; 2034: 0; 2035: 0; 2036: 0; 2039: 0; 2040: 0
2018-01-09 19:00 | 1 | 18 | 3 | 0 | 1 | 0 | 2.1891 | 4.3783 | 0 | 21.7915 | 12.0437 | 17.0341 | 17.0341 | 95.4092 | 0 | 0 | 2024: 95.4092; 2025: 0; 2026: 0; 2027: 0; 2028: 0; 2029: 0; 2030: 4.3783; 2031: 0; 2032: 0; 2033: 95.4092; 2034: 0; 2035: 0; 2036: 0; 2039: 0; 2040: 0
2018-01-09 20:00 | 1 | 19 | 3 | 0 | 0 | 0 | 2.2622 | 4.5243 | 0 | 20.3125 | 10.5647 | 17.0341 | 17.0341 | 91.9007 | 0 | 0 | 2024: 91.9007; 2025: 0; 2026: 0; 2027: 0; 2028: 0; 2029: 0; 2030: 4.5243; 2031: 0; 2032: 0; 2033: 91.9007; 2034: 0; 2035: 0; 2036: 0; 2039: 0; 2040: 0
2018-01-09 21:00 | 1 | 20 | 3 | 0 | 0 | 0 | 2.1815 | 4.3631 | 0 | 20.3125 | 10.5647 | 17.0341 | 17.0341 | 88.6252 | 0 | 0 | 2024: 88.6252; 2025: 0; 2026: 0; 2027: 0; 2028: 0; 2029: 0; 2030: 4.3631; 2031: 0; 2032: 0; 2033: 88.6252; 2034: 0; 2035: 0; 2036: 0; 2039: 0; 2040: 0
2018-01-09 22:00 | 1 | 21 | 3 | 0 | 0 | 0 | 2.0138 | 4.0276 | 0 | 20.3125 | 10.5647 | 17.0341 | 17.0341 | 81.8102 | 0 | 0 | 2024: 81.8102; 2025: 0; 2026: 0; 2027: 0; 2028: 0; 2029: 0; 2030: 4.0276; 2031: 0; 2032: 0; 2033: 81.8102; 2034: 0; 2035: 0; 2036: 0; 2039: 0; 2040: 0
2018-01-09 23:00 | 1 | 22 | 3 | 0 | 0 | 0 | 1.702 | 3.4039 | 0 | 20.3125 | 10.5647 | 17.0341 | 17.0341 | 69.1421 | 0 | 0 | 2024: 69.1421; 2025: 0; 2026: 0; 2027: 0; 2028: 0; 2029: 0; 2030: 3.4039; 2031: 0; 2032: 0; 2033: 69.1421; 2034: 0; 2035: 0; 2036: 0; 2039: 0; 2040: 0
2018-01-10 | 1 | 23 | 3 | 0 | 0 | 0 | 1.6168 | 3.2335 | 0 | 20.3125 | 10.5647 | 17.0341 | 17.0341 | 65.6809 | 0 | 0 | 2024: 65.6809; 2025: 0; 2026: 0; 2027: 0; 2028: 0; 2029: 0; 2030: 3.2335; 2031: 0; 2032: 0; 2033: 65.6809; 2034: 0; 2035: 0; 2036: 0; 2039: 0; 2040: 0
2018-01-10 01:00 | 1 | 0 | 4 | 0 | 0 | 0 | 1.5478 | 3.0955 | 0 | 20.3125 | 10.5647 | 17.0341 | 17.0341 | 62.8782 | 0 | 0 | 2024: 62.8782; 2025: 0; 2026: 0; 2027: 0; 2028: 0; 2029: 0; 2030: 3.0955; 2031: 0; 2032: 0; 2033: 62.8782; 2034: 0; 2035: 0; 2036: 0; 2039: 0; 2040: 0
2018-01-10 02:00 | 1 | 1 | 4 | 0 | 0 | 0 | 1.5297 | 3.0594 | 0 | 20.3125 | 10.5647 | 17.0341 | 17.0341 | 62.1447 | 0 | 0 | 2024: 62.1447; 2025: 0; 2026: 0; 2027: 0; 2028: 0; 2029: 0; 2030: 3.0594; 2031: 0; 2032: 0; 2033: 62.1447; 2034: 0; 2035: 0; 2036: 0; 2039: 0; 2040: 0
2018-01-10 03:00 | 1 | 2 | 4 | 0 | 0 | 0 | 1.5106 | 3.0212 | 0 | 20.3125 | 10.5647 | 17.0341 | 17.0341 | 61.368 | 0 | 0 | 2024: 61.368; 2025: 0; 2026: 0; 2027: 0; 2028: 0; 2029: 0; 2030: 3.0212; 2031: 0; 2032: 0; 2033: 61.368; 2034: 0; 2035: 0; 2036: 0; 2039: 0; 2040: 0
2018-01-10 04:00 | 1 | 3 | 4 | 0 | 0 | 0 | 1.5571 | 3.1142 | 0 | 20.3125 | 10.5647 | 17.0341 | 17.0341 | 63.2581 | 0 | 0 | 2024: 63.2581; 2025: 0; 2026: 0; 2027: 0; 2028: 0; 2029: 0; 2030: 3.1142; 2031: 0; 2032: 0; 2033: 63.2581; 2034: 0; 2035: 0; 2036: 0; 2039: 0; 2040: 0
2018-01-10 05:00 | 1 | 4 | 4 | 0 | 0 | 0 | 1.6649 | 3.3299 | 0 | 20.3125 | 10.5647 | 17.0341 | 17.0341 | 67.6384 | 0 | 0 | 2024: 67.6384; 2025: 0; 2026: 0; 2027: 0; 2028: 0; 2029: 0; 2030: 3.3299; 2031: 0; 2032: 0; 2033: 67.6384; 2034: 0; 2035: 0; 2036: 0; 2039: 0; 2040: 0
2018-01-10 06:00 | 1 | 5 | 4 | 0 | 0 | 0 | 1.8367 | 3.6734 | 0 | 20.3125 | 10.5647 | 17.0341 | 17.0341 | 74.6152 | 0 | 0 | 2024: 74.6152; 2025: 0; 2026: 0; 2027: 0; 2028: 0; 2029: 0; 2030: 3.6734; 2031: 0; 2032: 0; 2033: 74.6152; 2034: 0; 2035: 0; 2036: 0; 2039: 0; 2040: 0
2018-01-10 07:00 | 1 | 6 | 4 | 0 | 0 | 0 | 2.0387 | 4.0773 | 0 | 20.3125 | 10.5647 | 17.0341 | 17.0341 | 82.8211 | 0 | 0 | 2024: 82.8211; 2025: 0; 2026: 0; 2027: 0; 2028: 0; 2029: 0; 2030: 4.0773; 2031: 0; 2032: 0; 2033: 82.8211; 2034: 0; 2035: 0; 2036: 0; 2039: 0; 2040: 0
2018-01-10 08:00 | 1 | 7 | 4 | 0 | 0 | 0.0027624 | 2.0998 | 4.1996 | 0.022099 | 20.3125 | 10.5647 | 17.0341 | 17.0341 | 85.3046 | 0.022099 | 0 | 2024: 84.8557; 2025: 0.44889; 2026: 0; 2027: 0.37645; 2028: 0; 2029: 0; 2030: 4.1775; 2031: 0; 2032: 0; 2033: 84.8557; 2034: 0.44889; 2035: 0; 2036: 0.37645; 2039: 0.0027624; 2040: 0.042832
2018-01-10 09:00 | 1 | 8 | 4 | 0 | 0 | 0.029177 | 2.0069 | 4.0139 | 0.23342 | 20.3125 | 10.5647 | 17.0341 | 17.0341 | 81.532 | 0.23342 | 0 | 2024: 76.7908; 2025: 4.7413; 2026: 0; 2027: 3.976; 2028: 0; 2029: 0; 2030: 3.7805; 2031: 0; 2032: 0; 2033: 76.7908; 2034: 4.7413; 2035: 0; 2036: 3.976; 2039: 0.029177; 2040: 0.27785
2018-01-10 10:00 | 1 | 9 | 4 | 0 | 0 | 0.059352 | 1.9239 | 3.8478 | 0.47481 | 20.3125 | 10.5647 | 17.0341 | 17.0341 | 78.1588 | 0.47481 | 0 | 2024: 68.5142; 2025: 9.6447; 2026: 0; 2027: 8.0881; 2028: 0; 2029: 0; 2030: 3.373; 2031: 0; 2032: 0; 2033: 68.5142; 2034: 9.6447; 2035: 0; 2036: 8.0881; 2039: 0.059352; 2040: 0.33492
2018-01-10 11:00 | 1 | 10 | 4 | 0 | 0 | 0.14902 | 1.9164 | 3.8327 | 1.1922 | 20.3125 | 10.5647 | 17.0341 | 17.0341 | 77.852 | 1.1922 | 0 | 2024: 53.6364; 2025: 24.2156; 2026: 0; 2027: 20.3073; 2028: 0; 2029: 0; 2030: 2.6406; 2031: 0; 2032: 0; 2033: 53.6364; 2034: 24.2156; 2035: 0; 2036: 20.3073; 2039: 0.14902; 2040: 0.45304
2018-01-10 12:00 | 1 | 11 | 4 | 0 | 0 | 0.14113 | 1.8387 | 3.6773 | 1.129 | 20.3125 | 10.5647 | 17.0341 | 17.0341 | 74.6956 | 1.129 | 0 | 2024: 51.7618; 2025: 22.9338; 2026: 0; 2027: 19.2324; 2028: 0; 2029: 0; 2030: 2.5483; 2031: 0; 2032: 0; 2033: 51.7618; 2034: 22.9338; 2035: 0; 2036: 19.2324; 2039: 0.14113; 2040: 0.60973
2018-01-10 13:00 | 1 | 12 | 4 | 0 | 0 | 0.090423 | 1.772 | 3.544 | 0.72338 | 20.3125 | 10.5647 | 17.0341 | 17.0341 | 71.9871 | 0.72338 | 0 | 2024: 57.2934; 2025: 14.6937; 2026: 0; 2027: 12.3222; 2028: 0; 2029: 0; 2030: 2.8206; 2031: 0; 2032: 0; 2033: 57.2934; 2034: 14.6937; 2035: 0; 2036: 12.3222; 2039: 0.090423; 2040: 0.56696
2018-01-10 14:00 | 1 | 13 | 4 | 0 | 0 | 0.11344 | 1.7378 | 3.4756 | 0.90752 | 20.3125 | 10.5647 | 17.0341 | 17.0341 | 70.598 | 0.90752 | 0 | 2024: 52.164; 2025: 18.434; 2026: 0; 2027: 15.4588; 2028: 0; 2029: 0; 2030: 2.5681; 2031: 0; 2032: 0; 2033: 52.164; 2034: 18.434; 2035: 0; 2036: 15.4588; 2039: 0.11344; 2040: 0.31558
2018-01-10 15:00 | 1 | 14 | 4 | 0 | 0 | 0.10328 | 1.808 | 3.6161 | 0.82624 | 20.3125 | 10.5647 | 17.0341 | 17.0341 | 73.4516 | 0.82624 | 0 | 2024: 56.6686; 2025: 16.783; 2026: 0; 2027: 14.0743; 2028: 0; 2029: 0; 2030: 2.7898; 2031: 0; 2032: 0; 2033: 56.6686; 2034: 16.783; 2035: 0; 2036: 14.0743; 2039: 0.10328; 2040: 0.10723
2018-01-10 16:00 | 1 | 15 | 4 | 0 | 1 | 0.01985 | 1.9667 | 3.9334 | 0.1588 | 21.7915 | 12.0437 | 17.0341 | 17.0341 | 85.7155 | 0.1588 | 0 | 2024: 82.255; 2025: 3.4605; 2026: 0; 2027: 2.705; 2028: 0; 2029: 0; 2030: 3.7746; 2031: 0; 2032: 0; 2033: 82.255; 2034: 3.4605; 2035: 0; 2036: 2.705; 2039: 0.01985; 2040: 0.10071
2018-01-10 17:00 | 1 | 16 | 4 | 0 | 1 | 0 | 2.1595 | 4.3189 | 0 | 21.7915 | 12.0437 | 17.0341 | 17.0341 | 94.1155 | 0 | 0 | 2024: 94.1155; 2025: 0; 2026: 0; 2027: 0; 2028: 0; 2029: 0; 2030: 4.3189; 2031: 0; 2032: 0; 2033: 94.1155; 2034: 0; 2035: 0; 2036: 0; 2039: 0; 2040: 0
2018-01-10 18:00 | 1 | 17 | 4 | 0 | 1 | 0 | 2.2178 | 4.4357 | 0 | 21.7915 | 12.0437 | 17.0341 | 17.0341 | 96.6603 | 0 | 0 | 2024: 96.6603; 2025: 0; 2026: 0; 2027: 0; 2028: 0; 2029: 0; 2030: 4.4357; 2031: 0; 2032: 0; 2033: 96.6603; 2034: 0; 2035: 0; 2036: 0; 2039: 0; 2040: 0
2018-01-10 19:00 | 1 | 18 | 4 | 0 | 1 | 0 | 2.1681 | 4.3361 | 0 | 21.7915 | 12.0437 | 17.0341 | 17.0341 | 94.4904 | 0 | 0 | 2024: 94.4904; 2025: 0; 2026: 0; 2027: 0; 2028: 0; 2029: 0; 2030: 4.3361; 2031: 0; 2032: 0; 2033: 94.4904; 2034: 0; 2035: 0; 2036: 0; 2039: 0; 2040: 0
2018-01-10 20:00 | 1 | 19 | 4 | 0 | 0 | 0 | 2.0424 | 4.0848 | 0 | 20.3125 | 10.5647 | 17.0341 | 17.0341 | 82.9722 | 0 | 0 | 2024: 82.9722; 2025: 0; 2026: 0; 2027: 0; 2028: 0; 2029: 0; 2030: 4.0848; 2031: 0; 2032: 0; 2033: 82.9722; 2034: 0; 2035: 0; 2036: 0; 2039: 0; 2040: 0
2018-01-10 21:00 | 1 | 20 | 4 | 0 | 0 | 0 | 1.8904 | 3.7807 | 0 | 20.3125 | 10.5647 | 17.0341 | 17.0341 | 76.7963 | 0 | 0 | 2024: 76.7963; 2025: 0; 2026: 0; 2027: 0; 2028: 0; 2029: 0; 2030: 3.7807; 2031: 0; 2032: 0; 2033: 76.7963; 2034: 0; 2035: 0; 2036: 0; 2039: 0; 2040: 0
2018-01-10 22:00 | 1 | 21 | 4 | 0 | 0 | 0 | 1.6868 | 3.3736 | 0 | 20.3125 | 10.5647 | 17.0341 | 17.0341 | 68.526 | 0 | 0 | 2024: 68.526; 2025: 0; 2026: 0; 2027: 0; 2028: 0; 2029: 0; 2030: 3.3736; 2031: 0; 2032: 0; 2033: 68.526; 2034: 0; 2035: 0; 2036: 0; 2039: 0; 2040: 0
2018-01-10 23:00 | 1 | 22 | 4 | 0 | 0 | 0 | 1.4488 | 2.8976 | 0 | 20.3125 | 10.5647 | 17.0341 | 17.0341 | 58.8567 | 0 | 0 | 2024: 58.8567; 2025: 0; 2026: 0; 2027: 0; 2028: 0; 2029: 0; 2030: 2.8976; 2031: 0; 2032: 0; 2033: 58.8567; 2034: 0; 2035: 0; 2036: 0; 2039: 0; 2040: 0
2018-01-11 | 1 | 23 | 4 | 0 | 0 | 0 | 1.3394 | 2.6787 | 0 | 20.3125 | 10.5647 | 17.0341 | 17.0341 | 54.4115 | 0 | 0 | 2024: 54.4115; 2025: 0; 2026: 0; 2027: 0; 2028: 0; 2029: 0; 2030: 2.6787; 2031: 0; 2032: 0; 2033: 54.4115; 2034: 0; 2035: 0; 2036: 0; 2039: 0; 2040: 0
2018-01-11 01:00 | 1 | 0 | 5 | 0 | 0 | 0 | 1.2697 | 2.5395 | 0 | 20.3125 | 10.5647 | 17.0341 | 17.0341 | 51.5829 | 0 | 0 | 2024: 51.5829; 2025: 0; 2026: 0; 2027: 0; 2028: 0; 2029: 0; 2030: 2.5395; 2031: 0; 2032: 0; 2033: 51.5829; 2034: 0; 2035: 0; 2036: 0; 2039: 0; 2040: 0
2018-01-11 02:00 | 1 | 1 | 5 | 0 | 0 | 0 | 1.2644 | 2.5288 | 0 | 20.3125 | 10.5647 | 17.0341 | 17.0341 | 51.3669 | 0 | 0 | 2024: 51.3669; 2025: 0; 2026: 0; 2027: 0; 2028: 0; 2029: 0; 2030: 2.5288; 2031: 0; 2032: 0; 2033: 51.3669; 2034: 0; 2035: 0; 2036: 0; 2039: 0; 2040: 0
2018-01-11 03:00 | 1 | 2 | 5 | 0 | 0 | 0 | 1.2377 | 2.4754 | 0 | 20.3125 | 10.5647 | 17.0341 | 17.0341 | 50.2813 | 0 | 0 | 2024: 50.2813; 2025: 0; 2026: 0; 2027: 0; 2028: 0; 2029: 0; 2030: 2.4754; 2031: 0; 2032: 0; 2033: 50.2813; 2034: 0; 2035: 0; 2036: 0; 2039: 0; 2040: 0
2018-01-11 04:00 | 1 | 3 | 5 | 0 | 0 | 0 | 1.2591 | 2.5181 | 0 | 20.3125 | 10.5647 | 17.0341 | 17.0341 | 51.1493 | 0 | 0 | 2024: 51.1493; 2025: 0; 2026: 0; 2027: 0; 2028: 0; 2029: 0; 2030: 2.5181; 2031: 0; 2032: 0; 2033: 51.1493; 2034: 0; 2035: 0; 2036: 0; 2039: 0; 2040: 0
2018-01-11 05:00 | 1 | 4 | 5 | 0 | 0 | 0 | 1.2964 | 2.5928 | 0 | 20.3125 | 10.5647 | 17.0341 | 17.0341 | 52.6657 | 0 | 0 | 2024: 52.6657; 2025: 0; 2026: 0; 2027: 0; 2028: 0; 2029: 0; 2030: 2.5928; 2031: 0; 2032: 0; 2033: 52.6657; 2034: 0; 2035: 0; 2036: 0; 2039: 0; 2040: 0
2018-01-11 06:00 | 1 | 5 | 5 | 0 | 0 | 0 | 1.3949 | 2.7897 | 0 | 20.3125 | 10.5647 | 17.0341 | 17.0341 | 56.6666 | 0 | 0 | 2024: 56.6666; 2025: 0; 2026: 0; 2027: 0; 2028: 0; 2029: 0; 2030: 2.7897; 2031: 0; 2032: 0; 2033: 56.6666; 2034: 0; 2035: 0; 2036: 0; 2039: 0; 2040: 0
2018-01-11 07:00 | 1 | 6 | 5 | 0 | 0 | 0 | 1.5394 | 3.0788 | 0 | 20.3125 | 10.5647 | 17.0341 | 17.0341 | 62.5391 | 0 | 0 | 2024: 62.5391; 2025: 0; 2026: 0; 2027: 0; 2028: 0; 2029: 0; 2030: 3.0788; 2031: 0; 2032: 0; 2033: 62.5391; 2034: 0; 2035: 0; 2036: 0; 2039: 0; 2040: 0
2018-01-11 08:00 | 1 | 7 | 5 | 0 | 0 | 0.0076584 | 1.5432 | 3.0864 | 0.061267 | 20.3125 | 10.5647 | 17.0341 | 17.0341 | 62.6924 | 0.061267 | 0 | 2024: 61.448; 2025: 1.2445; 2026: 0; 2027: 1.0436; 2028: 0; 2029: 0; 2030: 3.0251; 2031: 0; 2032: 0; 2033: 61.448; 2034: 1.2445; 2035: 0; 2036: 1.0436; 2039: 0.0076584; 2040: 0.002956
2018-01-11 09:00 | 1 | 8 | 5 | 0 | 0 | 0.078367 | 1.5671 | 3.1342 | 0.62693 | 20.3125 | 10.5647 | 17.0341 | 17.0341 | 63.6626 | 0.62693 | 0 | 2024: 50.928; 2025: 12.7346; 2026: 0; 2027: 10.6793; 2028: 0; 2029: 0; 2030: 2.5072; 2031: 0; 2032: 0; 2033: 50.928; 2034: 12.7346; 2035: 0; 2036: 10.6793; 2039: 0.078367; 2040: 0.064208
2018-01-11 10:00 | 1 | 9 | 5 | 0 | 0 | 0.20791 | 1.5182 | 3.0364 | 1.6633 | 20.3125 | 10.5647 | 17.0341 | 17.0341 | 61.6777 | 1.6633 | 0 | 2024: 27.8915; 2025: 33.7862; 2026: 0; 2027: 28.3332; 2028: 0; 2029: 0; 2030: 1.3731; 2031: 0; 2032: 0; 2033: 27.8915; 2034: 33.7862; 2035: 0; 2036: 28.3332; 2039: 0.20791; 2040: 0.054825
2018-01-11 11:00 | 1 | 10 | 5 | 0 | 0 | 0.40377 | 1.5706 | 3.1412 | 3.2302 | 20.3125 | 10.5647 | 17.0341 | 17.0341 | 63.8055 | 3.1412 | 0.089004 | 2024: 0; 2025: 63.8055; 2026: 0.94031; 2027: 55.0237; 2028: 0.089004; 2029: 0.089004; 2030: 0; 2031: 0; 2032: 0; 2033: 0; 2034: 63.8055; 2035: 0; 2036: 55.0237; 2039: 0.40377; 2040: 0.043992
2018-01-11 12:00 | 1 | 11 | 5 | 0 | 0 | 0.63747 | 1.5282 | 3.0564 | 5.0998 | 20.3125 | 10.5647 | 17.0341 | 17.0341 | 62.0823 | 3.0564 | 2.0434 | 2024: 0; 2025: 62.0823; 2026: 21.5883; 2027: 86.8705; 2028: 2.0434; 2029: 2.1324; 2030: 0; 2031: 0; 2032: 0; 2033: 0; 2034: 62.0823; 2035: 0; 2036: 86.8705; 2039: 0.63747; 2040: 0.070284
2018-01-11 13:00 | 1 | 12 | 5 | 0 | 0 | 0.61829 | 1.5076 | 3.0153 | 4.9463 | 20.3125 | 10.5647 | 17.0341 | 17.0341 | 61.2482 | 3.0153 | 1.931 | 2024: 0; 2025: 61.2482; 2026: 20.401; 2027: 84.2567; 2028: 1.931; 2029: 4.0635; 2030: 0; 2031: 0; 2032: 0; 2033: 0; 2034: 61.2482; 2035: 0; 2036: 84.2567; 2039: 0.61829; 2040: 0.23003
2018-01-11 14:00 | 1 | 13 | 5 | 0 | 0 | 0.32391 | 1.378 | 2.7559 | 2.5913 | 20.3125 | 10.5647 | 17.0341 | 17.0341 | 55.9796 | 2.5913 | 0 | 2024: 3.3447; 2025: 52.6349; 2026: 0; 2027: 44.1398; 2028: 0; 2029: 4.0635; 2030: 0.16466; 2031: 0.16466; 2032: 0; 2033: 0; 2034: 55.9796; 2035: 0; 2036: 44.1398; 2039: 0.32391; 2040: 0.16841
2018-01-11 15:00 | 1 | 14 | 5 | 0 | 0 | 0.11597 | 1.332 | 2.664 | 0.92779 | 20.3125 | 10.5647 | 17.0341 | 17.0341 | 54.1122 | 0.92779 | 0 | 2024: 35.2664; 2025: 18.8458; 2026: 0; 2027: 15.8041; 2028: 0; 2029: 3.8845; 2030: 1.7362; 2031: 1.7362; 2032: 0; 2033: 0; 2034: 54.1122; 2035: 0; 2036: 15.8041; 2039: 0.11597; 2040: 0.13129
2018-01-11 16:00 | 1 | 15 | 5 | 0 | 1 | 0.070992 | 1.4345 | 2.869 | 0.56793 | 21.7915 | 12.0437 | 17.0341 | 17.0341 | 62.5193 | 0.56793 | 0 | 2024: 50.1432; 2025: 12.3761; 2026: 0; 2027: 9.6743; 2028: 0; 2029: 1.9973; 2030: 2.301; 2031: 1.8375; 2032: 0; 2033: 10.1004; 2034: 52.4189; 2035: 0; 2036: 9.6743; 2039: 0.070992; 2040: 0.084126
2018-01-11 17:00 | 1 | 16 | 5 | 0 | 1 | 0 | 1.7003 | 3.4005 | 0 | 21.7915 | 12.0437 | 17.0341 | 17.0341 | 74.1029 | 0 | 0 | 2024: 74.1029; 2025: 0; 2026: 0; 2027: 0; 2028: 0; 2029: 0; 2030: 3.4005; 2031: 0; 2032: 0; 2033: 74.1029; 2034: 0; 2035: 0; 2036: 0; 2039: 0; 2040: 0
2018-01-11 18:00 | 1 | 17 | 5 | 0 | 1 | 0 | 1.7568 | 3.5136 | 0 | 21.7915 | 12.0437 | 17.0341 | 17.0341 | 76.566 | 0 | 0 | 2024: 76.566; 2025: 0; 2026: 0; 2027: 0; 2028: 0; 2029: 0; 2030: 3.5136; 2031: 0; 2032: 0; 2033: 76.566; 2034: 0; 2035: 0; 2036: 0; 2039: 0; 2040: 0
2018-01-11 19:00 | 1 | 18 | 5 | 0 | 1 | 0 | 1.7371 | 3.4743 | 0 | 21.7915 | 12.0437 | 17.0341 | 17.0341 | 75.7097 | 0 | 0 | 2024: 75.7097; 2025: 0; 2026: 0; 2027: 0; 2028: 0; 2029: 0; 2030: 3.4743; 2031: 0; 2032: 0; 2033: 75.7097; 2034: 0; 2035: 0; 2036: 0; 2039: 0; 2040: 0
2018-01-11 20:00 | 1 | 19 | 5 | 0 | 0 | 0 | 1.6838 | 3.3675 | 0 | 20.3125 | 10.5647 | 17.0341 | 17.0341 | 68.403 | 0 | 0 | 2024: 68.403; 2025: 0; 2026: 0; 2027: 0; 2028: 0; 2029: 0; 2030: 3.3675; 2031: 0; 2032: 0; 2033: 68.403; 2034: 0; 2035: 0; 2036: 0; 2039: 0; 2040: 0
2018-01-11 21:00 | 1 | 20 | 5 | 0 | 0 | 0 | 1.4338 | 2.8676 | 0 | 20.3125 | 10.5647 | 17.0341 | 17.0341 | 58.2485 | 0 | 0 | 2024: 58.2485; 2025: 0; 2026: 0; 2027: 0; 2028: 0; 2029: 0; 2030: 2.8676; 2031: 0; 2032: 0; 2033: 58.2485; 2034: 0; 2035: 0; 2036: 0; 2039: 0; 2040: 0
2018-01-11 22:00 | 1 | 21 | 5 | 0 | 0 | 0 | 1.2437 | 2.4875 | 0 | 20.3125 | 10.5647 | 17.0341 | 17.0341 | 50.527 | 0 | 0 | 2024: 50.527; 2025: 0; 2026: 0; 2027: 0; 2028: 0; 2029: 0; 2030: 2.4875; 2031: 0; 2032: 0; 2033: 50.527; 2034: 0; 2035: 0; 2036: 0; 2039: 0; 2040: 0
2018-01-11 23:00 | 1 | 22 | 5 | 0 | 0 | 0 | 1.0268 | 2.0536 | 0 | 20.3125 | 10.5647 | 17.0341 | 17.0341 | 41.7139 | 0 | 0 | 2024: 41.7139; 2025: 0; 2026: 0; 2027: 0; 2028: 0; 2029: 0; 2030: 2.0536; 2031: 0; 2032: 0; 2033: 41.7139; 2034: 0; 2035: 0; 2036: 0; 2039: 0; 2040: 0
2018-01-12 | 1 | 23 | 5 | 0 | 0 | 0 | 0.85472 | 1.7094 | 0 | 20.3125 | 10.5647 | 17.0341 | 17.0341 | 34.723 | 0 | 0 | 2024: 34.723; 2025: 0; 2026: 0; 2027: 0; 2028: 0; 2029: 0; 2030: 1.7094; 2031: 0; 2032: 0; 2033: 34.723; 2034: 0; 2035: 0; 2036: 0; 2039: 0; 2040: 0
2018-01-12 01:00 | 1 | 0 | 6 | 0 | 0 | 0 | 0.81467 | 1.6293 | 0 | 20.3125 | 10.5647 | 17.0341 | 17.0341 | 33.0958 | 0 | 0 | 2024: 33.0958; 2025: 0; 2026: 0; 2027: 0; 2028: 0; 2029: 0; 2030: 1.6293; 2031: 0; 2032: 0; 2033: 33.0958; 2034: 0; 2035: 0; 2036: 0; 2039: 0; 2040: 0
2018-01-12 02:00 | 1 | 1 | 6 | 0 | 0 | 0 | 0.84464 | 1.6893 | 0 | 20.3125 | 10.5647 | 17.0341 | 17.0341 | 34.3136 | 0 | 0 | 2024: 34.3136; 2025: 0; 2026: 0; 2027: 0; 2028: 0; 2029: 0; 2030: 1.6893; 2031: 0; 2032: 0; 2033: 34.3136; 2034: 0; 2035: 0; 2036: 0; 2039: 0; 2040: 0
2018-01-12 03:00 | 1 | 2 | 6 | 0 | 0 | 0 | 0.88404 | 1.7681 | 0 | 20.3125 | 10.5647 | 17.0341 | 17.0341 | 35.914 | 0 | 0 | 2024: 35.914; 2025: 0; 2026: 0; 2027: 0; 2028: 0; 2029: 0; 2030: 1.7681; 2031: 0; 2032: 0; 2033: 35.914; 2034: 0; 2035: 0; 2036: 0; 2039: 0; 2040: 0
2018-01-12 04:00 | 1 | 3 | 6 | 0 | 0 | 0 | 0.91946 | 1.8389 | 0 | 20.3125 | 10.5647 | 17.0341 | 17.0341 | 37.3532 | 0 | 0 | 2024: 37.3532; 2025: 0; 2026: 0; 2027: 0; 2028: 0; 2029: 0; 2030: 1.8389; 2031: 0; 2032: 0; 2033: 37.3532; 2034: 0; 2035: 0; 2036: 0; 2039: 0; 2040: 0
2018-01-12 05:00 | 1 | 4 | 6 | 0 | 0 | 0 | 0.98683 | 1.9737 | 0 | 20.3125 | 10.5647 | 17.0341 | 17.0341 | 40.0901 | 0 | 0 | 2024: 40.0901; 2025: 0; 2026: 0; 2027: 0; 2028: 0; 2029: 0; 2030: 1.9737; 2031: 0; 2032: 0; 2033: 40.0901; 2034: 0; 2035: 0; 2036: 0; 2039: 0; 2040: 0
2018-01-12 06:00 | 1 | 5 | 6 | 0 | 0 | 0 | 1.1899 | 2.3797 | 0 | 20.3125 | 10.5647 | 17.0341 | 17.0341 | 48.3384 | 0 | 0 | 2024: 48.3384; 2025: 0; 2026: 0; 2027: 0; 2028: 0; 2029: 0; 2030: 2.3797; 2031: 0; 2032: 0; 2033: 48.3384; 2034: 0; 2035: 0; 2036: 0; 2039: 0; 2040: 0
2018-01-12 07:00 | 1 | 6 | 6 | 0 | 0 | 0 | 1.307 | 2.6141 | 0 | 20.3125 | 10.5647 | 17.0341 | 17.0341 | 53.0985 | 0 | 0 | 2024: 53.0985; 2025: 0; 2026: 0; 2027: 0; 2028: 0; 2029: 0; 2030: 2.6141; 2031: 0; 2032: 0; 2033: 53.0985; 2034: 0; 2035: 0; 2036: 0; 2039: 0; 2040: 0
2018-01-12 08:00 | 1 | 7 | 6 | 0 | 0 | 0.0068142 | 1.4407 | 2.8813 | 0.054514 | 20.3125 | 10.5647 | 17.0341 | 17.0341 | 58.5268 | 0.054514 | 0 | 2024: 57.4195; 2025: 1.1073; 2026: 0; 2027: 0.9286; 2028: 0; 2029: 0; 2030: 2.8268; 2031: 0; 2032: 0; 2033: 57.4195; 2034: 1.1073; 2035: 0; 2036: 0.9286; 2039: 0.0068142; 2040: 0.01941
2018-01-12 09:00 | 1 | 8 | 6 | 0 | 0 | 0.116 | 1.5738 | 3.1476 | 0.92804 | 20.3125 | 10.5647 | 17.0341 | 17.0341 | 63.9358 | 0.92804 | 0 | 2024: 45.0849; 2025: 18.8508; 2026: 0; 2027: 15.8084; 2028: 0; 2029: 0; 2030: 2.2196; 2031: 0; 2032: 0; 2033: 45.0849; 2034: 18.8508; 2035: 0; 2036: 15.8084; 2039: 0.116; 2040: 0.18564
2018-01-12 10:00 | 1 | 9 | 6 | 0 | 0 | 0.040265 | 1.5125 | 3.025 | 0.32212 | 20.3125 | 10.5647 | 17.0341 | 17.0341 | 61.4458 | 0.32212 | 0 | 2024: 54.9027; 2025: 6.5431; 2026: 0; 2027: 5.4871; 2028: 0; 2029: 0; 2030: 2.7029; 2031: 0; 2032: 0; 2033: 54.9027; 2034: 6.5431; 2035: 0; 2036: 5.4871; 2039: 0.040265; 2040: 0.31552
2018-01-12 11:00 | 1 | 10 | 6 | 0 | 0 | 0.21248 | 1.5093 | 3.0187 | 1.6998 | 20.3125 | 10.5647 | 17.0341 | 17.0341 | 61.3165 | 1.6998 | 0 | 2024: 26.7883; 2025: 34.5282; 2026: 0; 2027: 28.9555; 2028: 0; 2029: 0; 2030: 1.3188; 2031: 0; 2032: 0; 2033: 26.7883; 2034: 34.5282; 2035: 0; 2036: 28.9555; 2039: 0.21248; 2040: 0.3645
2018-01-12 12:00 | 1 | 11 | 6 | 0 | 0 | 0.30255 | 1.5875 | 3.175 | 2.4204 | 20.3125 | 10.5647 | 17.0341 | 17.0341 | 64.4914 | 2.4204 | 0 | 2024: 15.3277; 2025: 49.1637; 2026: 0; 2027: 41.2289; 2028: 0; 2029: 0; 2030: 0.7546; 2031: 0; 2032: 0; 2033: 15.3277; 2034: 49.1637; 2035: 0; 2036: 41.2289; 2039: 0.30255; 2040: 0.2561
2018-01-12 13:00 | 1 | 12 | 6 | 0 | 0 | 0.14139 | 1.5599 | 3.1198 | 1.1311 | 20.3125 | 10.5647 | 17.0341 | 17.0341 | 63.3709 | 1.1311 | 0 | 2024: 40.3945; 2025: 22.9764; 2026: 0; 2027: 19.2681; 2028: 0; 2029: 0; 2030: 1.9887; 2031: 0; 2032: 0; 2033: 40.3945; 2034: 22.9764; 2035: 0; 2036: 19.2681; 2039: 0.14139; 2040: 0.30146
2018-01-12 14:00 | 1 | 13 | 6 | 0 | 0 | 0.18012 | 1.5811 | 3.1622 | 1.4409 | 20.3125 | 10.5647 | 17.0341 | 17.0341 | 64.233 | 1.4409 | 0 | 2024: 34.9638; 2025: 29.2692; 2026: 0; 2027: 24.5452; 2028: 0; 2029: 0; 2030: 1.7213; 2031: 0; 2032: 0; 2033: 34.9638; 2034: 29.2692; 2035: 0; 2036: 24.5452; 2039: 0.18012; 2040: 0.35917
2018-01-12 15:00 | 1 | 14 | 6 | 0 | 0 | 0.085253 | 1.6765 | 3.353 | 0.68202 | 20.3125 | 10.5647 | 17.0341 | 17.0341 | 68.1075 | 0.68202 | 0 | 2024: 54.2539; 2025: 13.8536; 2026: 0; 2027: 11.6177; 2028: 0; 2029: 0; 2030: 2.671; 2031: 0; 2032: 0; 2033: 54.2539; 2034: 13.8536; 2035: 0; 2036: 11.6177; 2039: 0.085253; 2040: 0.23596
2018-01-12 16:00 | 1 | 15 | 6 | 0 | 1 | 0.023504 | 1.7975 | 3.595 | 0.18803 | 21.7915 | 12.0437 | 17.0341 | 17.0341 | 78.3406 | 0.18803 | 0 | 2024: 74.2431; 2025: 4.0975; 2026: 0; 2027: 3.203; 2028: 0; 2029: 0; 2030: 3.407; 2031: 0; 2032: 0; 2033: 74.2431; 2034: 4.0975; 2035: 0; 2036: 3.203; 2039: 0.023504; 2040: 0.064558
2018-01-12 17:00 | 1 | 16 | 6 | 0 | 1 | 0 | 2.0127 | 4.0253 | 0 | 21.7915 | 12.0437 | 17.0341 | 17.0341 | 87.7178 | 0 | 0 | 2024: 87.7178; 2025: 0; 2026: 0; 2027: 0; 2028: 0; 2029: 0; 2030: 4.0253; 2031: 0; 2032: 0; 2033: 87.7178; 2034: 0; 2035: 0; 2036: 0; 2039: 0; 2040: 0
2018-01-12 18:00 | 1 | 17 | 6 | 0 | 1 | 0 | 2.0964 | 4.1927 | 0 | 21.7915 | 12.0437 | 17.0341 | 17.0341 | 91.3654 | 0 | 0 | 2024: 91.3654; 2025: 0; 2026: 0; 2027: 0; 2028: 0; 2029: 0; 2030: 4.1927; 2031: 0; 2032: 0; 2033: 91.3654; 2034: 0; 2035: 0; 2036: 0; 2039: 0; 2040: 0
2018-01-12 19:00 | 1 | 18 | 6 | 0 | 1 | 0 | 2.1813 | 4.3626 | 0 | 21.7915 | 12.0437 | 17.0341 | 17.0341 | 95.0669 | 0 | 0 | 2024: 95.0669; 2025: 0; 2026: 0; 2027: 0; 2028: 0; 2029: 0; 2030: 4.3626; 2031: 0; 2032: 0; 2033: 95.0669; 2034: 0; 2035: 0; 2036: 0; 2039: 0; 2040: 0
2018-01-12 20:00 | 1 | 19 | 6 | 0 | 0 | 0 | 2.116 | 4.232 | 0 | 20.3125 | 10.5647 | 17.0341 | 17.0341 | 85.9626 | 0 | 0 | 2024: 85.9626; 2025: 0; 2026: 0; 2027: 0; 2028: 0; 2029: 0; 2030: 4.232; 2031: 0; 2032: 0; 2033: 85.9626; 2034: 0; 2035: 0; 2036: 0; 2039: 0; 2040: 0
2018-01-12 21:00 | 1 | 20 | 6 | 0 | 0 | 0 | 1.9517 | 3.9034 | 0 | 20.3125 | 10.5647 | 17.0341 | 17.0341 | 79.2868 | 0 | 0 | 2024: 79.2868; 2025: 0; 2026: 0; 2027: 0; 2028: 0; 2029: 0; 2030: 3.9034; 2031: 0; 2032: 0; 2033: 79.2868; 2034: 0; 2035: 0; 2036: 0; 2039: 0; 2040: 0
2018-01-12 22:00 | 1 | 21 | 6 | 0 | 0 | 0 | 1.7658 | 3.5316 | 0 | 20.3125 | 10.5647 | 17.0341 | 17.0341 | 71.7348 | 0 | 0 | 2024: 71.7348; 2025: 0; 2026: 0; 2027: 0; 2028: 0; 2029: 0; 2030: 3.5316; 2031: 0; 2032: 0; 2033: 71.7348; 2034: 0; 2035: 0; 2036: 0; 2039: 0; 2040: 0
2018-01-12 23:00 | 1 | 22 | 6 | 0 | 0 | 0 | 1.5173 | 3.0345 | 0 | 20.3125 | 10.5647 | 17.0341 | 17.0341 | 61.6386 | 0 | 0 | 2024: 61.6386; 2025: 0; 2026: 0; 2027: 0; 2028: 0; 2029: 0; 2030: 3.0345; 2031: 0; 2032: 0; 2033: 61.6386; 2034: 0; 2035: 0; 2036: 0; 2039: 0; 2040: 0
2018-01-13 | 1 | 23 | 6 | 0 | 0 | 0 | 1.3917 | 2.7833 | 0 | 20.3125 | 10.5647 | 17.0341 | 17.0341 | 56.5367 | 0 | 0 | 2024: 56.5367; 2025: 0; 2026: 0; 2027: 0; 2028: 0; 2029: 0; 2030: 2.7833; 2031: 0; 2032: 0; 2033: 56.5367; 2034: 0; 2035: 0; 2036: 0; 2039: 0; 2040: 0
2018-01-13 01:00 | 1 | 0 | 7 | 0 | 0 | 0 | 1.2875 | 2.575 | 0 | 20.3125 | 10.5647 | 17.0341 | 17.0341 | 52.3046 | 0 | 0 | 2024: 52.3046; 2025: 0; 2026: 0; 2027: 0; 2028: 0; 2029: 0; 2030: 2.575; 2031: 0; 2032: 0; 2033: 52.3046; 2034: 0; 2035: 0; 2036: 0; 2039: 0; 2040: 0
2018-01-13 02:00 | 1 | 1 | 7 | 0 | 0 | 0 | 1.2655 | 2.5309 | 0 | 20.3125 | 10.5647 | 17.0341 | 17.0341 | 51.4094 | 0 | 0 | 2024: 51.4094; 2025: 0; 2026: 0; 2027: 0; 2028: 0; 2029: 0; 2030: 2.5309; 2031: 0; 2032: 0; 2033: 51.4094; 2034: 0; 2035: 0; 2036: 0; 2039: 0; 2040: 0
2018-01-13 03:00 | 1 | 2 | 7 | 0 | 0 | 0 | 1.2557 | 2.5113 | 0 | 20.3125 | 10.5647 | 17.0341 | 17.0341 | 51.0109 | 0 | 0 | 2024: 51.0109; 2025: 0; 2026: 0; 2027: 0; 2028: 0; 2029: 0; 2030: 2.5113; 2031: 0; 2032: 0; 2033: 51.0109; 2034: 0; 2035: 0; 2036: 0; 2039: 0; 2040: 0
2018-01-13 04:00 | 1 | 3 | 7 | 0 | 0 | 0 | 1.2665 | 2.5329 | 0 | 20.3125 | 10.5647 | 17.0341 | 17.0341 | 51.4496 | 0 | 0 | 2024: 51.4496; 2025: 0; 2026: 0; 2027: 0; 2028: 0; 2029: 0; 2030: 2.5329; 2031: 0; 2032: 0; 2033: 51.4496; 2034: 0; 2035: 0; 2036: 0; 2039: 0; 2040: 0
2018-01-13 05:00 | 1 | 4 | 7 | 0 | 0 | 0 | 1.2814 | 2.5628 | 0 | 20.3125 | 10.5647 | 17.0341 | 17.0341 | 52.0564 | 0 | 0 | 2024: 52.0564; 2025: 0; 2026: 0; 2027: 0; 2028: 0; 2029: 0; 2030: 2.5628; 2031: 0; 2032: 0; 2033: 52.0564; 2034: 0; 2035: 0; 2036: 0; 2039: 0; 2040: 0
2018-01-13 06:00 | 1 | 5 | 7 | 0 | 0 | 0 | 1.4156 | 2.8312 | 0 | 20.3125 | 10.5647 | 17.0341 | 17.0341 | 57.5083 | 0 | 0 | 2024: 57.5083; 2025: 0; 2026: 0; 2027: 0; 2028: 0; 2029: 0; 2030: 2.8312; 2031: 0; 2032: 0; 2033: 57.5083; 2034: 0; 2035: 0; 2036: 0; 2039: 0; 2040: 0
2018-01-13 07:00 | 1 | 6 | 7 | 0 | 0 | 0 | 1.5238 | 3.0476 | 0 | 20.3125 | 10.5647 | 17.0341 | 17.0341 | 61.9044 | 0 | 0 | 2024: 61.9044; 2025: 0; 2026: 0; 2027: 0; 2028: 0; 2029: 0; 2030: 3.0476; 2031: 0; 2032: 0; 2033: 61.9044; 2034: 0; 2035: 0; 2036: 0; 2039: 0; 2040: 0
2018-01-13 08:00 | 1 | 7 | 7 | 0 | 0 | 0.016156 | 1.6082 | 3.2164 | 0.12925 | 20.3125 | 10.5647 | 17.0341 | 17.0341 | 65.3331 | 0.12925 | 0 | 2024: 62.7077; 2025: 2.6253; 2026: 0; 2027: 2.2016; 2028: 0; 2029: 0; 2030: 3.0871; 2031: 0; 2032: 0; 2033: 62.7077; 2034: 2.6253; 2035: 0; 2036: 2.2016; 2039: 0.016156; 2040: 0.017128
2018-01-13 09:00 | 1 | 8 | 7 | 0 | 0 | 0.1349 | 1.7637 | 3.5274 | 1.0792 | 20.3125 | 10.5647 | 17.0341 | 17.0341 | 71.6497 | 1.0792 | 0 | 2024: 49.7279; 2025: 21.9217; 2026: 0; 2027: 18.3837; 2028: 0; 2029: 0; 2030: 2.4481; 2031: 0; 2032: 0; 2033: 49.7279; 2034: 21.9217; 2035: 0; 2036: 18.3837; 2039: 0.1349; 2040: 0.11372
2018-01-13 10:00 | 1 | 9 | 7 | 0 | 0 | 0.14339 | 1.8013 | 3.6025 | 1.1471 | 20.3125 | 10.5647 | 17.0341 | 17.0341 | 73.1759 | 1.1471 | 0 | 2024: 49.8749; 2025: 23.301; 2026: 0; 2027: 19.5403; 2028: 0; 2029: 0; 2030: 2.4554; 2031: 0; 2032: 0; 2033: 49.8749; 2034: 23.301; 2035: 0; 2036: 19.5403; 2039: 0.14339; 2040: 0.1945
2018-01-13 11:00 | 1 | 10 | 7 | 0 | 0 | 0.29372 | 1.7209 | 3.4418 | 2.3498 | 20.3125 | 10.5647 | 17.0341 | 17.0341 | 69.9107 | 2.3498 | 0 | 2024: 22.1809; 2025: 47.7298; 2026: 0; 2027: 40.0264; 2028: 0; 2029: 0; 2030: 1.092; 2031: 0; 2032: 0; 2033: 22.1809; 2034: 47.7298; 2035: 0; 2036: 40.0264; 2039: 0.29372; 2040: 0.30251
2018-01-13 12:00 | 1 | 11 | 7 | 0 | 0 | 0.29446 | 1.6466 | 3.2932 | 2.3556 | 20.3125 | 10.5647 | 17.0341 | 17.0341 | 66.894 | 2.3556 | 0 | 2024: 19.0451; 2025: 47.8489; 2026: 0; 2027: 40.1263; 2028: 0; 2029: 0; 2030: 0.9376; 2031: 0; 2032: 0; 2033: 19.0451; 2034: 47.8489; 2035: 0; 2036: 40.1263; 2039: 0.29446; 2040: 0.24714
2018-01-13 13:00 | 1 | 12 | 7 | 0 | 0 | 0.21952 | 1.6359 | 3.2718 | 1.7562 | 20.3125 | 10.5647 | 17.0341 | 17.0341 | 66.4586 | 1.7562 | 0 | 2024: 30.7858; 2025: 35.6728; 2026: 0; 2027: 29.9154; 2028: 0; 2029: 0; 2030: 1.5156; 2031: 0; 2032: 0; 2033: 30.7858; 2034: 35.6728; 2035: 0; 2036: 29.9154; 2039: 0.21952; 2040: 0.32216
2018-01-13 14:00 | 1 | 13 | 7 | 0 | 0 | 0.10577 | 1.6325 | 3.265 | 0.84619 | 20.3125 | 10.5647 | 17.0341 | 17.0341 | 66.3194 | 0.84619 | 0 | 2024: 49.1311; 2025: 17.1883; 2026: 0; 2027: 14.4142; 2028: 0; 2029: 0; 2030: 2.4188; 2031: 0; 2032: 0; 2033: 49.1311; 2034: 17.1883; 2035: 0; 2036: 14.4142; 2039: 0.10577; 2040: 0.22411
2018-01-13 15:00 | 1 | 14 | 7 | 0 | 0 | 0.16515 | 1.7374 | 3.4747 | 1.3212 | 20.3125 | 10.5647 | 17.0341 | 17.0341 | 70.5801 | 1.3212 | 0 | 2024: 43.7424; 2025: 26.8377; 2026: 0; 2027: 22.5062; 2028: 0; 2029: 0; 2030: 2.1535; 2031: 0; 2032: 0; 2033: 43.7424; 2034: 26.8377; 2035: 0; 2036: 22.5062; 2039: 0.16515; 2040: 0.17599
2018-01-13 16:00 | 1 | 15 | 7 | 0 | 1 | 0.056567 | 1.8602 | 3.7203 | 0.45254 | 21.7915 | 12.0437 | 17.0341 | 17.0341 | 81.0708 | 0.45254 | 0 | 2024: 71.2094; 2025: 9.8615; 2026: 0; 2027: 7.7086; 2028: 0; 2029: 0; 2030: 3.2678; 2031: 0; 2032: 0; 2033: 71.2094; 2034: 9.8615; 2035: 0; 2036: 7.7086; 2039: 0.056567; 2040: 0.073506
2018-01-13 17:00 | 1 | 16 | 7 | 0 | 1 | 0 | 2.0478 | 4.0957 | 0 | 21.7915 | 12.0437 | 17.0341 | 17.0341 | 89.2509 | 0 | 0 | 2024: 89.2509; 2025: 0; 2026: 0; 2027: 0; 2028: 0; 2029: 0; 2030: 4.0957; 2031: 0; 2032: 0; 2033: 89.2509; 2034: 0; 2035: 0; 2036: 0; 2039: 0; 2040: 0
2018-01-13 18:00 | 1 | 17 | 7 | 0 | 1 | 0 | 2.1664 | 4.3328 | 0 | 21.7915 | 12.0437 | 17.0341 | 17.0341 | 94.419 | 0 | 0 | 2024: 94.419; 2025: 0; 2026: 0; 2027: 0; 2028: 0; 2029: 0; 2030: 4.3328; 2031: 0; 2032: 0; 2033: 94.419; 2034: 0; 2035: 0; 2036: 0; 2039: 0; 2040: 0
2018-01-13 19:00 | 1 | 18 | 7 | 0 | 1 | 0 | 2.2103 | 4.4206 | 0 | 21.7915 | 12.0437 | 17.0341 | 17.0341 | 96.3316 | 0 | 0 | 2024: 96.3316; 2025: 0; 2026: 0; 2027: 0; 2028: 0; 2029: 0; 2030: 4.4206; 2031: 0; 2032: 0; 2033: 96.3316; 2034: 0; 2035: 0; 2036: 0; 2039: 0; 2040: 0
2018-01-13 20:00 | 1 | 19 | 7 | 0 | 0 | 0 | 2.1753 | 4.3505 | 0 | 20.3125 | 10.5647 | 17.0341 | 17.0341 | 88.3702 | 0 | 0 | 2024: 88.3702; 2025: 0; 2026: 0; 2027: 0; 2028: 0; 2029: 0; 2030: 4.3505; 2031: 0; 2032: 0; 2033: 88.3702; 2034: 0; 2035: 0; 2036: 0; 2039: 0; 2040: 0
2018-01-13 21:00 | 1 | 20 | 7 | 0 | 0 | 0 | 2.0908 | 4.1815 | 0 | 20.3125 | 10.5647 | 17.0341 | 17.0341 | 84.9369 | 0 | 0 | 2024: 84.9369; 2025: 0; 2026: 0; 2027: 0; 2028: 0; 2029: 0; 2030: 4.1815; 2031: 0; 2032: 0; 2033: 84.9369; 2034: 0; 2035: 0; 2036: 0; 2039: 0; 2040: 0
2018-01-13 22:00 | 1 | 21 | 7 | 0 | 0 | 0 | 1.8892 | 3.7784 | 0 | 20.3125 | 10.5647 | 17.0341 | 17.0341 | 76.7496 | 0 | 0 | 2024: 76.7496; 2025: 0; 2026: 0; 2027: 0; 2028: 0; 2029: 0; 2030: 3.7784; 2031: 0; 2032: 0; 2033: 76.7496; 2034: 0; 2035: 0; 2036: 0; 2039: 0; 2040: 0
2018-01-13 23:00 | 1 | 22 | 7 | 0 | 0 | 0 | 1.6839 | 3.3677 | 0 | 20.3125 | 10.5647 | 17.0341 | 17.0341 | 68.4068 | 0 | 0 | 2024: 68.4068; 2025: 0; 2026: 0; 2027: 0; 2028: 0; 2029: 0; 2030: 3.3677; 2031: 0; 2032: 0; 2033: 68.4068; 2034: 0; 2035: 0; 2036: 0; 2039: 0; 2040: 0
2018-01-14 | 1 | 23 | 7 | 0 | 0 | 0 | 1.5893 | 3.1785 | 0 | 20.3125 | 10.5647 | 17.0341 | 17.0341 | 64.5635 | 0 | 0 | 2024: 64.5635; 2025: 0; 2026: 0; 2027: 0; 2028: 0; 2029: 0; 2030: 3.1785; 2031: 0; 2032: 0; 2033: 64.5635; 2034: 0; 2035: 0; 2036: 0; 2039: 0; 2040: 0
2018-01-14 01:00 | 1 | 0 | 1 | 0 | 0 | 0 | 1.5501 | 3.1002 | 0 | 20.3125 | 10.5647 | 17.0341 | 17.0341 | 62.973 | 0 | 0 | 2024: 62.973; 2025: 0; 2026: 0; 2027: 0; 2028: 0; 2029: 0; 2030: 3.1002; 2031: 0; 2032: 0; 2033: 62.973; 2034: 0; 2035: 0; 2036: 0; 2039: 0; 2040: 0
2018-01-14 02:00 | 1 | 1 | 1 | 0 | 0 | 0 | 1.5461 | 3.0922 | 0 | 20.3125 | 10.5647 | 17.0341 | 17.0341 | 62.8108 | 0 | 0 | 2024: 62.8108; 2025: 0; 2026: 0; 2027: 0; 2028: 0; 2029: 0; 2030: 3.0922; 2031: 0; 2032: 0; 2033: 62.8108; 2034: 0; 2035: 0; 2036: 0; 2039: 0; 2040: 0
2018-01-14 03:00 | 1 | 2 | 1 | 0 | 0 | 0 | 1.5598 | 3.1195 | 0 | 20.3125 | 10.5647 | 17.0341 | 17.0341 | 63.3653 | 0 | 0 | 2024: 63.3653; 2025: 0; 2026: 0; 2027: 0; 2028: 0; 2029: 0; 2030: 3.1195; 2031: 0; 2032: 0; 2033: 63.3653; 2034: 0; 2035: 0; 2036: 0; 2039: 0; 2040: 0
2018-01-14 04:00 | 1 | 3 | 1 | 0 | 0 | 0 | 1.5933 | 3.1865 | 0 | 20.3125 | 10.5647 | 17.0341 | 17.0341 | 64.7267 | 0 | 0 | 2024: 64.7267; 2025: 0; 2026: 0; 2027: 0; 2028: 0; 2029: 0; 2030: 3.1865; 2031: 0; 2032: 0; 2033: 64.7267; 2034: 0; 2035: 0; 2036: 0; 2039: 0; 2040: 0
2018-01-14 05:00 | 1 | 4 | 1 | 0 | 0 | 0 | 1.6266 | 3.2532 | 0 | 20.3125 | 10.5647 | 17.0341 | 17.0341 | 66.0816 | 0 | 0 | 2024: 66.0816; 2025: 0; 2026: 0; 2027: 0; 2028: 0; 2029: 0; 2030: 3.2532; 2031: 0; 2032: 0; 2033: 66.0816; 2034: 0; 2035: 0; 2036: 0; 2039: 0; 2040: 0
2018-01-14 06:00 | 1 | 5 | 1 | 0 | 0 | 0 | 1.768 | 3.536 | 0 | 20.3125 | 10.5647 | 17.0341 | 17.0341 | 71.8243 | 0 | 0 | 2024: 71.8243; 2025: 0; 2026: 0; 2027: 0; 2028: 0; 2029: 0; 2030: 3.536; 2031: 0; 2032: 0; 2033: 71.8243; 2034: 0; 2035: 0; 2036: 0; 2039: 0; 2040: 0
2018-01-14 07:00 | 1 | 6 | 1 | 0 | 0 | 0 | 1.874 | 3.7479 | 0 | 20.3125 | 10.5647 | 17.0341 | 17.0341 | 76.1295 | 0 | 0 | 2024: 76.1295; 2025: 0; 2026: 0; 2027: 0; 2028: 0; 2029: 0; 2030: 3.7479; 2031: 0; 2032: 0; 2033: 76.1295; 2034: 0; 2035: 0; 2036: 0; 2039: 0; 2040: 0
2018-01-14 08:00 | 1 | 7 | 1 | 0 | 0 | 0.0072864 | 2.002 | 4.0039 | 0.058291 | 20.3125 | 10.5647 | 17.0341 | 17.0341 | 81.33 | 0.058291 | 0 | 2024: 80.146; 2025: 1.184; 2026: 0; 2027: 0.99294; 2028: 0; 2029: 0; 2030: 3.9456; 2031: 0; 2032: 0; 2033: 80.146; 2034: 1.184; 2035: 0; 2036: 0.99294; 2039: 0.0072864; 2040: 0.04036
2018-01-14 09:00 | 1 | 8 | 1 | 0 | 0 | 0.064437 | 2.0796 | 4.1591 | 0.5155 | 20.3125 | 10.5647 | 17.0341 | 17.0341 | 84.4827 | 0.5155 | 0 | 2024: 74.0117; 2025: 10.4711; 2026: 0; 2027: 8.7811; 2028: 0; 2029: 0; 2030: 3.6437; 2031: 0; 2032: 0; 2033: 74.0117; 2034: 10.4711; 2035: 0; 2036: 8.7811; 2039: 0.064437; 2040: 0.19035
2018-01-14 10:00 | 1 | 9 | 1 | 0 | 0 | 0.092454 | 2.0641 | 4.1281 | 0.73963 | 20.3125 | 10.5647 | 17.0341 | 17.0341 | 83.8526 | 0.73963 | 0 | 2024: 68.8289; 2025: 15.0238; 2026: 0; 2027: 12.599; 2028: 0; 2029: 0; 2030: 3.3885; 2031: 0; 2032: 0; 2033: 68.8289; 2034: 15.0238; 2035: 0; 2036: 12.599; 2039: 0.092454; 2040: 0.25776
2018-01-14 11:00 | 1 | 10 | 1 | 0 | 0 | 0.16457 | 2.0508 | 4.1016 | 1.3166 | 20.3125 | 10.5647 | 17.0341 | 17.0341 | 83.313 | 1.3166 | 0 | 2024: 56.5703; 2025: 26.7428; 2026: 0; 2027: 22.4266; 2028: 0; 2029: 0; 2030: 2.785; 2031: 0; 2032: 0; 2033: 56.5703; 2034: 26.7428; 2035: 0; 2036: 22.4266; 2039: 0.16457; 2040: 0.35523
2018-01-14 12:00 | 1 | 11 | 1 | 0 | 0 | 0.10922 | 2.0663 | 4.1326 | 0.87373 | 20.3125 | 10.5647 | 17.0341 | 17.0341 | 83.9444 | 0.87373 | 0 | 2024: 66.1968; 2025: 17.7476; 2026: 0; 2027: 14.8832; 2028: 0; 2029: 0; 2030: 3.2589; 2031: 0; 2032: 0; 2033: 66.1968; 2034: 17.7476; 2035: 0; 2036: 14.8832; 2039: 0.10922; 2040: 0.51016
2018-01-14 13:00 | 1 | 12 | 1 | 0 | 0 | 0.24014 | 1.9845 | 3.9689 | 1.9211 | 20.3125 | 10.5647 | 17.0341 | 17.0341 | 80.619 | 1.9211 | 0 | 2024: 41.5959; 2025: 39.0231; 2026: 0; 2027: 32.7249; 2028: 0; 2029: 0; 2030: 2.0478; 2031: 0; 2032: 0; 2033: 41.5959; 2034: 39.0231; 2035: 0; 2036: 32.7249; 2039: 0.24014; 2040: 0.42746
2018-01-14 14:00 | 1 | 13 | 1 | 0 | 0 | 0.37394 | 1.8758 | 3.7515 | 2.9915 | 20.3125 | 10.5647 | 17.0341 | 17.0341 | 76.2025 | 2.9915 | 0 | 2024: 15.4369; 2025: 60.7656; 2026: 0; 2027: 50.9583; 2028: 0; 2029: 0; 2030: 0.75997; 2031: 0; 2032: 0; 2033: 15.4369; 2034: 60.7656; 2035: 0; 2036: 50.9583; 2039: 0.37394; 2040: 0.36376
2018-01-14 15:00 | 1 | 14 | 1 | 0 | 0 | 0.19475 | 1.9461 | 3.8922 | 1.558 | 20.3125 | 10.5647 | 17.0341 | 17.0341 | 79.0593 | 1.558 | 0 | 2024: 47.4123; 2025: 31.647; 2026: 0; 2027: 26.5393; 2028: 0; 2029: 0; 2030: 2.3341; 2031: 0; 2032: 0; 2033: 47.4123; 2034: 31.647; 2035: 0; 2036: 26.5393; 2039: 0.19475; 2040: 0.32937
2018-01-14 16:00 | 1 | 15 | 1 | 0 | 1 | 0.11895 | 1.9828 | 3.9655 | 0.95158 | 21.7915 | 12.0437 | 17.0341 | 17.0341 | 86.4148 | 0.95158 | 0 | 2024: 65.6784; 2025: 20.7364; 2026: 0; 2027: 16.2094; 2028: 0; 2029: 0; 2030: 3.014; 2031: 0; 2032: 0; 2033: 65.6784; 2034: 20.7364; 2035: 0; 2036: 16.2094; 2039: 0.11895; 2040: 0.12915
2018-01-14 17:00 | 1 | 16 | 1 | 0 | 1 | 0 | 2.0998 | 4.1995 | 0 | 21.7915 | 12.0437 | 17.0341 | 17.0341 | 91.5133 | 0 | 0 | 2024: 91.5133; 2025: 0; 2026: 0; 2027: 0; 2028: 0; 2029: 0; 2030: 4.1995; 2031: 0; 2032: 0; 2033: 91.5133; 2034: 0; 2035: 0; 2036: 0; 2039: 0; 2040: 0
2018-01-14 18:00 | 1 | 17 | 1 | 0 | 1 | 0 | 2.1743 | 4.3487 | 0 | 21.7915 | 12.0437 | 17.0341 | 17.0341 | 94.7646 | 0 | 0 | 2024: 94.7646; 2025: 0; 2026: 0; 2027: 0; 2028: 0; 2029: 0; 2030: 4.3487; 2031: 0; 2032: 0; 2033: 94.7646; 2034: 0; 2035: 0; 2036: 0; 2039: 0; 2040: 0
2018-01-14 19:00 | 1 | 18 | 1 | 0 | 1 | 0 | 2.1825 | 4.3651 | 0 | 21.7915 | 12.0437 | 17.0341 | 17.0341 | 95.121 | 0 | 0 | 2024: 95.121; 2025: 0; 2026: 0; 2027: 0; 2028: 0; 2029: 0; 2030: 4.3651; 2031: 0; 2032: 0; 2033: 95.121; 2034: 0; 2035: 0; 2036: 0; 2039: 0; 2040: 0
2018-01-14 20:00 | 1 | 19 | 1 | 0 | 0 | 0 | 2.0725 | 4.145 | 0 | 20.3125 | 10.5647 | 17.0341 | 17.0341 | 84.1951 | 0 | 0 | 2024: 84.1951; 2025: 0; 2026: 0; 2027: 0; 2028: 0; 2029: 0; 2030: 4.145; 2031: 0; 2032: 0; 2033: 84.1951; 2034: 0; 2035: 0; 2036: 0; 2039: 0; 2040: 0
2018-01-14 21:00 | 1 | 20 | 1 | 0 | 0 | 0 | 1.941 | 3.882 | 0 | 20.3125 | 10.5647 | 17.0341 | 17.0341 | 78.854 | 0 | 0 | 2024: 78.854; 2025: 0; 2026: 0; 2027: 0; 2028: 0; 2029: 0; 2030: 3.882; 2031: 0; 2032: 0; 2033: 78.854; 2034: 0; 2035: 0; 2036: 0; 2039: 0; 2040: 0
2018-01-14 22:00 | 1 | 21 | 1 | 0 | 0 | 0 | 1.7342 | 3.4684 | 0 | 20.3125 | 10.5647 | 17.0341 | 17.0341 | 70.4509 | 0 | 0 | 2024: 70.4509; 2025: 0; 2026: 0; 2027: 0; 2028: 0; 2029: 0; 2030: 3.4684; 2031: 0; 2032: 0; 2033: 70.4509; 2034: 0; 2035: 0; 2036: 0; 2039: 0; 2040: 0
2018-01-14 23:00 | 1 | 22 | 1 | 0 | 0 | 0 | 1.5507 | 3.1014 | 0 | 20.3125 | 10.5647 | 17.0341 | 17.0341 | 62.9978 | 0 | 0 | 2024: 62.9978; 2025: 0; 2026: 0; 2027: 0; 2028: 0; 2029: 0; 2030: 3.1014; 2031: 0; 2032: 0; 2033: 62.9978; 2034: 0; 2035: 0; 2036: 0; 2039: 0; 2040: 0
2018-01-15 | 1 | 23 | 1 | 0 | 0 | 0 | 1.47 | 2.9401 | 0 | 20.3125 | 10.5647 | 17.0341 | 17.0341 | 59.7202 | 0 | 0 | 2024: 59.7202; 2025: 0; 2026: 0; 2027: 0; 2028: 0; 2029: 0; 2030: 2.9401; 2031: 0; 2032: 0; 2033: 59.7202; 2034: 0; 2035: 0; 2036: 0; 2039: 0; 2040: 0
2018-01-15 01:00 | 1 | 0 | 2 | 0 | 0 | 0 | 1.3834 | 2.7668 | 0 | 20.3125 | 10.5647 | 17.0341 | 17.0341 | 56.2014 | 0 | 0 | 2024: 56.2014; 2025: 0; 2026: 0; 2027: 0; 2028: 0; 2029: 0; 2030: 2.7668; 2031: 0; 2032: 0; 2033: 56.2014; 2034: 0; 2035: 0; 2036: 0; 2039: 0; 2040: 0
2018-01-15 02:00 | 1 | 1 | 2 | 0 | 0 | 0 | 1.3735 | 2.7471 | 0 | 20.3125 | 10.5647 | 17.0341 | 17.0341 | 55.8004 | 0 | 0 | 2024: 55.8004; 2025: 0; 2026: 0; 2027: 0; 2028: 0; 2029: 0; 2030: 2.7471; 2031: 0; 2032: 0; 2033: 55.8004; 2034: 0; 2035: 0; 2036: 0; 2039: 0; 2040: 0
2018-01-15 03:00 | 1 | 2 | 2 | 0 | 0 | 0 | 1.3825 | 2.765 | 0 | 20.3125 | 10.5647 | 17.0341 | 17.0341 | 56.1637 | 0 | 0 | 2024: 56.1637; 2025: 0; 2026: 0; 2027: 0; 2028: 0; 2029: 0; 2030: 2.765; 2031: 0; 2032: 0; 2033: 56.1637; 2034: 0; 2035: 0; 2036: 0; 2039: 0; 2040: 0
2018-01-15 04:00 | 1 | 3 | 2 | 0 | 0 | 0 | 1.4478 | 2.8956 | 0 | 20.3125 | 10.5647 | 17.0341 | 17.0341 | 58.8171 | 0 | 0 | 2024: 58.8171; 2025: 0; 2026: 0; 2027: 0; 2028: 0; 2029: 0; 2030: 2.8956; 2031: 0; 2032: 0; 2033: 58.8171; 2034: 0; 2035: 0; 2036: 0; 2039: 0; 2040: 0
2018-01-15 05:00 | 1 | 4 | 2 | 0 | 0 | 0 | 1.5052 | 3.0103 | 0 | 20.3125 | 10.5647 | 17.0341 | 17.0341 | 61.1474 | 0 | 0 | 2024: 61.1474; 2025: 0; 2026: 0; 2027: 0; 2028: 0; 2029: 0; 2030: 3.0103; 2031: 0; 2032: 0; 2033: 61.1474; 2034: 0; 2035: 0; 2036: 0; 2039: 0; 2040: 0
2018-01-15 06:00 | 1 | 5 | 2 | 0 | 0 | 0 | 1.6633 | 3.3265 | 0 | 20.3125 | 10.5647 | 17.0341 | 17.0341 | 67.5705 | 0 | 0 | 2024: 67.5705; 2025: 0; 2026: 0; 2027: 0; 2028: 0; 2029: 0; 2030: 3.3265; 2031: 0; 2032: 0; 2033: 67.5705; 2034: 0; 2035: 0; 2036: 0; 2039: 0; 2040: 0
2018-01-15 07:00 | 1 | 6 | 2 | 0 | 0 | 0 | 1.7981 | 3.5961 | 0 | 20.3125 | 10.5647 | 17.0341 | 17.0341 | 73.0461 | 0 | 0 | 2024: 73.0461; 2025: 0; 2026: 0; 2027: 0; 2028: 0; 2029: 0; 2030: 3.5961; 2031: 0; 2032: 0; 2033: 73.0461; 2034: 0; 2035: 0; 2036: 0; 2039: 0; 2040: 0
2018-01-15 08:00 | 1 | 7 | 2 | 0 | 0 | 0.01093 | 1.8101 | 3.6203 | 0.087441 | 20.3125 | 10.5647 | 17.0341 | 17.0341 | 73.5369 | 0.087441 | 0 | 2024: 71.7607; 2025: 1.7761; 2026: 0; 2027: 1.4895; 2028: 0; 2029: 0; 2030: 3.5328; 2031: 0; 2032: 0; 2033: 71.7607; 2034: 1.7761; 2035: 0; 2036: 1.4895; 2039: 0.01093; 2040: 0.057288
2018-01-15 09:00 | 1 | 8 | 2 | 0 | 0 | 0.054479 | 1.8084 | 3.6167 | 0.43583 | 20.3125 | 10.5647 | 17.0341 | 17.0341 | 73.4647 | 0.43583 | 0 | 2024: 64.6118; 2025: 8.8529; 2026: 0; 2027: 7.4241; 2028: 0; 2029: 0; 2030: 3.1809; 2031: 0; 2032: 0; 2033: 64.6118; 2034: 8.8529; 2035: 0; 2036: 7.4241; 2039: 0.054479; 2040: 0.22201
2018-01-15 10:00 | 1 | 9 | 2 | 0 | 0 | 0.11747 | 1.8615 | 3.723 | 0.93979 | 20.3125 | 10.5647 | 17.0341 | 17.0341 | 75.6236 | 0.93979 | 0 | 2024: 56.5341; 2025: 19.0895; 2026: 0; 2027: 16.0086; 2028: 0; 2029: 0; 2030: 2.7832; 2031: 0; 2032: 0; 2033: 56.5341; 2034: 19.0895; 2035: 0; 2036: 16.0086; 2039: 0.11747; 2040: 0.34643
2018-01-15 11:00 | 1 | 10 | 2 | 0 | 0 | 0.16601 | 1.7987 | 3.5975 | 1.3281 | 20.3125 | 10.5647 | 17.0341 | 17.0341 | 73.0737 | 1.3281 | 0 | 2024: 46.0972; 2025: 26.9765; 2026: 0; 2027: 22.6226; 2028: 0; 2029: 0; 2030: 2.2694; 2031: 0; 2032: 0; 2033: 46.0972; 2034: 26.9765; 2035: 0; 2036: 22.6226; 2039: 0.16601; 2040: 0.37027
2018-01-15 12:00 | 1 | 11 | 2 | 0 | 0 | 0.24847 | 1.7759 | 3.5519 | 1.9877 | 20.3125 | 10.5647 | 17.0341 | 17.0341 | 72.1477 | 1.9877 | 0 | 2024: 31.7718; 2025: 40.3759; 2026: 0; 2027: 33.8594; 2028: 0; 2029: 0; 2030: 1.5641; 2031: 0; 2032: 0; 2033: 31.7718; 2034: 40.3759; 2035: 0; 2036: 33.8594; 2039: 0.24847; 2040: 0.46564
2018-01-15 13:00 | 1 | 12 | 2 | 0 | 0 | 0.075553 | 1.6747 | 3.3495 | 0.60442 | 20.3125 | 10.5647 | 17.0341 | 17.0341 | 68.0365 | 0.60442 | 0 | 2024: 55.7591; 2025: 12.2773; 2026: 0; 2027: 10.2958; 2028: 0; 2029: 0; 2030: 2.7451; 2031: 0; 2032: 0; 2033: 55.7591; 2034: 12.2773; 2035: 0; 2036: 10.2958; 2039: 0.075553; 2040: 0.39209
2018-01-15 14:00 | 1 | 13 | 2 | 0 | 0 | 0.033534 | 1.5433 | 3.0866 | 0.26827 | 20.3125 | 10.5647 | 17.0341 | 17.0341 | 62.6956 | 0.26827 | 0 | 2024: 57.2463; 2025: 5.4493; 2026: 0; 2027: 4.5698; 2028: 0; 2029: 0; 2030: 2.8183; 2031: 0; 2032: 0; 2033: 57.2463; 2034: 5.4493; 2035: 0; 2036: 4.5698; 2039: 0.033534; 2040: 0.30346
2018-01-15 15:00 | 1 | 14 | 2 | 0 | 0 | 0.040601 | 1.5996 | 3.1992 | 0.32481 | 20.3125 | 10.5647 | 17.0341 | 17.0341 | 64.9837 | 0.32481 | 0 | 2024: 58.386; 2025: 6.5977; 2026: 0; 2027: 5.5329; 2028: 0; 2029: 0; 2030: 2.8744; 2031: 0; 2032: 0; 2033: 58.386; 2034: 6.5977; 2035: 0; 2036: 5.5329; 2039: 0.040601; 2040: 0.23214
2018-01-15 16:00 | 1 | 15 | 2 | 0 | 1 | 0.021336 | 1.7366 | 3.4732 | 0.17069 | 21.7915 | 12.0437 | 17.0341 | 17.0341 | 75.6871 | 0.17069 | 0 | 2024: 71.9675; 2025: 3.7196; 2026: 0; 2027: 2.9076; 2028: 0; 2029: 0; 2030: 3.3026; 2031: 0; 2032: 0; 2033: 71.9675; 2034: 3.7196; 2035: 0; 2036: 2.9076; 2039: 0.021336; 2040: 0.1436
2018-01-15 17:00 | 1 | 16 | 2 | 0 | 1 | 0 | 1.9836 | 3.9672 | 0 | 21.7915 | 12.0437 | 17.0341 | 17.0341 | 86.4502 | 0 | 0 | 2024: 86.4502; 2025: 0; 2026: 0; 2027: 0; 2028: 0; 2029: 0; 2030: 3.9672; 2031: 0; 2032: 0; 2033: 86.4502; 2034: 0; 2035: 0; 2036: 0; 2039: 0; 2040: 0
2018-01-15 18:00 | 1 | 17 | 2 | 0 | 1 | 0 | 2.1196 | 4.2391 | 0 | 21.7915 | 12.0437 | 17.0341 | 17.0341 | 92.3771 | 0 | 0 | 2024: 92.3771; 2025: 0; 2026: 0; 2027: 0; 2028: 0; 2029: 0; 2030: 4.2391; 2031: 0; 2032: 0; 2033: 92.3771; 2034: 0; 2035: 0; 2036: 0; 2039: 0; 2040: 0
2018-01-15 19:00 | 1 | 18 | 2 | 0 | 1 | 0 | 2.1004 | 4.2008 | 0 | 21.7915 | 12.0437 | 17.0341 | 17.0341 | 91.5417 | 0 | 0 | 2024: 91.5417; 2025: 0; 2026: 0; 2027: 0; 2028: 0; 2029: 0; 2030: 4.2008; 2031: 0; 2032: 0; 2033: 91.5417; 2034: 0; 2035: 0; 2036: 0; 2039: 0; 2040: 0
2018-01-15 20:00 | 1 | 19 | 2 | 0 | 0 | 0 | 2.0279 | 4.0558 | 0 | 20.3125 | 10.5647 | 17.0341 | 17.0341 | 82.3831 | 0 | 0 | 2024: 82.3831; 2025: 0; 2026: 0; 2027: 0; 2028: 0; 2029: 0; 2030: 4.0558; 2031: 0; 2032: 0; 2033: 82.3831; 2034: 0; 2035: 0; 2036: 0; 2039: 0; 2040: 0
2018-01-15 21:00 | 1 | 20 | 2 | 0 | 0 | 0 | 1.8527 | 3.7055 | 0 | 20.3125 | 10.5647 | 17.0341 | 17.0341 | 75.2673 | 0 | 0 | 2024: 75.2673; 2025: 0; 2026: 0; 2027: 0; 2028: 0; 2029: 0; 2030: 3.7055; 2031: 0; 2032: 0; 2033: 75.2673; 2034: 0; 2035: 0; 2036: 0; 2039: 0; 2040: 0
2018-01-15 22:00 | 1 | 21 | 2 | 0 | 0 | 0 | 1.6425 | 3.285 | 0 | 20.3125 | 10.5647 | 17.0341 | 17.0341 | 66.7263 | 0 | 0 | 2024: 66.7263; 2025: 0; 2026: 0; 2027: 0; 2028: 0; 2029: 0; 2030: 3.285; 2031: 0; 2032: 0; 2033: 66.7263; 2034: 0; 2035: 0; 2036: 0; 2039: 0; 2040: 0
2018-01-15 23:00 | 1 | 22 | 2 | 0 | 0 | 0 | 1.4037 | 2.8074 | 0 | 20.3125 | 10.5647 | 17.0341 | 17.0341 | 57.0251 | 0 | 0 | 2024: 57.0251; 2025: 0; 2026: 0; 2027: 0; 2028: 0; 2029: 0; 2030: 2.8074; 2031: 0; 2032: 0; 2033: 57.0251; 2034: 0; 2035: 0; 2036: 0; 2039: 0; 2040: 0
2018-01-16 | 1 | 23 | 2 | 0 | 0 | 0 | 1.296 | 2.592 | 0 | 20.3125 | 10.5647 | 17.0341 | 17.0341 | 52.6499 | 0 | 0 | 2024: 52.6499; 2025: 0; 2026: 0; 2027: 0; 2028: 0; 2029: 0; 2030: 2.592; 2031: 0; 2032: 0; 2033: 52.6499; 2034: 0; 2035: 0; 2036: 0; 2039: 0; 2040: 0
2018-01-16 01:00 | 1 | 0 | 3 | 0 | 0 | 0 | 1.2125 | 2.4251 | 0 | 20.3125 | 10.5647 | 17.0341 | 17.0341 | 49.2598 | 0 | 0 | 2024: 49.2598; 2025: 0; 2026: 0; 2027: 0; 2028: 0; 2029: 0; 2030: 2.4251; 2031: 0; 2032: 0; 2033: 49.2598; 2034: 0; 2035: 0; 2036: 0; 2039: 0; 2040: 0
2018-01-16 02:00 | 1 | 1 | 3 | 0 | 0 | 0 | 1.1953 | 2.3907 | 0 | 20.3125 | 10.5647 | 17.0341 | 17.0341 | 48.5609 | 0 | 0 | 2024: 48.5609; 2025: 0; 2026: 0; 2027: 0; 2028: 0; 2029: 0; 2030: 2.3907; 2031: 0; 2032: 0; 2033: 48.5609; 2034: 0; 2035: 0; 2036: 0; 2039: 0; 2040: 0
2018-01-16 03:00 | 1 | 2 | 3 | 0 | 0 | 0 | 1.1536 | 2.3071 | 0 | 20.3125 | 10.5647 | 17.0341 | 17.0341 | 46.8634 | 0 | 0 | 2024: 46.8634; 2025: 0; 2026: 0; 2027: 0; 2028: 0; 2029: 0; 2030: 2.3071; 2031: 0; 2032: 0; 2033: 46.8634; 2034: 0; 2035: 0; 2036: 0; 2039: 0; 2040: 0
2018-01-16 04:00 | 1 | 3 | 3 | 0 | 0 | 0 | 1.1612 | 2.3223 | 0 | 20.3125 | 10.5647 | 17.0341 | 17.0341 | 47.1718 | 0 | 0 | 2024: 47.1718; 2025: 0; 2026: 0; 2027: 0; 2028: 0; 2029: 0; 2030: 2.3223; 2031: 0; 2032: 0; 2033: 47.1718; 2034: 0; 2035: 0; 2036: 0; 2039: 0; 2040: 0
2018-01-16 05:00 | 1 | 4 | 3 | 0 | 0 | 0 | 1.1775 | 2.355 | 0 | 20.3125 | 10.5647 | 17.0341 | 17.0341 | 47.835 | 0 | 0 | 2024: 47.835; 2025: 0; 2026: 0; 2027: 0; 2028: 0; 2029: 0; 2030: 2.355; 2031: 0; 2032: 0; 2033: 47.835; 2034: 0; 2035: 0; 2036: 0; 2039: 0; 2040: 0
2018-01-16 06:00 | 1 | 5 | 3 | 0 | 0 | 0 | 1.3031 | 2.6063 | 0 | 20.3125 | 10.5647 | 17.0341 | 17.0341 | 52.9404 | 0 | 0 | 2024: 52.9404; 2025: 0; 2026: 0; 2027: 0; 2028: 0; 2029: 0; 2030: 2.6063; 2031: 0; 2032: 0; 2033: 52.9404; 2034: 0; 2035: 0; 2036: 0; 2039: 0; 2040: 0
2018-01-16 07:00 | 1 | 6 | 3 | 0 | 0 | 0 | 1.4343 | 2.8686 | 0 | 20.3125 | 10.5647 | 17.0341 | 17.0341 | 58.2694 | 0 | 0 | 2024: 58.2694; 2025: 0; 2026: 0; 2027: 0; 2028: 0; 2029: 0; 2030: 2.8686; 2031: 0; 2032: 0; 2033: 58.2694; 2034: 0; 2035: 0; 2036: 0; 2039: 0; 2040: 0
2018-01-16 08:00 | 1 | 7 | 3 | 0 | 0 | 0.0052327 | 1.4997 | 2.9995 | 0.041861 | 20.3125 | 10.5647 | 17.0341 | 17.0341 | 60.9269 | 0.041861 | 0 | 2024: 60.0766; 2025: 0.85031; 2026: 0; 2027: 0.71307; 2028: 0; 2029: 0; 2030: 2.9576; 2031: 0; 2032: 0; 2033: 60.0766; 2034: 0.85031; 2035: 0; 2036: 0.71307; 2039: 0.0052327; 2040: 0.022209
2018-01-16 09:00 | 1 | 8 | 3 | 0 | 0 | 0.033826 | 1.425 | 2.85 | 0.2706 | 20.3125 | 10.5647 | 17.0341 | 17.0341 | 57.8903 | 0.2706 | 0 | 2024: 52.3936; 2025: 5.4966; 2026: 0; 2027: 4.6095; 2028: 0; 2029: 0; 2030: 2.5794; 2031: 0; 2032: 0; 2033: 52.3936; 2034: 5.4966; 2035: 0; 2036: 4.6095; 2039: 0.033826; 2040: 0.13922
2018-01-16 10:00 | 1 | 9 | 3 | 0 | 0 | 0.050065 | 1.4145 | 2.8289 | 0.40052 | 20.3125 | 10.5647 | 17.0341 | 17.0341 | 57.4629 | 0.40052 | 0 | 2024: 49.3273; 2025: 8.1356; 2026: 0; 2027: 6.8225; 2028: 0; 2029: 0; 2030: 2.4284; 2031: 0; 2032: 0; 2033: 49.3273; 2034: 8.1356; 2035: 0; 2036: 6.8225; 2039: 0.050065; 2040: 0.2808
2018-01-16 11:00 | 1 | 10 | 3 | 0 | 0 | 0.098218 | 1.3498 | 2.6996 | 0.78574 | 20.3125 | 10.5647 | 17.0341 | 17.0341 | 54.8361 | 0.78574 | 0 | 2024: 38.8758; 2025: 15.9604; 2026: 0; 2027: 13.3844; 2028: 0; 2029: 0; 2030: 1.9139; 2031: 0; 2032: 0; 2033: 38.8758; 2034: 15.9604; 2035: 0; 2036: 13.3844; 2039: 0.098218; 2040: 0.35812
2018-01-16 12:00 | 1 | 11 | 3 | 0 | 0 | 0.42082 | 1.35 | 2.7001 | 3.3666 | 20.3125 | 10.5647 | 17.0341 | 17.0341 | 54.8455 | 2.7001 | 0.6665 | 2024: 0; 2025: 54.8455; 2026: 7.0414; 2027: 57.3469; 2028: 0.6665; 2029: 0.6665; 2030: 0; 2031: 0; 2032: 0; 2033: 0; 2034: 54.8455; 2035: 0; 2036: 57.3469; 2039: 0.42082; 2040: 0.47754
2018-01-16 13:00 | 1 | 12 | 3 | 0 | 0 | 0.4383 | 1.3114 | 2.6228 | 3.5064 | 20.3125 | 10.5647 | 17.0341 | 17.0341 | 53.2753 | 2.6228 | 0.88361 | 2024: 0; 2025: 53.2753; 2026: 9.3351; 2027: 59.7284; 2028: 0.88361; 2029: 1.5501; 2030: 0; 2031: 0; 2032: 0; 2033: 0; 2034: 53.2753; 2035: 0; 2036: 59.7284; 2039: 0.4383; 2040: 0.49532
2018-01-16 14:00 | 1 | 13 | 3 | 0 | 0 | 0.27557 | 1.2171 | 2.4341 | 2.2046 | 20.3125 | 10.5647 | 17.0341 | 17.0341 | 49.4434 | 2.2046 | 0 | 2024: 4.6628; 2025: 44.7806; 2026: 0; 2027: 37.5532; 2028: 0; 2029: 1.5501; 2030: 0.22955; 2031: 0.22955; 2032: 0; 2033: 0; 2034: 49.4434; 2035: 0; 2036: 37.5532; 2039: 0.27557; 2040: 0.50489
2018-01-16 15:00 | 1 | 14 | 3 | 0 | 0 | 0.16664 | 1.1996 | 2.3992 | 1.3332 | 20.3125 | 10.5647 | 17.0341 | 17.0341 | 48.7328 | 1.3332 | 0 | 2024: 21.653; 2025: 27.0798; 2026: 0; 2027: 22.7092; 2028: 0; 2029: 1.3006; 2030: 1.066; 2031: 1.066; 2032: 0; 2033: 0; 2034: 48.7328; 2035: 0; 2036: 22.7092; 2039: 0.16664; 2040: 0.36107
2018-01-16 16:00 | 1 | 15 | 3 | 0 | 1 | 0.033576 | 1.3463 | 2.6925 | 0.26861 | 21.7915 | 12.0437 | 17.0341 | 17.0341 | 58.6746 | 0.26861 | 0 | 2024: 52.8212; 2025: 5.8534; 2026: 0; 2027: 4.5755; 2028: 0; 2029: 0.14191; 2030: 2.4239; 2031: 0.13055; 2032: 0; 2033: 49.9763; 2034: 8.6983; 2035: 0; 2036: 4.5755; 2039: 0.033576; 2040: 0.16491
2018-01-16 17:00 | 1 | 16 | 3 | 0 | 1 | 0 | 1.5549 | 3.1099 | 0 | 21.7915 | 12.0437 | 17.0341 | 17.0341 | 67.7683 | 0 | 0 | 2024: 67.7683; 2025: 0; 2026: 0; 2027: 0; 2028: 0; 2029: 0; 2030: 3.1099; 2031: 0; 2032: 0; 2033: 67.7683; 2034: 0; 2035: 0; 2036: 0; 2039: 0; 2040: 0
2018-01-16 18:00 | 1 | 17 | 3 | 0 | 1 | 0 | 1.6725 | 3.345 | 0 | 21.7915 | 12.0437 | 17.0341 | 17.0341 | 72.8921 | 0 | 0 | 2024: 72.8921; 2025: 0; 2026: 0; 2027: 0; 2028: 0; 2029: 0; 2030: 3.345; 2031: 0; 2032: 0; 2033: 72.8921; 2034: 0; 2035: 0; 2036: 0; 2039: 0; 2040: 0
2018-01-16 19:00 | 1 | 18 | 3 | 0 | 1 | 0 | 1.699 | 3.398 | 0 | 21.7915 | 12.0437 | 17.0341 | 17.0341 | 74.0472 | 0 | 0 | 2024: 74.0472; 2025: 0; 2026: 0; 2027: 0; 2028: 0; 2029: 0; 2030: 3.398; 2031: 0; 2032: 0; 2033: 74.0472; 2034: 0; 2035: 0; 2036: 0; 2039: 0; 2040: 0
2018-01-16 20:00 | 1 | 19 | 3 | 0 | 0 | 0 | 1.6699 | 3.3397 | 0 | 20.3125 | 10.5647 | 17.0341 | 17.0341 | 67.8386 | 0 | 0 | 2024: 67.8386; 2025: 0; 2026: 0; 2027: 0; 2028: 0; 2029: 0; 2030: 3.3397; 2031: 0; 2032: 0; 2033: 67.8386; 2034: 0; 2035: 0; 2036: 0; 2039: 0; 2040: 0
2018-01-16 21:00 | 1 | 20 | 3 | 0 | 0 | 0 | 1.5277 | 3.0554 | 0 | 20.3125 | 10.5647 | 17.0341 | 17.0341 | 62.0637 | 0 | 0 | 2024: 62.0637; 2025: 0; 2026: 0; 2027: 0; 2028: 0; 2029: 0; 2030: 3.0554; 2031: 0; 2032: 0; 2033: 62.0637; 2034: 0; 2035: 0; 2036: 0; 2039: 0; 2040: 0
2018-01-16 22:00 | 1 | 21 | 3 | 0 | 0 | 0 | 1.3847 | 2.7694 | 0 | 20.3125 | 10.5647 | 17.0341 | 17.0341 | 56.2534 | 0 | 0 | 2024: 56.2534; 2025: 0; 2026: 0; 2027: 0; 2028: 0; 2029: 0; 2030: 2.7694; 2031: 0; 2032: 0; 2033: 56.2534; 2034: 0; 2035: 0; 2036: 0; 2039: 0; 2040: 0
2018-01-16 23:00 | 1 | 22 | 3 | 0 | 0 | 0 | 1.2318 | 2.4636 | 0 | 20.3125 | 10.5647 | 17.0341 | 17.0341 | 50.0427 | 0 | 0 | 2024: 50.0427; 2025: 0; 2026: 0; 2027: 0; 2028: 0; 2029: 0; 2030: 2.4636; 2031: 0; 2032: 0; 2033: 50.0427; 2034: 0; 2035: 0; 2036: 0; 2039: 0; 2040: 0
2018-01-17 | 1 | 23 | 3 | 0 | 0 | 0 | 1.1583 | 2.3166 | 0 | 20.3125 | 10.5647 | 17.0341 | 17.0341 | 47.0559 | 0 | 0 | 2024: 47.0559; 2025: 0; 2026: 0; 2027: 0; 2028: 0; 2029: 0; 2030: 2.3166; 2031: 0; 2032: 0; 2033: 47.0559; 2034: 0; 2035: 0; 2036: 0; 2039: 0; 2040: 0
2018-01-17 01:00 | 1 | 0 | 4 | 0 | 0 | 0 | 1.0778 | 2.1557 | 0 | 20.3125 | 10.5647 | 17.0341 | 17.0341 | 43.7871 | 0 | 0 | 2024: 43.7871; 2025: 0; 2026: 0; 2027: 0; 2028: 0; 2029: 0; 2030: 2.1557; 2031: 0; 2032: 0; 2033: 43.7871; 2034: 0; 2035: 0; 2036: 0; 2039: 0; 2040: 0
2018-01-17 02:00 | 1 | 1 | 4 | 0 | 0 | 0 | 1.1054 | 2.2107 | 0 | 20.3125 | 10.5647 | 17.0341 | 17.0341 | 44.9056 | 0 | 0 | 2024: 44.9056; 2025: 0; 2026: 0; 2027: 0; 2028: 0; 2029: 0; 2030: 2.2107; 2031: 0; 2032: 0; 2033: 44.9056; 2034: 0; 2035: 0; 2036: 0; 2039: 0; 2040: 0
2018-01-17 03:00 | 1 | 2 | 4 | 0 | 0 | 0 | 1.191 | 2.3821 | 0 | 20.3125 | 10.5647 | 17.0341 | 17.0341 | 48.3857 | 0 | 0 | 2024: 48.3857; 2025: 0; 2026: 0; 2027: 0; 2028: 0; 2029: 0; 2030: 2.3821; 2031: 0; 2032: 0; 2033: 48.3857; 2034: 0; 2035: 0; 2036: 0; 2039: 0; 2040: 0
2018-01-17 04:00 | 1 | 3 | 4 | 0 | 0 | 0 | 1.3064 | 2.6128 | 0 | 20.3125 | 10.5647 | 17.0341 | 17.0341 | 53.073 | 0 | 0 | 2024: 53.073; 2025: 0; 2026: 0; 2027: 0; 2028: 0; 2029: 0; 2030: 2.6128; 2031: 0; 2032: 0; 2033: 53.073; 2034: 0; 2035: 0; 2036: 0; 2039: 0; 2040: 0
2018-01-17 05:00 | 1 | 4 | 4 | 0 | 0 | 0 | 1.4021 | 2.8042 | 0 | 20.3125 | 10.5647 | 17.0341 | 17.0341 | 56.9604 | 0 | 0 | 2024: 56.9604; 2025: 0; 2026: 0; 2027: 0; 2028: 0; 2029: 0; 2030: 2.8042; 2031: 0; 2032: 0; 2033: 56.9604; 2034: 0; 2035: 0; 2036: 0; 2039: 0; 2040: 0
2018-01-17 06:00 | 1 | 5 | 4 | 0 | 0 | 0 | 1.5608 | 3.1216 | 0 | 20.3125 | 10.5647 | 17.0341 | 17.0341 | 63.4066 | 0 | 0 | 2024: 63.4066; 2025: 0; 2026: 0; 2027: 0; 2028: 0; 2029: 0; 2030: 3.1216; 2031: 0; 2032: 0; 2033: 63.4066; 2034: 0; 2035: 0; 2036: 0; 2039: 0; 2040: 0
2018-01-17 07:00 | 1 | 6 | 4 | 0 | 0 | 0 | 1.6963 | 3.3926 | 0 | 20.3125 | 10.5647 | 17.0341 | 17.0341 | 68.9124 | 0 | 0 | 2024: 68.9124; 2025: 0; 2026: 0; 2027: 0; 2028: 0; 2029: 0; 2030: 3.3926; 2031: 0; 2032: 0; 2033: 68.9124; 2034: 0; 2035: 0; 2036: 0; 2039: 0; 2040: 0
2018-01-17 08:00 | 1 | 7 | 4 | 0 | 0 | 0.007029 | 1.7168 | 3.4337 | 0.056232 | 20.3125 | 10.5647 | 17.0341 | 17.0341 | 69.747 | 0.056232 | 0 | 2024: 68.6047; 2025: 1.1422; 2026: 0; 2027: 0.95787; 2028: 0; 2029: 0; 2030: 3.3775; 2031: 0; 2032: 0; 2033: 68.6047; 2034: 1.1422; 2035: 0; 2036: 0.95787; 2039: 0.007029; 2040: 0.033475
2018-01-17 09:00 | 1 | 8 | 4 | 0 | 0 | 0.042923 | 1.6794 | 3.3588 | 0.34338 | 20.3125 | 10.5647 | 17.0341 | 17.0341 | 68.226 | 0.34338 | 0 | 2024: 61.2511; 2025: 6.975; 2026: 0; 2027: 5.8492; 2028: 0; 2029: 0; 2030: 3.0154; 2031: 0; 2032: 0; 2033: 61.2511; 2034: 6.975; 2035: 0; 2036: 5.8492; 2039: 0.042923; 2040: 0.15301
2018-01-17 10:00 | 1 | 9 | 4 | 0 | 0 | 0.14782 | 1.5243 | 3.0485 | 1.1826 | 20.3125 | 10.5647 | 17.0341 | 17.0341 | 61.9235 | 1.1826 | 0 | 2024: 37.9026; 2025: 24.0209; 2026: 0; 2027: 20.144; 2028: 0; 2029: 0; 2030: 1.866; 2031: 0; 2032: 0; 2033: 37.9026; 2034: 24.0209; 2035: 0; 2036: 20.144; 2039: 0.14782; 2040: 0.29183
2018-01-17 11:00 | 1 | 10 | 4 | 0 | 0 | 0.27242 | 1.4623 | 2.9245 | 2.1794 | 20.3125 | 10.5647 | 17.0341 | 17.0341 | 59.4039 | 2.1794 | 0 | 2024: 15.1355; 2025: 44.2684; 2026: 0; 2027: 37.1237; 2028: 0; 2029: 0; 2030: 0.74513; 2031: 0; 2032: 0; 2033: 15.1355; 2034: 44.2684; 2035: 0; 2036: 37.1237; 2039: 0.27242; 2040: 0.35428
2018-01-17 12:00 | 1 | 11 | 4 | 0 | 0 | 0.19463 | 1.4268 | 2.8536 | 1.5571 | 20.3125 | 10.5647 | 17.0341 | 17.0341 | 57.9634 | 1.5571 | 0 | 2024: 26.3355; 2025: 31.6279; 2026: 0; 2027: 26.5233; 2028: 0; 2029: 0; 2030: 1.2965; 2031: 0; 2032: 0; 2033: 26.3355; 2034: 31.6279; 2035: 0; 2036: 26.5233; 2039: 0.19463; 2040: 0.41149
2018-01-17 13:00 | 1 | 12 | 4 | 0 | 0 | 0.19128 | 1.3815 | 2.763 | 1.5302 | 20.3125 | 10.5647 | 17.0341 | 17.0341 | 56.1241 | 1.5302 | 0 | 2024: 25.0414; 2025: 31.0827; 2026: 0; 2027: 26.0661; 2028: 0; 2029: 0; 2030: 1.2328; 2031: 0; 2032: 0; 2033: 25.0414; 2034: 31.0827; 2035: 0; 2036: 26.0661; 2039: 0.19128; 2040: 0.49772
2018-01-17 14:00 | 1 | 13 | 4 | 0 | 0 | 0.1759 | 1.2555 | 2.5109 | 1.4072 | 20.3125 | 10.5647 | 17.0341 | 17.0341 | 51.0032 | 1.4072 | 0 | 2024: 22.4191; 2025: 28.5841; 2026: 0; 2027: 23.9707; 2028: 0; 2029: 0; 2030: 1.1037; 2031: 0; 2032: 0; 2033: 22.4191; 2034: 28.5841; 2035: 0; 2036: 23.9707; 2039: 0.1759; 2040: 0.43652
2018-01-17 15:00 | 1 | 14 | 4 | 0 | 0 | 0.093312 | 1.2038 | 2.4076 | 0.7465 | 20.3125 | 10.5647 | 17.0341 | 17.0341 | 48.9052 | 0.7465 | 0 | 2024: 33.742; 2025: 15.1633; 2026: 0; 2027: 12.716; 2028: 0; 2029: 0; 2030: 1.6611; 2031: 0; 2032: 0; 2033: 33.742; 2034: 15.1633; 2035: 0; 2036: 12.716; 2039: 0.093312; 2040: 0.27707
2018-01-17 16:00 | 1 | 15 | 4 | 0 | 1 | 0.0374 | 1.2444 | 2.4887 | 0.2992 | 21.7915 | 12.0437 | 17.0341 | 17.0341 | 54.2328 | 0.2992 | 0 | 2024: 47.7128; 2025: 6.5201; 2026: 0; 2027: 5.0967; 2028: 0; 2029: 0; 2030: 2.1895; 2031: 0; 2032: 0; 2033: 47.7128; 2034: 6.5201; 2035: 0; 2036: 5.0967; 2039: 0.0374; 2040: 0.10093
2018-01-17 17:00 | 1 | 16 | 4 | 0 | 1 | 0 | 1.443 | 2.8859 | 0 | 21.7915 | 12.0437 | 17.0341 | 17.0341 | 62.8886 | 0 | 0 | 2024: 62.8886; 2025: 0; 2026: 0; 2027: 0; 2028: 0; 2029: 0; 2030: 2.8859; 2031: 0; 2032: 0; 2033: 62.8886; 2034: 0; 2035: 0; 2036: 0; 2039: 0; 2040: 0
2018-01-17 18:00 | 1 | 17 | 4 | 0 | 1 | 0 | 1.5622 | 3.1243 | 0 | 21.7915 | 12.0437 | 17.0341 | 17.0341 | 68.0836 | 0 | 0 | 2024: 68.0836; 2025: 0; 2026: 0; 2027: 0; 2028: 0; 2029: 0; 2030: 3.1243; 2031: 0; 2032: 0; 2033: 68.0836; 2034: 0; 2035: 0; 2036: 0; 2039: 0; 2040: 0
2018-01-17 19:00 | 1 | 18 | 4 | 0 | 1 | 0 | 1.6083 | 3.2166 | 0 | 21.7915 | 12.0437 | 17.0341 | 17.0341 | 70.0945 | 0 | 0 | 2024: 70.0945; 2025: 0; 2026: 0; 2027: 0; 2028: 0; 2029: 0; 2030: 3.2166; 2031: 0; 2032: 0; 2033: 70.0945; 2034: 0; 2035: 0; 2036: 0; 2039: 0; 2040: 0
2018-01-17 20:00 | 1 | 19 | 4 | 0 | 0 | 0 | 1.5617 | 3.1233 | 0 | 20.3125 | 10.5647 | 17.0341 | 17.0341 | 63.4421 | 0 | 0 | 2024: 63.4421; 2025: 0; 2026: 0; 2027: 0; 2028: 0; 2029: 0; 2030: 3.1233; 2031: 0; 2032: 0; 2033: 63.4421; 2034: 0; 2035: 0; 2036: 0; 2039: 0; 2040: 0
2018-01-17 21:00 | 1 | 20 | 4 | 0 | 0 | 0 | 1.427 | 2.8541 | 0 | 20.3125 | 10.5647 | 17.0341 | 17.0341 | 57.9738 | 0 | 0 | 2024: 57.9738; 2025: 0; 2026: 0; 2027: 0; 2028: 0; 2029: 0; 2030: 2.8541; 2031: 0; 2032: 0; 2033: 57.9738; 2034: 0; 2035: 0; 2036: 0; 2039: 0; 2040: 0
2018-01-17 22:00 | 1 | 21 | 4 | 0 | 0 | 0 | 1.2203 | 2.4407 | 0 | 20.3125 | 10.5647 | 17.0341 | 17.0341 | 49.5762 | 0 | 0 | 2024: 49.5762; 2025: 0; 2026: 0; 2027: 0; 2028: 0; 2029: 0; 2030: 2.4407; 2031: 0; 2032: 0; 2033: 49.5762; 2034: 0; 2035: 0; 2036: 0; 2039: 0; 2040: 0
2018-01-17 23:00 | 1 | 22 | 4 | 0 | 0 | 0 | 1.041 | 2.0819 | 0 | 20.3125 | 10.5647 | 17.0341 | 17.0341 | 42.2889 | 0 | 0 | 2024: 42.2889; 2025: 0; 2026: 0; 2027: 0; 2028: 0; 2029: 0; 2030: 2.0819; 2031: 0; 2032: 0; 2033: 42.2889; 2034: 0; 2035: 0; 2036: 0; 2039: 0; 2040: 0
2018-01-18 | 1 | 23 | 4 | 0 | 0 | 0 | 0.84323 | 1.6865 | 0 | 20.3125 | 10.5647 | 17.0341 | 17.0341 | 34.2563 | 0 | 0 | 2024: 34.2563; 2025: 0; 2026: 0; 2027: 0; 2028: 0; 2029: 0; 2030: 1.6865; 2031: 0; 2032: 0; 2033: 34.2563; 2034: 0; 2035: 0; 2036: 0; 2039: 0; 2040: 0
2018-01-18 01:00 | 1 | 0 | 5 | 0 | 0 | 0 | 0.7937 | 1.5874 | 0 | 20.3125 | 10.5647 | 17.0341 | 17.0341 | 32.2441 | 0 | 0 | 2024: 32.2441; 2025: 0; 2026: 0; 2027: 0; 2028: 0; 2029: 0; 2030: 1.5874; 2031: 0; 2032: 0; 2033: 32.2441; 2034: 0; 2035: 0; 2036: 0; 2039: 0; 2040: 0
2018-01-18 02:00 | 1 | 1 | 5 | 0 | 0 | 0 | 0.78299 | 1.566 | 0 | 20.3125 | 10.5647 | 17.0341 | 17.0341 | 31.8089 | 0 | 0 | 2024: 31.8089; 2025: 0; 2026: 0; 2027: 0; 2028: 0; 2029: 0; 2030: 1.566; 2031: 0; 2032: 0; 2033: 31.8089; 2034: 0; 2035: 0; 2036: 0; 2039: 0; 2040: 0
2018-01-18 03:00 | 1 | 2 | 5 | 0 | 0 | 0 | 0.77419 | 1.5484 | 0 | 20.3125 | 10.5647 | 17.0341 | 17.0341 | 31.4514 | 0 | 0 | 2024: 31.4514; 2025: 0; 2026: 0; 2027: 0; 2028: 0; 2029: 0; 2030: 1.5484; 2031: 0; 2032: 0; 2033: 31.4514; 2034: 0; 2035: 0; 2036: 0; 2039: 0; 2040: 0
2018-01-18 04:00 | 1 | 3 | 5 | 0 | 0 | 0 | 0.80891 | 1.6178 | 0 | 20.3125 | 10.5647 | 17.0341 | 17.0341 | 32.8619 | 0 | 0 | 2024: 32.8619; 2025: 0; 2026: 0; 2027: 0; 2028: 0; 2029: 0; 2030: 1.6178; 2031: 0; 2032: 0; 2033: 32.8619; 2034: 0; 2035: 0; 2036: 0; 2039: 0; 2040: 0
2018-01-18 05:00 | 1 | 4 | 5 | 0 | 0 | 0 | 0.87126 | 1.7425 | 0 | 20.3125 | 10.5647 | 17.0341 | 17.0341 | 35.3949 | 0 | 0 | 2024: 35.3949; 2025: 0; 2026: 0; 2027: 0; 2028: 0; 2029: 0; 2030: 1.7425; 2031: 0; 2032: 0; 2033: 35.3949; 2034: 0; 2035: 0; 2036: 0; 2039: 0; 2040: 0
2018-01-18 06:00 | 1 | 5 | 5 | 0 | 0 | 0 | 1.0621 | 2.1242 | 0 | 20.3125 | 10.5647 | 17.0341 | 17.0341 | 43.1486 | 0 | 0 | 2024: 43.1486; 2025: 0; 2026: 0; 2027: 0; 2028: 0; 2029: 0; 2030: 2.1242; 2031: 0; 2032: 0; 2033: 43.1486; 2034: 0; 2035: 0; 2036: 0; 2039: 0; 2040: 0
2018-01-18 07:00 | 1 | 6 | 5 | 0 | 0 | 0 | 1.1841 | 2.3681 | 0 | 20.3125 | 10.5647 | 17.0341 | 17.0341 | 48.103 | 0 | 0 | 2024: 48.103; 2025: 0; 2026: 0; 2027: 0; 2028: 0; 2029: 0; 2030: 2.3681; 2031: 0; 2032: 0; 2033: 48.103; 2034: 0; 2035: 0; 2036: 0; 2039: 0; 2040: 0
2018-01-18 08:00 | 1 | 7 | 5 | 0 | 0 | 0.073959 | 1.2286 | 2.4572 | 0.59168 | 20.3125 | 10.5647 | 17.0341 | 17.0341 | 49.9126 | 0.59168 | 0 | 2024: 37.8942; 2025: 12.0184; 2026: 0; 2027: 10.0787; 2028: 0; 2029: 0; 2030: 1.8656; 2031: 0; 2032: 0; 2033: 37.8942; 2034: 12.0184; 2035: 0; 2036: 10.0787; 2039: 0.073959; 2040: 0.045268
2018-01-18 09:00 | 1 | 8 | 5 | 0 | 0 | 0.32927 | 1.2289 | 2.4578 | 2.6342 | 20.3125 | 10.5647 | 17.0341 | 17.0341 | 49.9247 | 2.4578 | 0.17634 | 2024: 0; 2025: 49.9247; 2026: 1.863; 2027: 44.8709; 2028: 0.17634; 2029: 0.17634; 2030: 0; 2031: 0; 2032: 0; 2033: 0; 2034: 49.9247; 2035: 0; 2036: 44.8709; 2039: 0.32927; 2040: 0.22831
2018-01-18 10:00 | 1 | 9 | 5 | 0 | 0 | 0.50802 | 1.1714 | 2.3429 | 4.0642 | 20.3125 | 10.5647 | 17.0341 | 17.0341 | 47.5901 | 2.3429 | 1.7213 | 2024: 0; 2025: 47.5901; 2026: 18.1849; 2027: 69.2298; 2028: 1.7213; 2029: 1.8976; 2030: 0; 2031: 0; 2032: 0; 2033: 0; 2034: 47.5901; 2035: 0; 2036: 69.2298; 2039: 0.50802; 2040: 0.29651
2018-01-18 11:00 | 1 | 10 | 5 | 0 | 0 | 0.44371 | 1.1726 | 2.3452 | 3.5497 | 20.3125 | 10.5647 | 17.0341 | 17.0341 | 47.6366 | 2.3452 | 1.2045 | 2024: 0; 2025: 47.6366; 2026: 12.7251; 2027: 60.4656; 2028: 1.2045; 2029: 3.1021; 2030: 0; 2031: 0; 2032: 0; 2033: 0; 2034: 47.6366; 2035: 0; 2036: 60.4656; 2039: 0.44371; 2040: 0.28377
2018-01-18 12:00 | 1 | 11 | 5 | 0 | 0 | 0.51867 | 1.0766 | 2.1532 | 4.1493 | 20.3125 | 10.5647 | 17.0341 | 17.0341 | 43.7369 | 2.1532 | 1.9961 | 2024: 0; 2025: 43.7369; 2026: 21.0886; 2027: 70.6803; 2028: 1.9961; 2029: 5.0982; 2030: 0; 2031: 0; 2032: 0; 2033: 0; 2034: 43.7369; 2035: 0; 2036: 70.6803; 2039: 0.51867; 2040: 0.39471
2018-01-18 13:00 | 1 | 12 | 5 | 0 | 0 | 0.46522 | 1.0535 | 2.107 | 3.7218 | 20.3125 | 10.5647 | 17.0341 | 17.0341 | 42.7987 | 2.107 | 1.6148 | 2024: 0; 2025: 42.7987; 2026: 17.0598; 2027: 63.3977; 2028: 1.6148; 2029: 6.713; 2030: 0; 2031: 0; 2032: 0; 2033: 0; 2034: 42.7987; 2035: 0; 2036: 63.3977; 2039: 0.46522; 2040: 0.40097
2018-01-18 14:00 | 1 | 13 | 5 | 0 | 0 | 0.19085 | 0.97334 | 1.9467 | 1.5268 | 20.3125 | 10.5647 | 17.0341 | 17.0341 | 39.5421 | 1.5268 | 0 | 2024: 8.5292; 2025: 31.013; 2026: 0; 2027: 26.0076; 2028: 0; 2029: 6.713; 2030: 0.4199; 2031: 0.4199; 2032: 0; 2033: 0; 2034: 39.5421; 2035: 0; 2036: 26.0076; 2039: 0.19085; 2040: 0.34721
2018-01-18 15:00 | 1 | 14 | 5 | 0 | 0 | 0.17643 | 1.034 | 2.0681 | 1.4115 | 20.3125 | 10.5647 | 17.0341 | 17.0341 | 42.0076 | 1.4115 | 0 | 2024: 13.3371; 2025: 28.6705; 2026: 0; 2027: 24.0432; 2028: 0; 2029: 6.2566; 2030: 0.6566; 2031: 0.6566; 2032: 0; 2033: 0; 2034: 42.0076; 2035: 0; 2036: 24.0432; 2039: 0.17643; 2040: 0.3103
2018-01-18 16:00 | 1 | 15 | 5 | 0 | 1 | 0.046086 | 1.1634 | 2.3268 | 0.36869 | 21.7915 | 12.0437 | 17.0341 | 17.0341 | 50.7053 | 0.36869 | 0 | 2024: 42.671; 2025: 8.0342; 2026: 0; 2027: 6.2803; 2028: 0; 2029: 5.5429; 2030: 1.9582; 2031: 1.9582; 2032: 0; 2033: 0; 2034: 50.7053; 2035: 0; 2036: 6.2803; 2039: 0.046086; 2040: 0.15071
2018-01-18 17:00 | 1 | 16 | 5 | 0 | 1 | 0 | 1.3595 | 2.719 | 0 | 21.7915 | 12.0437 | 17.0341 | 17.0341 | 59.252 | 0 | 0 | 2024: 59.252; 2025: 0; 2026: 0; 2027: 0; 2028: 0; 2029: 3.4145; 2030: 2.719; 2031: 2.719; 2032: 0; 2033: 0; 2034: 59.252; 2035: 0; 2036: 0; 2039: 0; 2040: 0
2018-01-18 18:00 | 1 | 17 | 5 | 0 | 1 | 0 | 1.4764 | 2.9528 | 0 | 21.7915 | 12.0437 | 17.0341 | 17.0341 | 64.3466 | 0 | 0 | 2024: 64.3466; 2025: 0; 2026: 0; 2027: 0; 2028: 0; 2029: 0.45901; 2030: 2.9528; 2031: 0.42229; 2032: 0; 2033: 55.1444; 2034: 9.2023; 2035: 0; 2036: 0; 2039: 0; 2040: 0
2018-01-18 19:00 | 1 | 18 | 5 | 0 | 1 | 0 | 1.5321 | 3.0642 | 0 | 21.7915 | 12.0437 | 17.0341 | 17.0341 | 66.7728 | 0 | 0 | 2024: 66.7728; 2025: 0; 2026: 0; 2027: 0; 2028: 0; 2029: 0; 2030: 3.0642; 2031: 0; 2032: 0; 2033: 66.7728; 2034: 0; 2035: 0; 2036: 0; 2039: 0; 2040: 0
2018-01-18 20:00 | 1 | 19 | 5 | 0 | 0 | 0 | 1.5473 | 3.0947 | 0 | 20.3125 | 10.5647 | 17.0341 | 17.0341 | 62.8601 | 0 | 0 | 2024: 62.8601; 2025: 0; 2026: 0; 2027: 0; 2028: 0; 2029: 0; 2030: 3.0947; 2031: 0; 2032: 0; 2033: 62.8601; 2034: 0; 2035: 0; 2036: 0; 2039: 0; 2040: 0
2018-01-18 21:00 | 1 | 20 | 5 | 0 | 0 | 0 | 1.441 | 2.882 | 0 | 20.3125 | 10.5647 | 17.0341 | 17.0341 | 58.5402 | 0 | 0 | 2024: 58.5402; 2025: 0; 2026: 0; 2027: 0; 2028: 0; 2029: 0; 2030: 2.882; 2031: 0; 2032: 0; 2033: 58.5402; 2034: 0; 2035: 0; 2036: 0; 2039: 0; 2040: 0
2018-01-18 22:00 | 1 | 21 | 5 | 0 | 0 | 0 | 1.2724 | 2.5448 | 0 | 20.3125 | 10.5647 | 17.0341 | 17.0341 | 51.6903 | 0 | 0 | 2024: 51.6903; 2025: 0; 2026: 0; 2027: 0; 2028: 0; 2029: 0; 2030: 2.5448; 2031: 0; 2032: 0; 2033: 51.6903; 2034: 0; 2035: 0; 2036: 0; 2039: 0; 2040: 0
2018-01-18 23:00 | 1 | 22 | 5 | 0 | 0 | 0 | 1.0027 | 2.0054 | 0 | 20.3125 | 10.5647 | 17.0341 | 17.0341 | 40.7347 | 0 | 0 | 2024: 40.7347; 2025: 0; 2026: 0; 2027: 0; 2028: 0; 2029: 0; 2030: 2.0054; 2031: 0; 2032: 0; 2033: 40.7347; 2034: 0; 2035: 0; 2036: 0; 2039: 0; 2040: 0
2018-01-19 | 1 | 23 | 5 | 0 | 0 | 0 | 0.9326 | 1.8652 | 0 | 20.3125 | 10.5647 | 17.0341 | 17.0341 | 37.8867 | 0 | 0 | 2024: 37.8867; 2025: 0; 2026: 0; 2027: 0; 2028: 0; 2029: 0; 2030: 1.8652; 2031: 0; 2032: 0; 2033: 37.8867; 2034: 0; 2035: 0; 2036: 0; 2039: 0; 2040: 0
2018-01-19 01:00 | 1 | 0 | 6 | 0 | 0 | 0 | 0.90361 | 1.8072 | 0 | 20.3125 | 10.5647 | 17.0341 | 17.0341 | 36.709 | 0 | 0 | 2024: 36.709; 2025: 0; 2026: 0; 2027: 0; 2028: 0; 2029: 0; 2030: 1.8072; 2031: 0; 2032: 0; 2033: 36.709; 2034: 0; 2035: 0; 2036: 0; 2039: 0; 2040: 0
2018-01-19 02:00 | 1 | 1 | 6 | 0 | 0 | 0 | 0.89616 | 1.7923 | 0 | 20.3125 | 10.5647 | 17.0341 | 17.0341 | 36.4064 | 0 | 0 | 2024: 36.4064; 2025: 0; 2026: 0; 2027: 0; 2028: 0; 2029: 0; 2030: 1.7923; 2031: 0; 2032: 0; 2033: 36.4064; 2034: 0; 2035: 0; 2036: 0; 2039: 0; 2040: 0
2018-01-19 03:00 | 1 | 2 | 6 | 0 | 0 | 0 | 0.92233 | 1.8447 | 0 | 20.3125 | 10.5647 | 17.0341 | 17.0341 | 37.4698 | 0 | 0 | 2024: 37.4698; 2025: 0; 2026: 0; 2027: 0; 2028: 0; 2029: 0; 2030: 1.8447; 2031: 0; 2032: 0; 2033: 37.4698; 2034: 0; 2035: 0; 2036: 0; 2039: 0; 2040: 0
2018-01-19 04:00 | 1 | 3 | 6 | 0 | 0 | 0 | 0.93872 | 1.8774 | 0 | 20.3125 | 10.5647 | 17.0341 | 17.0341 | 38.1355 | 0 | 0 | 2024: 38.1355; 2025: 0; 2026: 0; 2027: 0; 2028: 0; 2029: 0; 2030: 1.8774; 2031: 0; 2032: 0; 2033: 38.1355; 2034: 0; 2035: 0; 2036: 0; 2039: 0; 2040: 0
2018-01-19 05:00 | 1 | 4 | 6 | 0 | 0 | 0 | 0.98559 | 1.9712 | 0 | 20.3125 | 10.5647 | 17.0341 | 17.0341 | 40.0395 | 0 | 0 | 2024: 40.0395; 2025: 0; 2026: 0; 2027: 0; 2028: 0; 2029: 0; 2030: 1.9712; 2031: 0; 2032: 0; 2033: 40.0395; 2034: 0; 2035: 0; 2036: 0; 2039: 0; 2040: 0
2018-01-19 06:00 | 1 | 5 | 6 | 0 | 0 | 0 | 1.1318 | 2.2637 | 0 | 20.3125 | 10.5647 | 17.0341 | 17.0341 | 45.9806 | 0 | 0 | 2024: 45.9806; 2025: 0; 2026: 0; 2027: 0; 2028: 0; 2029: 0; 2030: 2.2637; 2031: 0; 2032: 0; 2033: 45.9806; 2034: 0; 2035: 0; 2036: 0; 2039: 0; 2040: 0
2018-01-19 07:00 | 1 | 6 | 6 | 0 | 0 | 0 | 1.2836 | 2.5673 | 0 | 20.3125 | 10.5647 | 17.0341 | 17.0341 | 52.1478 | 0 | 0 | 2024: 52.1478; 2025: 0; 2026: 0; 2027: 0; 2028: 0; 2029: 0; 2030: 2.5673; 2031: 0; 2032: 0; 2033: 52.1478; 2034: 0; 2035: 0; 2036: 0; 2039: 0; 2040: 0
2018-01-19 08:00 | 1 | 7 | 6 | 0 | 0 | 0.080161 | 1.3788 | 2.7576 | 0.64129 | 20.3125 | 10.5647 | 17.0341 | 17.0341 | 56.0139 | 0.64129 | 0 | 2024: 42.9877; 2025: 13.0262; 2026: 0; 2027: 10.9238; 2028: 0; 2029: 0; 2030: 2.1163; 2031: 0; 2032: 0; 2033: 42.9877; 2034: 13.0262; 2035: 0; 2036: 10.9238; 2039: 0.080161; 2040: 0.025128
2018-01-19 09:00 | 1 | 8 | 6 | 0 | 0 | 0.33198 | 1.334 | 2.668 | 2.6558 | 20.3125 | 10.5647 | 17.0341 | 17.0341 | 54.1941 | 2.6558 | 0 | 2024: 0.24754; 2025: 53.9466; 2026: 0; 2027: 45.2398; 2028: 0; 2029: 0; 2030: 0.012187; 2031: 0; 2032: 0; 2033: 0.24754; 2034: 53.9466; 2035: 0; 2036: 45.2398; 2039: 0.33198; 2040: 0.1254
2018-01-19 10:00 | 1 | 9 | 6 | 0 | 0 | 0.50773 | 1.3122 | 2.6244 | 4.0618 | 20.3125 | 10.5647 | 17.0341 | 17.0341 | 53.309 | 2.6244 | 1.4374 | 2024: 0; 2025: 53.309; 2026: 15.1855; 2027: 69.1897; 2028: 1.4374; 2029: 1.4374; 2030: 0; 2031: 0; 2032: 0; 2033: 0; 2034: 53.309; 2035: 0; 2036: 69.1897; 2039: 0.50773; 2040: 0.20563
2018-01-19 11:00 | 1 | 10 | 6 | 0 | 0 | 0.61286 | 1.2736 | 2.5472 | 4.9029 | 20.3125 | 10.5647 | 17.0341 | 17.0341 | 51.7391 | 2.5472 | 2.3558 | 2024: 0; 2025: 51.7391; 2026: 24.8879; 2027: 83.5169; 2028: 2.3558; 2029: 3.7931; 2030: 0; 2031: 0; 2032: 0; 2033: 0; 2034: 51.7391; 2035: 0; 2036: 83.5169; 2039: 0.61286; 2040: 0.23199
2018-01-19 12:00 | 1 | 11 | 6 | 0 | 0 | 0.65375 | 1.1798 | 2.3595 | 5.23 | 20.3125 | 10.5647 | 17.0341 | 17.0341 | 47.9279 | 2.3595 | 2.8705 | 2024: 0; 2025: 47.9279; 2026: 30.3257; 2027: 89.0884; 2028: 2.8705; 2029: 6.6636; 2030: 0; 2031: 0; 2032: 0; 2033: 0; 2034: 47.9279; 2035: 0; 2036: 89.0884; 2039: 0.65375; 2040: 0.26053
2018-01-19 13:00 | 1 | 12 | 6 | 0 | 0 | 0.64145 | 1.1587 | 2.3175 | 5.1316 | 20.3125 | 10.5647 | 17.0341 | 17.0341 | 47.0738 | 2.3175 | 2.8141 | 2024: 0; 2025: 47.0738; 2026: 29.7305; 2027: 87.4126; 2028: 2.8141; 2029: 9.4777; 2030: 0; 2031: 0; 2032: 0; 2033: 0; 2034: 47.0738; 2035: 0; 2036: 87.4126; 2039: 0.64145; 2040: 0.27757
2018-01-19 14:00 | 1 | 13 | 6 | 0 | 0 | 0.56568 | 1.2011 | 2.4021 | 4.5255 | 20.3125 | 10.5647 | 17.0341 | 17.0341 | 48.7928 | 2.4021 | 2.1234 | 2024: 0; 2025: 48.7928; 2026: 22.4328; 2027: 77.0875; 2028: 2.1234; 2029: 11.6011; 2030: 0; 2031: 0; 2032: 0; 2033: 0; 2034: 48.7928; 2035: 0; 2036: 77.0875; 2039: 0.56568; 2040: 0.17493
2018-01-19 15:00 | 1 | 14 | 6 | 0 | 0 | 0.4293 | 1.2241 | 2.4482 | 3.4344 | 20.3125 | 10.5647 | 17.0341 | 17.0341 | 49.7295 | 2.4482 | 0.98622 | 2024: 0; 2025: 49.7295; 2026: 10.4191; 2027: 58.5027; 2028: 0.8989; 2029: 12.5; 2030: 0; 2031: 0; 2032: 0.087316; 2033: 0; 2034: 49.7295; 2035: 0.92247; 2036: 58.5027; 2039: 0.4293; 2040: 0.077378
2018-01-19 16:00 | 1 | 15 | 6 | 0 | 1 | 0.22217 | 1.3131 | 2.6263 | 1.7773 | 21.7915 | 12.0437 | 17.0341 | 17.0341 | 57.2309 | 1.7773 | 0 | 2024: 18.5001; 2025: 38.7308; 2026: 0; 2027: 30.2754; 2028: 0; 2029: 12.5; 2030: 0.84896; 2031: 0.84896; 2032: 0; 2033: 0; 2034: 57.2309; 2035: 0; 2036: 30.2754; 2039: 0.22217; 2040: 0.030722
2018-01-19 17:00 | 1 | 16 | 6 | 0 | 1 | 0 | 1.4884 | 2.9767 | 0 | 21.7915 | 12.0437 | 17.0341 | 17.0341 | 64.8674 | 0 | 0 | 2024: 64.8674; 2025: 0; 2026: 0; 2027: 0; 2028: 0; 2029: 11.5772; 2030: 2.9767; 2031: 2.9767; 2032: 0; 2033: 0; 2034: 64.8674; 2035: 0; 2036: 0; 2039: 0; 2040: 0
2018-01-19 18:00 | 1 | 17 | 6 | 0 | 1 | 0 | 1.7196 | 3.4392 | 0 | 21.7915 | 12.0437 | 17.0341 | 17.0341 | 74.9456 | 0 | 0 | 2024: 74.9456; 2025: 0; 2026: 0; 2027: 0; 2028: 0; 2029: 8.3416; 2030: 3.4392; 2031: 3.4392; 2032: 0; 2033: 0; 2034: 74.9456; 2035: 0; 2036: 0; 2039: 0; 2040: 0
2018-01-19 19:00 | 1 | 18 | 6 | 0 | 1 | 0 | 1.7738 | 3.5476 | 0 | 21.7915 | 12.0437 | 17.0341 | 17.0341 | 77.3073 | 0 | 0 | 2024: 77.3073; 2025: 0; 2026: 0; 2027: 0; 2028: 0; 2029: 4.6034; 2030: 3.5476; 2031: 3.5476; 2032: 0; 2033: 0; 2034: 77.3073; 2035: 0; 2036: 0; 2039: 0; 2040: 0
2018-01-19 20:00 | 1 | 19 | 6 | 0 | 0 | 0 | 1.7013 | 3.4026 | 0 | 20.3125 | 10.5647 | 17.0341 | 17.0341 | 69.116 | 0 | 0 | 2024: 69.116; 2025: 0; 2026: 0; 2027: 0; 2028: 0; 2029: 0.74728; 2030: 3.4026; 2031: 0.6875; 2032: 0; 2033: 55.1513; 2034: 13.9647; 2035: 0; 2036: 0; 2039: 0; 2040: 0
2018-01-19 21:00 | 1 | 20 | 6 | 0 | 0 | 0 | 1.5891 | 3.1782 | 0 | 20.3125 | 10.5647 | 17.0341 | 17.0341 | 64.5563 | 0 | 0 | 2024: 64.5563; 2025: 0; 2026: 0; 2027: 0; 2028: 0; 2029: 0; 2030: 3.1782; 2031: 0; 2032: 0; 2033: 64.5563; 2034: 0; 2035: 0; 2036: 0; 2039: 0; 2040: 0
2018-01-19 22:00 | 1 | 21 | 6 | 0 | 0 | 0 | 1.4326 | 2.8653 | 0 | 20.3125 | 10.5647 | 17.0341 | 17.0341 | 58.2008 | 0 | 0 | 2024: 58.2008; 2025: 0; 2026: 0; 2027: 0; 2028: 0; 2029: 0; 2030: 2.8653; 2031: 0; 2032: 0; 2033: 58.2008; 2034: 0; 2035: 0; 2036: 0; 2039: 0; 2040: 0
2018-01-19 23:00 | 1 | 22 | 6 | 0 | 0 | 0 | 1.1768 | 2.3536 | 0 | 20.3125 | 10.5647 | 17.0341 | 17.0341 | 47.8079 | 0 | 0 | 2024: 47.8079; 2025: 0; 2026: 0; 2027: 0; 2028: 0; 2029: 0; 2030: 2.3536; 2031: 0; 2032: 0; 2033: 47.8079; 2034: 0; 2035: 0; 2036: 0; 2039: 0; 2040: 0
2018-01-20 | 1 | 23 | 6 | 0 | 0 | 0 | 1.046 | 2.0919 | 0 | 20.3125 | 10.5647 | 17.0341 | 17.0341 | 42.492 | 0 | 0 | 2024: 42.492; 2025: 0; 2026: 0; 2027: 0; 2028: 0; 2029: 0; 2030: 2.0919; 2031: 0; 2032: 0; 2033: 42.492; 2034: 0; 2035: 0; 2036: 0; 2039: 0; 2040: 0
2018-01-20 01:00 | 1 | 0 | 7 | 0 | 0 | 0 | 0.94921 | 1.8984 | 0 | 20.3125 | 10.5647 | 17.0341 | 17.0341 | 38.5616 | 0 | 0 | 2024: 38.5616; 2025: 0; 2026: 0; 2027: 0; 2028: 0; 2029: 0; 2030: 1.8984; 2031: 0; 2032: 0; 2033: 38.5616; 2034: 0; 2035: 0; 2036: 0; 2039: 0; 2040: 0
2018-01-20 02:00 | 1 | 1 | 7 | 0 | 0 | 0 | 0.91406 | 1.8281 | 0 | 20.3125 | 10.5647 | 17.0341 | 17.0341 | 37.1338 | 0 | 0 | 2024: 37.1338; 2025: 0; 2026: 0; 2027: 0; 2028: 0; 2029: 0; 2030: 1.8281; 2031: 0; 2032: 0; 2033: 37.1338; 2034: 0; 2035: 0; 2036: 0; 2039: 0; 2040: 0
2018-01-20 03:00 | 1 | 2 | 7 | 0 | 0 | 0 | 0.92093 | 1.8419 | 0 | 20.3125 | 10.5647 | 17.0341 | 17.0341 | 37.4129 | 0 | 0 | 2024: 37.4129; 2025: 0; 2026: 0; 2027: 0; 2028: 0; 2029: 0; 2030: 1.8419; 2031: 0; 2032: 0; 2033: 37.4129; 2034: 0; 2035: 0; 2036: 0; 2039: 0; 2040: 0
2018-01-20 04:00 | 1 | 3 | 7 | 0 | 0 | 0 | 0.98028 | 1.9606 | 0 | 20.3125 | 10.5647 | 17.0341 | 17.0341 | 39.8237 | 0 | 0 | 2024: 39.8237; 2025: 0; 2026: 0; 2027: 0; 2028: 0; 2029: 0; 2030: 1.9606; 2031: 0; 2032: 0; 2033: 39.8237; 2034: 0; 2035: 0; 2036: 0; 2039: 0; 2040: 0
2018-01-20 05:00 | 1 | 4 | 7 | 0 | 0 | 0 | 1.015 | 2.0299 | 0 | 20.3125 | 10.5647 | 17.0341 | 17.0341 | 41.2331 | 0 | 0 | 2024: 41.2331; 2025: 0; 2026: 0; 2027: 0; 2028: 0; 2029: 0; 2030: 2.0299; 2031: 0; 2032: 0; 2033: 41.2331; 2034: 0; 2035: 0; 2036: 0; 2039: 0; 2040: 0
2018-01-20 06:00 | 1 | 5 | 7 | 0 | 0 | 0 | 1.1327 | 2.2653 | 0 | 20.3125 | 10.5647 | 17.0341 | 17.0341 | 46.0141 | 0 | 0 | 2024: 46.0141; 2025: 0; 2026: 0; 2027: 0; 2028: 0; 2029: 0; 2030: 2.2653; 2031: 0; 2032: 0; 2033: 46.0141; 2034: 0; 2035: 0; 2036: 0; 2039: 0; 2040: 0
2018-01-20 07:00 | 1 | 6 | 7 | 0 | 0 | 0 | 1.2436 | 2.4871 | 0 | 20.3125 | 10.5647 | 17.0341 | 17.0341 | 50.5197 | 0 | 0 | 2024: 50.5197; 2025: 0; 2026: 0; 2027: 0; 2028: 0; 2029: 0; 2030: 2.4871; 2031: 0; 2032: 0; 2033: 50.5197; 2034: 0; 2035: 0; 2036: 0; 2039: 0; 2040: 0
2018-01-20 08:00 | 1 | 7 | 7 | 0 | 0 | 0.019977 | 1.4039 | 2.8079 | 0.15982 | 20.3125 | 10.5647 | 17.0341 | 17.0341 | 57.035 | 0.15982 | 0 | 2024: 53.7887; 2025: 3.2463; 2026: 0; 2027: 2.7223; 2028: 0; 2029: 0; 2030: 2.6481; 2031: 0; 2032: 0; 2033: 53.7887; 2034: 3.2463; 2035: 0; 2036: 2.7223; 2039: 0.019977; 2040: 0.029087
2018-01-20 09:00 | 1 | 8 | 7 | 0 | 0 | 0.068531 | 1.5568 | 3.1135 | 0.54825 | 20.3125 | 10.5647 | 17.0341 | 17.0341 | 63.2437 | 0.54825 | 0 | 2024: 52.1075; 2025: 11.1362; 2026: 0; 2027: 9.3389; 2028: 0; 2029: 0; 2030: 2.5653; 2031: 0; 2032: 0; 2033: 52.1075; 2034: 11.1362; 2035: 0; 2036: 9.3389; 2039: 0.068531; 2040: 0.25516
2018-01-20 10:00 | 1 | 9 | 7 | 0 | 0 | 0.016859 | 1.5294 | 3.0587 | 0.13487 | 20.3125 | 10.5647 | 17.0341 | 17.0341 | 62.1302 | 0.13487 | 0 | 2024: 59.3906; 2025: 2.7396; 2026: 0; 2027: 2.2975; 2028: 0; 2029: 0; 2030: 2.9238; 2031: 0; 2032: 0; 2033: 59.3906; 2034: 2.7396; 2035: 0; 2036: 2.2975; 2039: 0.016859; 2040: 0.38614
2018-01-20 11:00 | 1 | 10 | 7 | 0 | 0 | 0.3866 | 1.4941 | 2.9882 | 3.0928 | 20.3125 | 10.5647 | 17.0341 | 17.0341 | 60.6977 | 2.9882 | 0.10462 | 2024: 0; 2025: 60.6977; 2026: 1.1053; 2027: 52.6835; 2028: 0.10462; 2029: 0.10462; 2030: 0; 2031: 0; 2032: 0; 2033: 0; 2034: 60.6977; 2035: 0; 2036: 52.6835; 2039: 0.3866; 2040: 0.39711
2018-01-20 12:00 | 1 | 11 | 7 | 0 | 0 | 0.30569 | 1.4066 | 2.8131 | 2.4455 | 20.3125 | 10.5647 | 17.0341 | 17.0341 | 57.1416 | 2.4455 | 0 | 2024: 7.4672; 2025: 49.6745; 2026: 0; 2027: 41.6572; 2028: 0; 2029: 0.10462; 2030: 0.36761; 2031: 0.096251; 2032: 0; 2033: 5.5121; 2034: 51.6296; 2035: 0; 2036: 41.6572; 2039: 0.30569; 2040: 0.36537
2018-01-20 13:00 | 1 | 12 | 7 | 0 | 0 | 0.26697 | 1.3032 | 2.6064 | 2.1358 | 20.3125 | 10.5647 | 17.0341 | 17.0341 | 52.9421 | 2.1358 | 0 | 2024: 9.5596; 2025: 43.3825; 2026: 0; 2027: 36.3807; 2028: 0; 2029: 0; 2030: 0.47063; 2031: 0; 2032: 0; 2033: 9.5596; 2034: 43.3825; 2035: 0; 2036: 36.3807; 2039: 0.26697; 2040: 0.35189
2018-01-20 14:00 | 1 | 13 | 7 | 0 | 0 | 0.12755 | 1.3001 | 2.6002 | 1.0204 | 20.3125 | 10.5647 | 17.0341 | 17.0341 | 52.8168 | 1.0204 | 0 | 2024: 32.0906; 2025: 20.7262; 2026: 0; 2027: 17.3811; 2028: 0; 2029: 0; 2030: 1.5798; 2031: 0; 2032: 0; 2033: 32.0906; 2034: 20.7262; 2035: 0; 2036: 17.3811; 2039: 0.12755; 2040: 0.20778
2018-01-20 15:00 | 1 | 14 | 7 | 0 | 0 | 0.19861 | 1.3634 | 2.7269 | 1.5889 | 20.3125 | 10.5647 | 17.0341 | 17.0341 | 55.3899 | 1.5889 | 0 | 2024: 23.1161; 2025: 32.2738; 2026: 0; 2027: 27.0649; 2028: 0; 2029: 0; 2030: 1.138; 2031: 0; 2032: 0; 2033: 23.1161; 2034: 32.2738; 2035: 0; 2036: 27.0649; 2039: 0.19861; 2040: 0.13115
2018-01-20 16:00 | 1 | 15 | 7 | 0 | 1 | 0.086433 | 1.4918 | 2.9835 | 0.69146 | 21.7915 | 12.0437 | 17.0341 | 17.0341 | 65.0155 | 0.69146 | 0 | 2024: 49.9475; 2025: 15.068; 2026: 0; 2027: 11.7785; 2028: 0; 2029: 0; 2030: 2.2921; 2031: 0; 2032: 0; 2033: 49.9475; 2034: 15.068; 2035: 0; 2036: 11.7785; 2039: 0.086433; 2040: 0.071444
2018-01-20 17:00 | 1 | 16 | 7 | 0 | 1 | 0 | 1.7172 | 3.4344 | 0 | 21.7915 | 12.0437 | 17.0341 | 17.0341 | 74.8407 | 0 | 0 | 2024: 74.8407; 2025: 0; 2026: 0; 2027: 0; 2028: 0; 2029: 0; 2030: 3.4344; 2031: 0; 2032: 0; 2033: 74.8407; 2034: 0; 2035: 0; 2036: 0; 2039: 0; 2040: 0
2018-01-20 18:00 | 1 | 17 | 7 | 0 | 1 | 0 | 1.7713 | 3.5427 | 0 | 21.7915 | 12.0437 | 17.0341 | 17.0341 | 77.2 | 0 | 0 | 2024: 77.2; 2025: 0; 2026: 0; 2027: 0; 2028: 0; 2029: 0; 2030: 3.5427; 2031: 0; 2032: 0; 2033: 77.2; 2034: 0; 2035: 0; 2036: 0; 2039: 0; 2040: 0
2018-01-20 19:00 | 1 | 18 | 7 | 0 | 1 | 0 | 1.8383 | 3.6767 | 0 | 21.7915 | 12.0437 | 17.0341 | 17.0341 | 80.1206 | 0 | 0 | 2024: 80.1206; 2025: 0; 2026: 0; 2027: 0; 2028: 0; 2029: 0; 2030: 3.6767; 2031: 0; 2032: 0; 2033: 80.1206; 2034: 0; 2035: 0; 2036: 0; 2039: 0; 2040: 0
2018-01-20 20:00 | 1 | 19 | 7 | 0 | 0 | 0 | 1.892 | 3.784 | 0 | 20.3125 | 10.5647 | 17.0341 | 17.0341 | 76.8618 | 0 | 0 | 2024: 76.8618; 2025: 0; 2026: 0; 2027: 0; 2028: 0; 2029: 0; 2030: 3.784; 2031: 0; 2032: 0; 2033: 76.8618; 2034: 0; 2035: 0; 2036: 0; 2039: 0; 2040: 0
2018-01-20 21:00 | 1 | 20 | 7 | 0 | 0 | 0 | 1.8468 | 3.6935 | 0 | 20.3125 | 10.5647 | 17.0341 | 17.0341 | 75.0247 | 0 | 0 | 2024: 75.0247; 2025: 0; 2026: 0; 2027: 0; 2028: 0; 2029: 0; 2030: 3.6935; 2031: 0; 2032: 0; 2033: 75.0247; 2034: 0; 2035: 0; 2036: 0; 2039: 0; 2040: 0
2018-01-20 22:00 | 1 | 21 | 7 | 0 | 0 | 0 | 1.661 | 3.3221 | 0 | 20.3125 | 10.5647 | 17.0341 | 17.0341 | 67.4797 | 0 | 0 | 2024: 67.4797; 2025: 0; 2026: 0; 2027: 0; 2028: 0; 2029: 0; 2030: 3.3221; 2031: 0; 2032: 0; 2033: 67.4797; 2034: 0; 2035: 0; 2036: 0; 2039: 0; 2040: 0
2018-01-20 23:00 | 1 | 22 | 7 | 0 | 0 | 0 | 1.4249 | 2.8498 | 0 | 20.3125 | 10.5647 | 17.0341 | 17.0341 | 57.8857 | 0 | 0 | 2024: 57.8857; 2025: 0; 2026: 0; 2027: 0; 2028: 0; 2029: 0; 2030: 2.8498; 2031: 0; 2032: 0; 2033: 57.8857; 2034: 0; 2035: 0; 2036: 0; 2039: 0; 2040: 0
2018-01-21 | 1 | 23 | 7 | 0 | 0 | 0 | 1.3234 | 2.6468 | 0 | 20.3125 | 10.5647 | 17.0341 | 17.0341 | 53.7623 | 0 | 0 | 2024: 53.7623; 2025: 0; 2026: 0; 2027: 0; 2028: 0; 2029: 0; 2030: 2.6468; 2031: 0; 2032: 0; 2033: 53.7623; 2034: 0; 2035: 0; 2036: 0; 2039: 0; 2040: 0
2018-01-21 01:00 | 1 | 0 | 1 | 0 | 0 | 0 | 1.3081 | 2.6161 | 0 | 20.3125 | 10.5647 | 17.0341 | 17.0341 | 53.1401 | 0 | 0 | 2024: 53.1401; 2025: 0; 2026: 0; 2027: 0; 2028: 0; 2029: 0; 2030: 2.6161; 2031: 0; 2032: 0; 2033: 53.1401; 2034: 0; 2035: 0; 2036: 0; 2039: 0; 2040: 0
2018-01-21 02:00 | 1 | 1 | 1 | 0 | 0 | 0 | 1.3272 | 2.6543 | 0 | 20.3125 | 10.5647 | 17.0341 | 17.0341 | 53.9161 | 0 | 0 | 2024: 53.9161; 2025: 0; 2026: 0; 2027: 0; 2028: 0; 2029: 0; 2030: 2.6543; 2031: 0; 2032: 0; 2033: 53.9161; 2034: 0; 2035: 0; 2036: 0; 2039: 0; 2040: 0
2018-01-21 03:00 | 1 | 2 | 1 | 0 | 0 | 0 | 1.3846 | 2.7691 | 0 | 20.3125 | 10.5647 | 17.0341 | 17.0341 | 56.2477 | 0 | 0 | 2024: 56.2477; 2025: 0; 2026: 0; 2027: 0; 2028: 0; 2029: 0; 2030: 2.7691; 2031: 0; 2032: 0; 2033: 56.2477; 2034: 0; 2035: 0; 2036: 0; 2039: 0; 2040: 0
2018-01-21 04:00 | 1 | 3 | 1 | 0 | 0 | 0 | 1.4481 | 2.8963 | 0 | 20.3125 | 10.5647 | 17.0341 | 17.0341 | 58.8309 | 0 | 0 | 2024: 58.8309; 2025: 0; 2026: 0; 2027: 0; 2028: 0; 2029: 0; 2030: 2.8963; 2031: 0; 2032: 0; 2033: 58.8309; 2034: 0; 2035: 0; 2036: 0; 2039: 0; 2040: 0
2018-01-21 05:00 | 1 | 4 | 1 | 0 | 0 | 0 | 1.4676 | 2.9353 | 0 | 20.3125 | 10.5647 | 17.0341 | 17.0341 | 59.6224 | 0 | 0 | 2024: 59.6224; 2025: 0; 2026: 0; 2027: 0; 2028: 0; 2029: 0; 2030: 2.9353; 2031: 0; 2032: 0; 2033: 59.6224; 2034: 0; 2035: 0; 2036: 0; 2039: 0; 2040: 0
2018-01-21 06:00 | 1 | 5 | 1 | 0 | 0 | 0 | 1.5618 | 3.1237 | 0 | 20.3125 | 10.5647 | 17.0341 | 17.0341 | 63.4493 | 0 | 0 | 2024: 63.4493; 2025: 0; 2026: 0; 2027: 0; 2028: 0; 2029: 0; 2030: 3.1237; 2031: 0; 2032: 0; 2033: 63.4493; 2034: 0; 2035: 0; 2036: 0; 2039: 0; 2040: 0
2018-01-21 07:00 | 1 | 6 | 1 | 0 | 0 | 0 | 1.7768 | 3.5537 | 0 | 20.3125 | 10.5647 | 17.0341 | 17.0341 | 72.1839 | 0 | 0 | 2024: 72.1839; 2025: 0; 2026: 0; 2027: 0; 2028: 0; 2029: 0; 2030: 3.5537; 2031: 0; 2032: 0; 2033: 72.1839; 2034: 0; 2035: 0; 2036: 0; 2039: 0; 2040: 0
2018-01-21 08:00 | 1 | 7 | 1 | 0 | 0 | 0.024991 | 1.8488 | 3.6976 | 0.19993 | 20.3125 | 10.5647 | 17.0341 | 17.0341 | 75.1065 | 0.19993 | 0 | 2024: 71.0455; 2025: 4.061; 2026: 0; 2027: 3.4056; 2028: 0; 2029: 0; 2030: 3.4976; 2031: 0; 2032: 0; 2033: 71.0455; 2034: 4.061; 2035: 0; 2036: 3.4056; 2039: 0.024991; 2040: 0.044681
2018-01-21 09:00 | 1 | 8 | 1 | 0 | 0 | 0.10703 | 1.9391 | 3.8783 | 0.85625 | 20.3125 | 10.5647 | 17.0341 | 17.0341 | 78.777 | 0.85625 | 0 | 2024: 61.3844; 2025: 17.3925; 2026: 0; 2027: 14.5855; 2028: 0; 2029: 0; 2030: 3.022; 2031: 0; 2032: 0; 2033: 61.3844; 2034: 17.3925; 2035: 0; 2036: 14.5855; 2039: 0.10703; 2040: 0.30717
2018-01-21 10:00 | 1 | 9 | 1 | 0 | 0 | 0.14775 | 1.8871 | 3.7741 | 1.182 | 20.3125 | 10.5647 | 17.0341 | 17.0341 | 76.6619 | 1.182 | 0 | 2024: 52.6519; 2025: 24.01; 2026: 0; 2027: 20.1349; 2028: 0; 2029: 0; 2030: 2.5921; 2031: 0; 2032: 0; 2033: 52.6519; 2034: 24.01; 2035: 0; 2036: 20.1349; 2039: 0.14775; 2040: 0.37211
2018-01-21 11:00 | 1 | 10 | 1 | 0 | 0 | 0.27905 | 1.8343 | 3.6687 | 2.2324 | 20.3125 | 10.5647 | 17.0341 | 17.0341 | 74.5201 | 2.2324 | 0 | 2024: 29.1742; 2025: 45.346; 2026: 0; 2027: 38.0273; 2028: 0; 2029: 0; 2030: 1.4363; 2031: 0; 2032: 0; 2033: 29.1742; 2034: 45.346; 2035: 0; 2036: 38.0273; 2039: 0.27905; 2040: 0.45827
2018-01-21 12:00 | 1 | 11 | 1 | 0 | 0 | 0.073075 | 1.7004 | 3.4008 | 0.5846 | 20.3125 | 10.5647 | 17.0341 | 17.0341 | 69.0792 | 0.5846 | 0 | 2024: 57.2046; 2025: 11.8746; 2026: 0; 2027: 9.9581; 2028: 0; 2029: 0; 2030: 2.8162; 2031: 0; 2032: 0; 2033: 57.2046; 2034: 11.8746; 2035: 0; 2036: 9.9581; 2039: 0.073075; 2040: 0.56398
2018-01-21 13:00 | 1 | 12 | 1 | 0 | 0 | 0.149 | 1.6206 | 3.2412 | 1.192 | 20.3125 | 10.5647 | 17.0341 | 17.0341 | 65.8368 | 1.192 | 0 | 2024: 41.6238; 2025: 24.213; 2026: 0; 2027: 20.3051; 2028: 0; 2029: 0; 2030: 2.0492; 2031: 0; 2032: 0; 2033: 41.6238; 2034: 24.213; 2035: 0; 2036: 20.3051; 2039: 0.149; 2040: 0.48539
2018-01-21 14:00 | 1 | 13 | 1 | 0 | 0 | 0.096626 | 1.474 | 2.9481 | 0.77301 | 20.3125 | 10.5647 | 17.0341 | 17.0341 | 59.8826 | 0.77301 | 0 | 2024: 44.1809; 2025: 15.7017; 2026: 0; 2027: 13.1675; 2028: 0; 2029: 0; 2030: 2.1751; 2031: 0; 2032: 0; 2033: 44.1809; 2034: 15.7017; 2035: 0; 2036: 13.1675; 2039: 0.096626; 2040: 0.4081
2018-01-21 15:00 | 1 | 14 | 1 | 0 | 0 | 0.17293 | 1.5261 | 3.0522 | 1.3834 | 20.3125 | 10.5647 | 17.0341 | 17.0341 | 61.9971 | 1.3834 | 0 | 2024: 33.8961; 2025: 28.101; 2026: 0; 2027: 23.5656; 2028: 0; 2029: 0; 2030: 1.6687; 2031: 0; 2032: 0; 2033: 33.8961; 2034: 28.101; 2035: 0; 2036: 23.5656; 2039: 0.17293; 2040: 0.33901
2018-01-21 16:00 | 1 | 15 | 1 | 0 | 1 | 0.090837 | 1.6366 | 3.2732 | 0.7267 | 21.7915 | 12.0437 | 17.0341 | 17.0341 | 71.3287 | 0.7267 | 0 | 2024: 55.493; 2025: 15.8358; 2026: 0; 2027: 12.3786; 2028: 0; 2029: 0; 2030: 2.5465; 2031: 0; 2032: 0; 2033: 55.493; 2034: 15.8358; 2035: 0; 2036: 12.3786; 2039: 0.090837; 2040: 0.12638
2018-01-21 17:00 | 1 | 16 | 1 | 0 | 1 | 0 | 1.776 | 3.552 | 0 | 21.7915 | 12.0437 | 17.0341 | 17.0341 | 77.404 | 0 | 0 | 2024: 77.404; 2025: 0; 2026: 0; 2027: 0; 2028: 0; 2029: 0; 2030: 3.552; 2031: 0; 2032: 0; 2033: 77.404; 2034: 0; 2035: 0; 2036: 0; 2039: 0; 2040: 0
2018-01-21 18:00 | 1 | 17 | 1 | 0 | 1 | 0 | 1.832 | 3.664 | 0 | 21.7915 | 12.0437 | 17.0341 | 17.0341 | 79.8431 | 0 | 0 | 2024: 79.8431; 2025: 0; 2026: 0; 2027: 0; 2028: 0; 2029: 0; 2030: 3.664; 2031: 0; 2032: 0; 2033: 79.8431; 2034: 0; 2035: 0; 2036: 0; 2039: 0; 2040: 0
2018-01-21 19:00 | 1 | 18 | 1 | 0 | 1 | 0 | 1.822 | 3.644 | 0 | 21.7915 | 12.0437 | 17.0341 | 17.0341 | 79.408 | 0 | 0 | 2024: 79.408; 2025: 0; 2026: 0; 2027: 0; 2028: 0; 2029: 0; 2030: 3.644; 2031: 0; 2032: 0; 2033: 79.408; 2034: 0; 2035: 0; 2036: 0; 2039: 0; 2040: 0
2018-01-21 20:00 | 1 | 19 | 1 | 0 | 0 | 0 | 1.785 | 3.57 | 0 | 20.3125 | 10.5647 | 17.0341 | 17.0341 | 72.5161 | 0 | 0 | 2024: 72.5161; 2025: 0; 2026: 0; 2027: 0; 2028: 0; 2029: 0; 2030: 3.57; 2031: 0; 2032: 0; 2033: 72.5161; 2034: 0; 2035: 0; 2036: 0; 2039: 0; 2040: 0
2018-01-21 21:00 | 1 | 20 | 1 | 0 | 0 | 0 | 1.6375 | 3.2749 | 0 | 20.3125 | 10.5647 | 17.0341 | 17.0341 | 66.5219 | 0 | 0 | 2024: 66.5219; 2025: 0; 2026: 0; 2027: 0; 2028: 0; 2029: 0; 2030: 3.2749; 2031: 0; 2032: 0; 2033: 66.5219; 2034: 0; 2035: 0; 2036: 0; 2039: 0; 2040: 0
2018-01-21 22:00 | 1 | 21 | 1 | 0 | 0 | 0 | 1.3998 | 2.7997 | 0 | 20.3125 | 10.5647 | 17.0341 | 17.0341 | 56.8681 | 0 | 0 | 2024: 56.8681; 2025: 0; 2026: 0; 2027: 0; 2028: 0; 2029: 0; 2030: 2.7997; 2031: 0; 2032: 0; 2033: 56.8681; 2034: 0; 2035: 0; 2036: 0; 2039: 0; 2040: 0
2018-01-21 23:00 | 1 | 22 | 1 | 0 | 0 | 0 | 1.1881 | 2.3762 | 0 | 20.3125 | 10.5647 | 17.0341 | 17.0341 | 48.2669 | 0 | 0 | 2024: 48.2669; 2025: 0; 2026: 0; 2027: 0; 2028: 0; 2029: 0; 2030: 2.3762; 2031: 0; 2032: 0; 2033: 48.2669; 2034: 0; 2035: 0; 2036: 0; 2039: 0; 2040: 0
2018-01-22 | 1 | 23 | 1 | 0 | 0 | 0 | 1.0809 | 2.1619 | 0 | 20.3125 | 10.5647 | 17.0341 | 17.0341 | 43.913 | 0 | 0 | 2024: 43.913; 2025: 0; 2026: 0; 2027: 0; 2028: 0; 2029: 0; 2030: 2.1619; 2031: 0; 2032: 0; 2033: 43.913; 2034: 0; 2035: 0; 2036: 0; 2039: 0; 2040: 0
2018-01-22 01:00 | 1 | 0 | 2 | 0 | 0 | 0 | 1.0403 | 2.0806 | 0 | 20.3125 | 10.5647 | 17.0341 | 17.0341 | 42.2624 | 0 | 0 | 2024: 42.2624; 2025: 0; 2026: 0; 2027: 0; 2028: 0; 2029: 0; 2030: 2.0806; 2031: 0; 2032: 0; 2033: 42.2624; 2034: 0; 2035: 0; 2036: 0; 2039: 0; 2040: 0
2018-01-22 02:00 | 1 | 1 | 2 | 0 | 0 | 0 | 1.0484 | 2.0968 | 0 | 20.3125 | 10.5647 | 17.0341 | 17.0341 | 42.5916 | 0 | 0 | 2024: 42.5916; 2025: 0; 2026: 0; 2027: 0; 2028: 0; 2029: 0; 2030: 2.0968; 2031: 0; 2032: 0; 2033: 42.5916; 2034: 0; 2035: 0; 2036: 0; 2039: 0; 2040: 0
2018-01-22 03:00 | 1 | 2 | 2 | 0 | 0 | 0 | 1.0558 | 2.1116 | 0 | 20.3125 | 10.5647 | 17.0341 | 17.0341 | 42.8922 | 0 | 0 | 2024: 42.8922; 2025: 0; 2026: 0; 2027: 0; 2028: 0; 2029: 0; 2030: 2.1116; 2031: 0; 2032: 0; 2033: 42.8922; 2034: 0; 2035: 0; 2036: 0; 2039: 0; 2040: 0
2018-01-22 04:00 | 1 | 3 | 2 | 0 | 0 | 0 | 1.0919 | 2.1837 | 0 | 20.3125 | 10.5647 | 17.0341 | 17.0341 | 44.3568 | 0 | 0 | 2024: 44.3568; 2025: 0; 2026: 0; 2027: 0; 2028: 0; 2029: 0; 2030: 2.1837; 2031: 0; 2032: 0; 2033: 44.3568; 2034: 0; 2035: 0; 2036: 0; 2039: 0; 2040: 0
2018-01-22 05:00 | 1 | 4 | 2 | 0 | 0 | 0 | 1.1481 | 2.2961 | 0 | 20.3125 | 10.5647 | 17.0341 | 17.0341 | 46.6402 | 0 | 0 | 2024: 46.6402; 2025: 0; 2026: 0; 2027: 0; 2028: 0; 2029: 0; 2030: 2.2961; 2031: 0; 2032: 0; 2033: 46.6402; 2034: 0; 2035: 0; 2036: 0; 2039: 0; 2040: 0
2018-01-22 06:00 | 1 | 5 | 2 | 0 | 0 | 0 | 1.349 | 2.6979 | 0 | 20.3125 | 10.5647 | 17.0341 | 17.0341 | 54.8018 | 0 | 0 | 2024: 54.8018; 2025: 0; 2026: 0; 2027: 0; 2028: 0; 2029: 0; 2030: 2.6979; 2031: 0; 2032: 0; 2033: 54.8018; 2034: 0; 2035: 0; 2036: 0; 2039: 0; 2040: 0
2018-01-22 07:00 | 1 | 6 | 2 | 0 | 0 | 0 | 1.4298 | 2.8596 | 0 | 20.3125 | 10.5647 | 17.0341 | 17.0341 | 58.0853 | 0 | 0 | 2024: 58.0853; 2025: 0; 2026: 0; 2027: 0; 2028: 0; 2029: 0; 2030: 2.8596; 2031: 0; 2032: 0; 2033: 58.0853; 2034: 0; 2035: 0; 2036: 0; 2039: 0; 2040: 0
2018-01-22 08:00 | 1 | 7 | 2 | 0 | 0 | 0.012425 | 1.5026 | 3.0053 | 0.099401 | 20.3125 | 10.5647 | 17.0341 | 17.0341 | 61.0445 | 0.099401 | 0 | 2024: 59.0254; 2025: 2.0191; 2026: 0; 2027: 1.6932; 2028: 0; 2029: 0; 2030: 2.9059; 2031: 0; 2032: 0; 2033: 59.0254; 2034: 2.0191; 2035: 0; 2036: 1.6932; 2039: 0.012425; 2040: 0.060213
2018-01-22 09:00 | 1 | 8 | 2 | 0 | 0 | 0.10575 | 1.5387 | 3.0773 | 0.84602 | 20.3125 | 10.5647 | 17.0341 | 17.0341 | 62.5086 | 0.84602 | 0 | 2024: 45.3239; 2025: 17.1847; 2026: 0; 2027: 14.4112; 2028: 0; 2029: 0; 2030: 2.2313; 2031: 0; 2032: 0; 2033: 45.3239; 2034: 17.1847; 2035: 0; 2036: 14.4112; 2039: 0.10575; 2040: 0.1883
2018-01-22 10:00 | 1 | 9 | 2 | 0 | 0 | 0.20884 | 1.5727 | 3.1454 | 1.6707 | 20.3125 | 10.5647 | 17.0341 | 17.0341 | 63.8907 | 1.6707 | 0 | 2024: 29.9542; 2025: 33.9365; 2026: 0; 2027: 28.4593; 2028: 0; 2029: 0; 2030: 1.4747; 2031: 0; 2032: 0; 2033: 29.9542; 2034: 33.9365; 2035: 0; 2036: 28.4593; 2039: 0.20884; 2040: 0.30372
2018-01-22 11:00 | 1 | 10 | 2 | 0 | 0 | 0.33995 | 1.5586 | 3.1172 | 2.7196 | 20.3125 | 10.5647 | 17.0341 | 17.0341 | 63.3177 | 2.7196 | 0 | 2024: 8.0758; 2025: 55.2419; 2026: 0; 2027: 46.3261; 2028: 0; 2029: 0; 2030: 0.39758; 2031: 0; 2032: 0; 2033: 8.0758; 2034: 55.2419; 2035: 0; 2036: 46.3261; 2039: 0.33995; 2040: 0.42089
2018-01-22 12:00 | 1 | 11 | 2 | 0 | 0 | 0.36437 | 1.523 | 3.046 | 2.9149 | 20.3125 | 10.5647 | 17.0341 | 17.0341 | 61.8717 | 2.9149 | 0 | 2024: 2.6619; 2025: 59.2098; 2026: 0; 2027: 49.6536; 2028: 0; 2029: 0; 2030: 0.13105; 2031: 0; 2032: 0; 2033: 2.6619; 2034: 59.2098; 2035: 0; 2036: 49.6536; 2039: 0.36437; 2040: 0.25686
2018-01-22 13:00 | 1 | 12 | 2 | 0 | 0 | 0.35453 | 1.4389 | 2.8777 | 2.8362 | 20.3125 | 10.5647 | 17.0341 | 17.0341 | 58.4538 | 2.8362 | 0 | 2024: 0.84252; 2025: 57.6113; 2026: 0; 2027: 48.3131; 2028: 0; 2029: 0; 2030: 0.041478; 2031: 0; 2032: 0; 2033: 0.84252; 2034: 57.6113; 2035: 0; 2036: 48.3131; 2039: 0.35453; 2040: 0.34263
2018-01-22 14:00 | 1 | 13 | 2 | 0 | 0 | 0.3797 | 1.4161 | 2.8322 | 3.0376 | 20.3125 | 10.5647 | 17.0341 | 17.0341 | 57.5299 | 2.8322 | 0.20535 | 2024: 0; 2025: 57.5299; 2026: 2.1695; 2027: 51.7428; 2028: 0.20535; 2029: 0.20535; 2030: 0; 2031: 0; 2032: 0; 2033: 0; 2034: 57.5299; 2035: 0; 2036: 51.7428; 2039: 0.3797; 2040: 0.27851
2018-01-22 15:00 | 1 | 14 | 2 | 0 | 0 | 0.22951 | 1.4725 | 2.9449 | 1.8361 | 20.3125 | 10.5647 | 17.0341 | 17.0341 | 59.8183 | 1.8361 | 0 | 2024: 22.5229; 2025: 37.2954; 2026: 0; 2027: 31.2761; 2028: 0; 2029: 0.20535; 2030: 1.1088; 2031: 0.18892; 2032: 0; 2033: 18.6854; 2034: 41.1329; 2035: 0; 2036: 31.2761; 2039: 0.22951; 2040: 0.3231
2018-01-22 16:00 | 1 | 15 | 2 | 0 | 1 | 0.1343 | 1.5404 | 3.0809 | 1.0744 | 21.7915 | 12.0437 | 17.0341 | 17.0341 | 67.1363 | 1.0744 | 0 | 2024: 43.7229; 2025: 23.4135; 2026: 0; 2027: 18.302; 2028: 0; 2029: 0; 2030: 2.0064; 2031: 0; 2032: 0; 2033: 43.7229; 2034: 23.4135; 2035: 0; 2036: 18.302; 2039: 0.1343; 2040: 0.15
2018-01-22 17:00 | 1 | 16 | 2 | 0 | 1 | 0 | 1.715 | 3.4301 | 0 | 21.7915 | 12.0437 | 17.0341 | 17.0341 | 74.7463 | 0 | 0 | 2024: 74.7463; 2025: 0; 2026: 0; 2027: 0; 2028: 0; 2029: 0; 2030: 3.4301; 2031: 0; 2032: 0; 2033: 74.7463; 2034: 0; 2035: 0; 2036: 0; 2039: 0; 2040: 0
2018-01-22 18:00 | 1 | 17 | 2 | 0 | 1 | 0 | 1.8433 | 3.6866 | 0 | 21.7915 | 12.0437 | 17.0341 | 17.0341 | 80.3364 | 0 | 0 | 2024: 80.3364; 2025: 0; 2026: 0; 2027: 0; 2028: 0; 2029: 0; 2030: 3.6866; 2031: 0; 2032: 0; 2033: 80.3364; 2034: 0; 2035: 0; 2036: 0; 2039: 0; 2040: 0
2018-01-22 19:00 | 1 | 18 | 2 | 0 | 1 | 0 | 1.7934 | 3.5868 | 0 | 21.7915 | 12.0437 | 17.0341 | 17.0341 | 78.1607 | 0 | 0 | 2024: 78.1607; 2025: 0; 2026: 0; 2027: 0; 2028: 0; 2029: 0; 2030: 3.5868; 2031: 0; 2032: 0; 2033: 78.1607; 2034: 0; 2035: 0; 2036: 0; 2039: 0; 2040: 0
2018-01-22 20:00 | 1 | 19 | 2 | 0 | 0 | 0 | 1.8066 | 3.6131 | 0 | 20.3125 | 10.5647 | 17.0341 | 17.0341 | 73.392 | 0 | 0 | 2024: 73.392; 2025: 0; 2026: 0; 2027: 0; 2028: 0; 2029: 0; 2030: 3.6131; 2031: 0; 2032: 0; 2033: 73.392; 2034: 0; 2035: 0; 2036: 0; 2039: 0; 2040: 0
2018-01-22 21:00 | 1 | 20 | 2 | 0 | 0 | 0 | 1.7712 | 3.5424 | 0 | 20.3125 | 10.5647 | 17.0341 | 17.0341 | 71.9557 | 0 | 0 | 2024: 71.9557; 2025: 0; 2026: 0; 2027: 0; 2028: 0; 2029: 0; 2030: 3.5424; 2031: 0; 2032: 0; 2033: 71.9557; 2034: 0; 2035: 0; 2036: 0; 2039: 0; 2040: 0
2018-01-22 22:00 | 1 | 21 | 2 | 0 | 0 | 0 | 1.6221 | 3.2441 | 0 | 20.3125 | 10.5647 | 17.0341 | 17.0341 | 65.8967 | 0 | 0 | 2024: 65.8967; 2025: 0; 2026: 0; 2027: 0; 2028: 0; 2029: 0; 2030: 3.2441; 2031: 0; 2032: 0; 2033: 65.8967; 2034: 0; 2035: 0; 2036: 0; 2039: 0; 2040: 0
2018-01-22 23:00 | 1 | 22 | 2 | 0 | 0 | 0 | 1.3007 | 2.6014 | 0 | 20.3125 | 10.5647 | 17.0341 | 17.0341 | 52.8408 | 0 | 0 | 2024: 52.8408; 2025: 0; 2026: 0; 2027: 0; 2028: 0; 2029: 0; 2030: 2.6014; 2031: 0; 2032: 0; 2033: 52.8408; 2034: 0; 2035: 0; 2036: 0; 2039: 0; 2040: 0
2018-01-23 | 1 | 23 | 2 | 0 | 0 | 0 | 1.1823 | 2.3646 | 0 | 20.3125 | 10.5647 | 17.0341 | 17.0341 | 48.0315 | 0 | 0 | 2024: 48.0315; 2025: 0; 2026: 0; 2027: 0; 2028: 0; 2029: 0; 2030: 2.3646; 2031: 0; 2032: 0; 2033: 48.0315; 2034: 0; 2035: 0; 2036: 0; 2039: 0; 2040: 0
2018-01-23 01:00 | 1 | 0 | 3 | 0 | 0 | 0 | 1.1088 | 2.2176 | 0 | 20.3125 | 10.5647 | 17.0341 | 17.0341 | 45.0458 | 0 | 0 | 2024: 45.0458; 2025: 0; 2026: 0; 2027: 0; 2028: 0; 2029: 0; 2030: 2.2176; 2031: 0; 2032: 0; 2033: 45.0458; 2034: 0; 2035: 0; 2036: 0; 2039: 0; 2040: 0
2018-01-23 02:00 | 1 | 1 | 3 | 0 | 0 | 0 | 1.0725 | 2.145 | 0 | 20.3125 | 10.5647 | 17.0341 | 17.0341 | 43.5712 | 0 | 0 | 2024: 43.5712; 2025: 0; 2026: 0; 2027: 0; 2028: 0; 2029: 0; 2030: 2.145; 2031: 0; 2032: 0; 2033: 43.5712; 2034: 0; 2035: 0; 2036: 0; 2039: 0; 2040: 0
2018-01-23 03:00 | 1 | 2 | 3 | 0 | 0 | 0 | 1.0582 | 2.1164 | 0 | 20.3125 | 10.5647 | 17.0341 | 17.0341 | 42.9886 | 0 | 0 | 2024: 42.9886; 2025: 0; 2026: 0; 2027: 0; 2028: 0; 2029: 0; 2030: 2.1164; 2031: 0; 2032: 0; 2033: 42.9886; 2034: 0; 2035: 0; 2036: 0; 2039: 0; 2040: 0
2018-01-23 04:00 | 1 | 3 | 3 | 0 | 0 | 0 | 1.0517 | 2.1033 | 0 | 20.3125 | 10.5647 | 17.0341 | 17.0341 | 42.7234 | 0 | 0 | 2024: 42.7234; 2025: 0; 2026: 0; 2027: 0; 2028: 0; 2029: 0; 2030: 2.1033; 2031: 0; 2032: 0; 2033: 42.7234; 2034: 0; 2035: 0; 2036: 0; 2039: 0; 2040: 0
2018-01-23 05:00 | 1 | 4 | 3 | 0 | 0 | 0 | 1.1213 | 2.2427 | 0 | 20.3125 | 10.5647 | 17.0341 | 17.0341 | 45.5547 | 0 | 0 | 2024: 45.5547; 2025: 0; 2026: 0; 2027: 0; 2028: 0; 2029: 0; 2030: 2.2427; 2031: 0; 2032: 0; 2033: 45.5547; 2034: 0; 2035: 0; 2036: 0; 2039: 0; 2040: 0
2018-01-23 06:00 | 1 | 5 | 3 | 0 | 0 | 0 | 1.2887 | 2.5774 | 0 | 20.3125 | 10.5647 | 17.0341 | 17.0341 | 52.3536 | 0 | 0 | 2024: 52.3536; 2025: 0; 2026: 0; 2027: 0; 2028: 0; 2029: 0; 2030: 2.5774; 2031: 0; 2032: 0; 2033: 52.3536; 2034: 0; 2035: 0; 2036: 0; 2039: 0; 2040: 0
2018-01-23 07:00 | 1 | 6 | 3 | 0 | 0 | 0 | 1.4473 | 2.8945 | 0 | 20.3125 | 10.5647 | 17.0341 | 17.0341 | 58.7946 | 0 | 0 | 2024: 58.7946; 2025: 0; 2026: 0; 2027: 0; 2028: 0; 2029: 0; 2030: 2.8945; 2031: 0; 2032: 0; 2033: 58.7946; 2034: 0; 2035: 0; 2036: 0; 2039: 0; 2040: 0
2018-01-23 08:00 | 1 | 7 | 3 | 0 | 0 | 0.049049 | 1.506 | 3.012 | 0.39239 | 20.3125 | 10.5647 | 17.0341 | 17.0341 | 61.1815 | 0.39239 | 0 | 2024: 53.2111; 2025: 7.9704; 2026: 0; 2027: 6.684; 2028: 0; 2029: 0; 2030: 2.6196; 2031: 0; 2032: 0; 2033: 53.2111; 2034: 7.9704; 2035: 0; 2036: 6.684; 2039: 0.049049; 2040: 0.066968
2018-01-23 09:00 | 1 | 8 | 3 | 0 | 0 | 0.33047 | 1.4849 | 2.9699 | 2.6437 | 20.3125 | 10.5647 | 17.0341 | 17.0341 | 60.3254 | 2.6437 | 0 | 2024: 6.6245; 2025: 53.7009; 2026: 0; 2027: 45.0338; 2028: 0; 2029: 0; 2030: 0.32613; 2031: 0; 2032: 0; 2033: 6.6245; 2034: 53.7009; 2035: 0; 2036: 45.0338; 2039: 0.33047; 2040: 0.28541
2018-01-23 10:00 | 1 | 9 | 3 | 0 | 0 | 0.33925 | 1.4066 | 2.8131 | 2.714 | 20.3125 | 10.5647 | 17.0341 | 17.0341 | 57.1416 | 2.714 | 0 | 2024: 2.0142; 2025: 55.1275; 2026: 0; 2027: 46.2301; 2028: 0; 2029: 0; 2030: 0.099159; 2031: 0; 2032: 0; 2033: 2.0142; 2034: 55.1275; 2035: 0; 2036: 46.2301; 2039: 0.33925; 2040: 0.31739
2018-01-23 11:00 | 1 | 10 | 3 | 0 | 0 | 0.49774 | 1.431 | 2.862 | 3.982 | 20.3125 | 10.5647 | 17.0341 | 17.0341 | 58.1339 | 2.862 | 1.12 | 2024: 0; 2025: 58.1339; 2026: 11.8323; 2027: 67.8293; 2028: 1.12; 2029: 1.12; 2030: 0; 2031: 0; 2032: 0; 2033: 0; 2034: 58.1339; 2035: 0; 2036: 67.8293; 2039: 0.49774; 2040: 0.41448
2018-01-23 12:00 | 1 | 11 | 3 | 0 | 0 | 0.47348 | 1.3182 | 2.6363 | 3.7878 | 20.3125 | 10.5647 | 17.0341 | 17.0341 | 53.55 | 2.6363 | 1.1515 | 2024: 0; 2025: 53.55; 2026: 12.1653; 2027: 64.5221; 2028: 1.1515; 2029: 2.2715; 2030: 0; 2031: 0; 2032: 0; 2033: 0; 2034: 53.55; 2035: 0; 2036: 64.5221; 2039: 0.47348; 2040: 0.36091
2018-01-23 13:00 | 1 | 12 | 3 | 0 | 0 | 0.62497 | 1.2157 | 2.4313 | 4.9998 | 20.3125 | 10.5647 | 17.0341 | 17.0341 | 49.3865 | 2.4313 | 2.5684 | 2024: 0; 2025: 49.3865; 2026: 27.135; 2027: 85.167; 2028: 2.5684; 2029: 4.8399; 2030: 0; 2031: 0; 2032: 0; 2033: 0; 2034: 49.3865; 2035: 0; 2036: 85.167; 2039: 0.62497; 2040: 0.40059
2018-01-23 14:00 | 1 | 13 | 3 | 0 | 0 | 0.55374 | 1.1617 | 2.3233 | 4.43 | 20.3125 | 10.5647 | 17.0341 | 17.0341 | 47.1927 | 2.3233 | 2.1066 | 2024: 0; 2025: 47.1927; 2026: 22.2559; 2027: 75.4604; 2028: 2.1066; 2029: 6.9466; 2030: 0; 2031: 0; 2032: 0; 2033: 0; 2034: 47.1927; 2035: 0; 2036: 75.4604; 2039: 0.55374; 2040: 0.37469
2018-01-23 15:00 | 1 | 14 | 3 | 0 | 0 | 0.42821 | 1.1709 | 2.3418 | 3.4257 | 20.3125 | 10.5647 | 17.0341 | 17.0341 | 47.5688 | 2.3418 | 1.0838 | 2024: 0; 2025: 47.5688; 2026: 11.4505; 2027: 58.3537; 2028: 1.0838; 2029: 8.0304; 2030: 0; 2031: 0; 2032: 0; 2033: 0; 2034: 47.5688; 2035: 0; 2036: 58.3537; 2039: 0.42821; 2040: 0.26044
2018-01-23 16:00 | 1 | 15 | 3 | 0 | 1 | 0.22734 | 1.2119 | 2.4238 | 1.8187 | 21.7915 | 12.0437 | 17.0341 | 17.0341 | 52.8183 | 1.8187 | 0 | 2024: 13.1863; 2025: 39.6321; 2026: 0; 2027: 30.9799; 2028: 0; 2029: 8.0304; 2030: 0.60511; 2031: 0.60511; 2032: 0; 2033: 0; 2034: 52.8183; 2035: 0; 2036: 30.9799; 2039: 0.22734; 2040: 0.1711
2018-01-23 17:00 | 1 | 16 | 3 | 0 | 1 | 0 | 1.4322 | 2.8643 | 0 | 21.7915 | 12.0437 | 17.0341 | 17.0341 | 62.4184 | 0 | 0 | 2024: 62.4184; 2025: 0; 2026: 0; 2027: 0; 2028: 0; 2029: 7.3727; 2030: 2.8643; 2031: 2.8643; 2032: 0; 2033: 0; 2034: 62.4184; 2035: 0; 2036: 0; 2039: 0; 2040: 0
2018-01-23 18:00 | 1 | 17 | 3 | 0 | 1 | 0 | 1.6108 | 3.2216 | 0 | 21.7915 | 12.0437 | 17.0341 | 17.0341 | 70.2033 | 0 | 0 | 2024: 70.2033; 2025: 0; 2026: 0; 2027: 0; 2028: 0; 2029: 4.2592; 2030: 3.2216; 2031: 3.2216; 2032: 0; 2033: 0; 2034: 70.2033; 2035: 0; 2036: 0; 2039: 0; 2040: 0
2018-01-23 19:00 | 1 | 18 | 3 | 0 | 1 | 0 | 1.7022 | 3.4044 | 0 | 21.7915 | 12.0437 | 17.0341 | 17.0341 | 74.1864 | 0 | 0 | 2024: 74.1864; 2025: 0; 2026: 0; 2027: 0; 2028: 0; 2029: 0.75751; 2030: 3.4044; 2031: 0.69691; 2032: 0; 2033: 58.9997; 2034: 15.1867; 2035: 0; 2036: 0; 2039: 0; 2040: 0
2018-01-23 20:00 | 1 | 19 | 3 | 0 | 0 | 0 | 1.7196 | 3.4393 | 0 | 20.3125 | 10.5647 | 17.0341 | 17.0341 | 69.8605 | 0 | 0 | 2024: 69.8605; 2025: 0; 2026: 0; 2027: 0; 2028: 0; 2029: 0; 2030: 3.4393; 2031: 0; 2032: 0; 2033: 69.8605; 2034: 0; 2035: 0; 2036: 0; 2039: 0; 2040: 0
2018-01-23 21:00 | 1 | 20 | 3 | 0 | 0 | 0 | 1.5295 | 3.059 | 0 | 20.3125 | 10.5647 | 17.0341 | 17.0341 | 62.1356 | 0 | 0 | 2024: 62.1356; 2025: 0; 2026: 0; 2027: 0; 2028: 0; 2029: 0; 2030: 3.059; 2031: 0; 2032: 0; 2033: 62.1356; 2034: 0; 2035: 0; 2036: 0; 2039: 0; 2040: 0
2018-01-23 22:00 | 1 | 21 | 3 | 0 | 0 | 0 | 1.3529 | 2.7059 | 0 | 20.3125 | 10.5647 | 17.0341 | 17.0341 | 54.9635 | 0 | 0 | 2024: 54.9635; 2025: 0; 2026: 0; 2027: 0; 2028: 0; 2029: 0; 2030: 2.7059; 2031: 0; 2032: 0; 2033: 54.9635; 2034: 0; 2035: 0; 2036: 0; 2039: 0; 2040: 0
2018-01-23 23:00 | 1 | 22 | 3 | 0 | 0 | 0 | 1.121 | 2.242 | 0 | 20.3125 | 10.5647 | 17.0341 | 17.0341 | 45.5411 | 0 | 0 | 2024: 45.5411; 2025: 0; 2026: 0; 2027: 0; 2028: 0; 2029: 0; 2030: 2.242; 2031: 0; 2032: 0; 2033: 45.5411; 2034: 0; 2035: 0; 2036: 0; 2039: 0; 2040: 0
2018-01-24 | 1 | 23 | 3 | 0 | 0 | 0 | 1.0774 | 2.1548 | 0 | 20.3125 | 10.5647 | 17.0341 | 17.0341 | 43.7701 | 0 | 0 | 2024: 43.7701; 2025: 0; 2026: 0; 2027: 0; 2028: 0; 2029: 0; 2030: 2.1548; 2031: 0; 2032: 0; 2033: 43.7701; 2034: 0; 2035: 0; 2036: 0; 2039: 0; 2040: 0
2018-01-24 01:00 | 1 | 0 | 4 | 0 | 0 | 0 | 0.985 | 1.97 | 0 | 20.3125 | 10.5647 | 17.0341 | 17.0341 | 40.0158 | 0 | 0 | 2024: 40.0158; 2025: 0; 2026: 0; 2027: 0; 2028: 0; 2029: 0; 2030: 1.97; 2031: 0; 2032: 0; 2033: 40.0158; 2034: 0; 2035: 0; 2036: 0; 2039: 0; 2040: 0
2018-01-24 02:00 | 1 | 1 | 4 | 0 | 0 | 0 | 0.95849 | 1.917 | 0 | 20.3125 | 10.5647 | 17.0341 | 17.0341 | 38.9388 | 0 | 0 | 2024: 38.9388; 2025: 0; 2026: 0; 2027: 0; 2028: 0; 2029: 0; 2030: 1.917; 2031: 0; 2032: 0; 2033: 38.9388; 2034: 0; 2035: 0; 2036: 0; 2039: 0; 2040: 0
2018-01-24 03:00 | 1 | 2 | 4 | 0 | 0 | 0 | 0.97998 | 1.96 | 0 | 20.3125 | 10.5647 | 17.0341 | 17.0341 | 39.8116 | 0 | 0 | 2024: 39.8116; 2025: 0; 2026: 0; 2027: 0; 2028: 0; 2029: 0; 2030: 1.96; 2031: 0; 2032: 0; 2033: 39.8116; 2034: 0; 2035: 0; 2036: 0; 2039: 0; 2040: 0
2018-01-24 04:00 | 1 | 3 | 4 | 0 | 0 | 0 | 1.0511 | 2.1022 | 0 | 20.3125 | 10.5647 | 17.0341 | 17.0341 | 42.7007 | 0 | 0 | 2024: 42.7007; 2025: 0; 2026: 0; 2027: 0; 2028: 0; 2029: 0; 2030: 2.1022; 2031: 0; 2032: 0; 2033: 42.7007; 2034: 0; 2035: 0; 2036: 0; 2039: 0; 2040: 0
2018-01-24 05:00 | 1 | 4 | 4 | 0 | 0 | 0 | 1.1385 | 2.277 | 0 | 20.3125 | 10.5647 | 17.0341 | 17.0341 | 46.2508 | 0 | 0 | 2024: 46.2508; 2025: 0; 2026: 0; 2027: 0; 2028: 0; 2029: 0; 2030: 2.277; 2031: 0; 2032: 0; 2033: 46.2508; 2034: 0; 2035: 0; 2036: 0; 2039: 0; 2040: 0
2018-01-24 06:00 | 1 | 5 | 4 | 0 | 0 | 0 | 1.2521 | 2.5042 | 0 | 20.3125 | 10.5647 | 17.0341 | 17.0341 | 50.8659 | 0 | 0 | 2024: 50.8659; 2025: 0; 2026: 0; 2027: 0; 2028: 0; 2029: 0; 2030: 2.5042; 2031: 0; 2032: 0; 2033: 50.8659; 2034: 0; 2035: 0; 2036: 0; 2039: 0; 2040: 0
2018-01-24 07:00 | 1 | 6 | 4 | 0 | 0 | 0 | 1.4587 | 2.9175 | 0 | 20.3125 | 10.5647 | 17.0341 | 17.0341 | 59.2612 | 0 | 0 | 2024: 59.2612; 2025: 0; 2026: 0; 2027: 0; 2028: 0; 2029: 0; 2030: 2.9175; 2031: 0; 2032: 0; 2033: 59.2612; 2034: 0; 2035: 0; 2036: 0; 2039: 0; 2040: 0
2018-01-24 08:00 | 1 | 7 | 4 | 0 | 0 | 0.090805 | 1.4622 | 2.9244 | 0.72644 | 20.3125 | 10.5647 | 17.0341 | 17.0341 | 59.4013 | 0.72644 | 0 | 2024: 44.6455; 2025: 14.7558; 2026: 0; 2027: 12.3742; 2028: 0; 2029: 0; 2030: 2.1979; 2031: 0; 2032: 0; 2033: 44.6455; 2034: 14.7558; 2035: 0; 2036: 12.3742; 2039: 0.090805; 2040: 0.059522
2018-01-24 09:00 | 1 | 8 | 4 | 0 | 0 | 0.21114 | 1.4555 | 2.911 | 1.6891 | 20.3125 | 10.5647 | 17.0341 | 17.0341 | 59.1289 | 1.6891 | 0 | 2024: 24.8187; 2025: 34.3103; 2026: 0; 2027: 28.7727; 2028: 0; 2029: 0; 2030: 1.2218; 2031: 0; 2032: 0; 2033: 24.8187; 2034: 34.3103; 2035: 0; 2036: 28.7727; 2039: 0.21114; 2040: 0.13162
2018-01-24 10:00 | 1 | 9 | 4 | 0 | 0 | 0.3936 | 1.4151 | 2.8302 | 3.1488 | 20.3125 | 10.5647 | 17.0341 | 17.0341 | 57.4888 | 2.8302 | 0.3186 | 2024: 0; 2025: 57.4888; 2026: 3.3659; 2027: 53.6374; 2028: 0.3186; 2029: 0.3186; 2030: 0; 2031: 0; 2032: 0; 2033: 0; 2034: 57.4888; 2035: 0; 2036: 53.6374; 2039: 0.3936; 2040: 0.21961
2018-01-24 11:00 | 1 | 10 | 4 | 0 | 0 | 0.57945 | 1.4121 | 2.8241 | 4.6356 | 20.3125 | 10.5647 | 17.0341 | 17.0341 | 57.3647 | 2.8241 | 1.8115 | 2024: 0; 2025: 57.3647; 2026: 19.1376; 2027: 78.9629; 2028: 1.8115; 2029: 2.1301; 2030: 0; 2031: 0; 2032: 0; 2033: 0; 2034: 57.3647; 2035: 0; 2036: 78.9629; 2039: 0.57945; 2040: 0.31114
2018-01-24 12:00 | 1 | 11 | 4 | 0 | 0 | 0.62109 | 1.3841 | 2.7682 | 4.9688 | 20.3125 | 10.5647 | 17.0341 | 17.0341 | 56.2295 | 2.7682 | 2.2005 | 2024: 0; 2025: 56.2295; 2026: 23.2481; 2027: 84.6386; 2028: 2.2005; 2029: 4.3306; 2030: 0; 2031: 0; 2032: 0; 2033: 0; 2034: 56.2295; 2035: 0; 2036: 84.6386; 2039: 0.62109; 2040: 0.39047
2018-01-24 13:00 | 1 | 12 | 4 | 0 | 0 | 0.6046 | 1.3322 | 2.6644 | 4.8368 | 20.3125 | 10.5647 | 17.0341 | 17.0341 | 54.1213 | 2.6644 | 2.1724 | 2024: 0; 2025: 54.1213; 2026: 22.9509; 2027: 82.3914; 2028: 2.1724; 2029: 6.503; 2030: 0; 2031: 0; 2032: 0; 2033: 0; 2034: 54.1213; 2035: 0; 2036: 82.3914; 2039: 0.6046; 2040: 0.31474
2018-01-24 14:00 | 1 | 13 | 4 | 0 | 0 | 0.45751 | 1.3176 | 2.6352 | 3.6601 | 20.3125 | 10.5647 | 17.0341 | 17.0341 | 53.5271 | 2.6352 | 1.0249 | 2024: 0; 2025: 53.5271; 2026: 10.8279; 2027: 62.3465; 2028: 1.0249; 2029: 7.5279; 2030: 0; 2031: 0; 2032: 0; 2033: 0; 2034: 53.5271; 2035: 0; 2036: 62.3465; 2039: 0.45751; 2040: 0.23895
2018-01-24 15:00 | 1 | 14 | 4 | 0 | 0 | 0.33459 | 1.2986 | 2.5971 | 2.6767 | 20.3125 | 10.5647 | 17.0341 | 17.0341 | 52.7536 | 2.5971 | 0.079642 | 2024: 0; 2025: 52.7536; 2026: 0.84139; 2027: 45.596; 2028: 0.079642; 2029: 7.6076; 2030: 0; 2031: 0; 2032: 0; 2033: 0; 2034: 52.7536; 2035: 0; 2036: 45.596; 2039: 0.33459; 2040: 0.34383
2018-01-24 16:00 | 1 | 15 | 4 | 0 | 1 | 0.073194 | 1.4605 | 2.921 | 0.58555 | 21.7915 | 12.0437 | 17.0341 | 17.0341 | 63.6523 | 0.58555 | 0 | 2024: 50.8923; 2025: 12.76; 2026: 0; 2027: 9.9743; 2028: 0; 2029: 7.6076; 2030: 2.3354; 2031: 2.3354; 2032: 0; 2033: 0; 2034: 63.6523; 2035: 0; 2036: 9.9743; 2039: 0.073194; 2040: 0.14372
2018-01-24 17:00 | 1 | 16 | 4 | 0 | 1 | 0 | 1.5575 | 3.115 | 0 | 21.7915 | 12.0437 | 17.0341 | 17.0341 | 67.88 | 0 | 0 | 2024: 67.88; 2025: 0; 2026: 0; 2027: 0; 2028: 0; 2029: 5.0691; 2030: 3.115; 2031: 3.115; 2032: 0; 2033: 0; 2034: 67.88; 2035: 0; 2036: 0; 2039: 0; 2040: 0
2018-01-24 18:00 | 1 | 17 | 4 | 0 | 1 | 0 | 1.6715 | 3.343 | 0 | 21.7915 | 12.0437 | 17.0341 | 17.0341 | 72.8493 | 0 | 0 | 2024: 72.8493; 2025: 0; 2026: 0; 2027: 0; 2028: 0; 2029: 1.6832; 2030: 3.343; 2031: 1.5485; 2032: 0; 2033: 39.1042; 2034: 33.7451; 2035: 0; 2036: 0; 2039: 0; 2040: 0
2018-01-24 19:00 | 1 | 18 | 4 | 0 | 1 | 0 | 1.6714 | 3.3429 | 0 | 21.7915 | 12.0437 | 17.0341 | 17.0341 | 72.8461 | 0 | 0 | 2024: 72.8461; 2025: 0; 2026: 0; 2027: 0; 2028: 0; 2029: 0; 2030: 3.3429; 2031: 0; 2032: 0; 2033: 72.8461; 2034: 0; 2035: 0; 2036: 0; 2039: 0; 2040: 0
2018-01-24 20:00 | 1 | 19 | 4 | 0 | 0 | 0 | 1.6347 | 3.2694 | 0 | 20.3125 | 10.5647 | 17.0341 | 17.0341 | 66.4105 | 0 | 0 | 2024: 66.4105; 2025: 0; 2026: 0; 2027: 0; 2028: 0; 2029: 0; 2030: 3.2694; 2031: 0; 2032: 0; 2033: 66.4105; 2034: 0; 2035: 0; 2036: 0; 2039: 0; 2040: 0
2018-01-24 21:00 | 1 | 20 | 4 | 0 | 0 | 0 | 1.5045 | 3.009 | 0 | 20.3125 | 10.5647 | 17.0341 | 17.0341 | 61.1212 | 0 | 0 | 2024: 61.1212; 2025: 0; 2026: 0; 2027: 0; 2028: 0; 2029: 0; 2030: 3.009; 2031: 0; 2032: 0; 2033: 61.1212; 2034: 0; 2035: 0; 2036: 0; 2039: 0; 2040: 0
2018-01-24 22:00 | 1 | 21 | 4 | 0 | 0 | 0 | 1.3911 | 2.7822 | 0 | 20.3125 | 10.5647 | 17.0341 | 17.0341 | 56.5131 | 0 | 0 | 2024: 56.5131; 2025: 0; 2026: 0; 2027: 0; 2028: 0; 2029: 0; 2030: 2.7822; 2031: 0; 2032: 0; 2033: 56.5131; 2034: 0; 2035: 0; 2036: 0; 2039: 0; 2040: 0
2018-01-24 23:00 | 1 | 22 | 4 | 0 | 0 | 0 | 1.2088 | 2.4176 | 0 | 20.3125 | 10.5647 | 17.0341 | 17.0341 | 49.1077 | 0 | 0 | 2024: 49.1077; 2025: 0; 2026: 0; 2027: 0; 2028: 0; 2029: 0; 2030: 2.4176; 2031: 0; 2032: 0; 2033: 49.1077; 2034: 0; 2035: 0; 2036: 0; 2039: 0; 2040: 0
2018-01-25 | 1 | 23 | 4 | 0 | 0 | 0 | 1.1218 | 2.2436 | 0 | 20.3125 | 10.5647 | 17.0341 | 17.0341 | 45.5739 | 0 | 0 | 2024: 45.5739; 2025: 0; 2026: 0; 2027: 0; 2028: 0; 2029: 0; 2030: 2.2436; 2031: 0; 2032: 0; 2033: 45.5739; 2034: 0; 2035: 0; 2036: 0; 2039: 0; 2040: 0
2018-01-25 01:00 | 1 | 0 | 5 | 0 | 0 | 0 | 1.0809 | 2.1617 | 0 | 20.3125 | 10.5647 | 17.0341 | 17.0341 | 43.9104 | 0 | 0 | 2024: 43.9104; 2025: 0; 2026: 0; 2027: 0; 2028: 0; 2029: 0; 2030: 2.1617; 2031: 0; 2032: 0; 2033: 43.9104; 2034: 0; 2035: 0; 2036: 0; 2039: 0; 2040: 0
2018-01-25 02:00 | 1 | 1 | 5 | 0 | 0 | 0 | 1.098 | 2.1961 | 0 | 20.3125 | 10.5647 | 17.0341 | 17.0341 | 44.6073 | 0 | 0 | 2024: 44.6073; 2025: 0; 2026: 0; 2027: 0; 2028: 0; 2029: 0; 2030: 2.1961; 2031: 0; 2032: 0; 2033: 44.6073; 2034: 0; 2035: 0; 2036: 0; 2039: 0; 2040: 0
2018-01-25 03:00 | 1 | 2 | 5 | 0 | 0 | 0 | 1.0995 | 2.1989 | 0 | 20.3125 | 10.5647 | 17.0341 | 17.0341 | 44.6654 | 0 | 0 | 2024: 44.6654; 2025: 0; 2026: 0; 2027: 0; 2028: 0; 2029: 0; 2030: 2.1989; 2031: 0; 2032: 0; 2033: 44.6654; 2034: 0; 2035: 0; 2036: 0; 2039: 0; 2040: 0
2018-01-25 04:00 | 1 | 3 | 5 | 0 | 0 | 0 | 1.1224 | 2.2447 | 0 | 20.3125 | 10.5647 | 17.0341 | 17.0341 | 45.596 | 0 | 0 | 2024: 45.596; 2025: 0; 2026: 0; 2027: 0; 2028: 0; 2029: 0; 2030: 2.2447; 2031: 0; 2032: 0; 2033: 45.596; 2034: 0; 2035: 0; 2036: 0; 2039: 0; 2040: 0
2018-01-25 05:00 | 1 | 4 | 5 | 0 | 0 | 0 | 1.2097 | 2.4194 | 0 | 20.3125 | 10.5647 | 17.0341 | 17.0341 | 49.1446 | 0 | 0 | 2024: 49.1446; 2025: 0; 2026: 0; 2027: 0; 2028: 0; 2029: 0; 2030: 2.4194; 2031: 0; 2032: 0; 2033: 49.1446; 2034: 0; 2035: 0; 2036: 0; 2039: 0; 2040: 0
2018-01-25 06:00 | 1 | 5 | 5 | 0 | 0 | 0 | 1.3943 | 2.7886 | 0 | 20.3125 | 10.5647 | 17.0341 | 17.0341 | 56.644 | 0 | 0 | 2024: 56.644; 2025: 0; 2026: 0; 2027: 0; 2028: 0; 2029: 0; 2030: 2.7886; 2031: 0; 2032: 0; 2033: 56.644; 2034: 0; 2035: 0; 2036: 0; 2039: 0; 2040: 0
2018-01-25 07:00 | 1 | 6 | 5 | 0 | 0 | 0 | 1.5185 | 3.0369 | 0 | 20.3125 | 10.5647 | 17.0341 | 17.0341 | 61.6879 | 0 | 0 | 2024: 61.6879; 2025: 0; 2026: 0; 2027: 0; 2028: 0; 2029: 0; 2030: 3.0369; 2031: 0; 2032: 0; 2033: 61.6879; 2034: 0; 2035: 0; 2036: 0; 2039: 0; 2040: 0
2018-01-25 08:00 | 1 | 7 | 5 | 0 | 0 | 0.020501 | 1.5665 | 3.133 | 0.16401 | 20.3125 | 10.5647 | 17.0341 | 17.0341 | 63.6381 | 0.16401 | 0 | 2024: 60.3066; 2025: 3.3315; 2026: 0; 2027: 2.7938; 2028: 0; 2029: 0; 2030: 2.9689; 2031: 0; 2032: 0; 2033: 60.3066; 2034: 3.3315; 2035: 0; 2036: 2.7938; 2039: 0.020501; 2040: 0.031616
2018-01-25 09:00 | 1 | 8 | 5 | 0 | 0 | 0.2121 | 1.6149 | 3.2297 | 1.6968 | 20.3125 | 10.5647 | 17.0341 | 17.0341 | 65.6033 | 1.6968 | 0 | 2024: 31.1377; 2025: 34.4656; 2026: 0; 2027: 28.903; 2028: 0; 2029: 0; 2030: 1.5329; 2031: 0; 2032: 0; 2033: 31.1377; 2034: 34.4656; 2035: 0; 2036: 28.903; 2039: 0.2121; 2040: 0.02593
2018-01-25 10:00 | 1 | 9 | 5 | 0 | 0 | 0.46733 | 1.6852 | 3.3705 | 3.7386 | 20.3125 | 10.5647 | 17.0341 | 17.0341 | 68.4626 | 3.3705 | 0.36817 | 2024: 0; 2025: 68.4626; 2026: 3.8897; 2027: 63.6845; 2028: 0.36817; 2029: 0.36817; 2030: 0; 2031: 0; 2032: 0; 2033: 0; 2034: 68.4626; 2035: 0; 2036: 63.6845; 2039: 0.46733; 2040: 0.059505
2018-01-25 11:00 | 1 | 10 | 5 | 0 | 0 | 0.48955 | 1.6919 | 3.3838 | 3.9164 | 20.3125 | 10.5647 | 17.0341 | 17.0341 | 68.7333 | 3.3838 | 0.53263 | 2024: 0; 2025: 68.7333; 2026: 5.6271; 2027: 66.7129; 2028: 0.53263; 2029: 0.90081; 2030: 0; 2031: 0; 2032: 0; 2033: 0; 2034: 68.7333; 2035: 0; 2036: 66.7129; 2039: 0.48955; 2040: 0.057256
2018-01-25 12:00 | 1 | 11 | 5 | 0 | 0 | 0.61229 | 1.648 | 3.2961 | 4.8983 | 20.3125 | 10.5647 | 17.0341 | 17.0341 | 66.952 | 3.2961 | 1.6022 | 2024: 0; 2025: 66.952; 2026: 16.9272; 2027: 83.439; 2028: 1.6022; 2029: 2.503; 2030: 0; 2031: 0; 2032: 0; 2033: 0; 2034: 66.952; 2035: 0; 2036: 83.439; 2039: 0.61229; 2040: 0.17412
2018-01-25 13:00 | 1 | 12 | 5 | 0 | 0 | 0.53084 | 1.5424 | 3.0847 | 4.2467 | 20.3125 | 10.5647 | 17.0341 | 17.0341 | 62.6588 | 3.0847 | 1.162 | 2024: 0; 2025: 62.6588; 2026: 12.2761; 2027: 72.3394; 2028: 1.162; 2029: 3.665; 2030: 0; 2031: 0; 2032: 0; 2033: 0; 2034: 62.6588; 2035: 0; 2036: 72.3394; 2039: 0.53084; 2040: 0.17693
2018-01-25 14:00 | 1 | 13 | 5 | 0 | 0 | 0.5196 | 1.4287 | 2.8574 | 4.1568 | 20.3125 | 10.5647 | 17.0341 | 17.0341 | 58.04 | 2.8574 | 1.2995 | 2024: 0; 2025: 58.04; 2026: 13.7286; 2027: 70.8079; 2028: 1.2995; 2029: 4.9645; 2030: 0; 2031: 0; 2032: 0; 2033: 0; 2034: 58.04; 2035: 0; 2036: 70.8079; 2039: 0.5196; 2040: 0.075118
2018-01-25 15:00 | 1 | 14 | 5 | 0 | 0 | 0.25213 | 1.4771 | 2.9542 | 2.017 | 20.3125 | 10.5647 | 17.0341 | 17.0341 | 60.0068 | 2.017 | 0 | 2024: 19.0359; 2025: 40.971; 2026: 0; 2027: 34.3584; 2028: 0; 2029: 4.9645; 2030: 0.93715; 2031: 0.93715; 2032: 0; 2033: 0; 2034: 60.0068; 2035: 0; 2036: 34.3584; 2039: 0.25213; 2040: 0.18781
2018-01-25 16:00 | 1 | 15 | 5 | 0 | 1 | 0.088125 | 1.6038 | 3.2076 | 0.705 | 21.7915 | 12.0437 | 17.0341 | 17.0341 | 69.8983 | 0.705 | 0 | 2024: 54.5353; 2025: 15.363; 2026: 0; 2027: 12.0091; 2028: 0; 2029: 3.9459; 2030: 2.5026; 2031: 2.5026; 2032: 0; 2033: 0; 2034: 69.8983; 2035: 0; 2036: 12.0091; 2039: 0.088125; 2040: 0.073608
2018-01-25 17:00 | 1 | 16 | 5 | 0 | 1 | 0 | 1.7597 | 3.5195 | 0 | 21.7915 | 12.0437 | 17.0341 | 17.0341 | 76.6948 | 0 | 0 | 2024: 76.6948; 2025: 0; 2026: 0; 2027: 0; 2028: 0; 2029: 1.2256; 2030: 3.5195; 2031: 1.1276; 2032: 0; 2033: 52.1228; 2034: 24.572; 2035: 0; 2036: 0; 2039: 0; 2040: 0
2018-01-25 18:00 | 1 | 17 | 5 | 0 | 1 | 0 | 1.9696 | 3.9392 | 0 | 21.7915 | 12.0437 | 17.0341 | 17.0341 | 85.8401 | 0 | 0 | 2024: 85.8401; 2025: 0; 2026: 0; 2027: 0; 2028: 0; 2029: 0; 2030: 3.9392; 2031: 0; 2032: 0; 2033: 85.8401; 2034: 0; 2035: 0; 2036: 0; 2039: 0; 2040: 0
2018-01-25 19:00 | 1 | 18 | 5 | 0 | 1 | 0 | 1.9383 | 3.8766 | 0 | 21.7915 | 12.0437 | 17.0341 | 17.0341 | 84.4765 | 0 | 0 | 2024: 84.4765; 2025: 0; 2026: 0; 2027: 0; 2028: 0; 2029: 0; 2030: 3.8766; 2031: 0; 2032: 0; 2033: 84.4765; 2034: 0; 2035: 0; 2036: 0; 2039: 0; 2040: 0
2018-01-25 20:00 | 1 | 19 | 5 | 0 | 0 | 0 | 1.9386 | 3.8772 | 0 | 20.3125 | 10.5647 | 17.0341 | 17.0341 | 78.7549 | 0 | 0 | 2024: 78.7549; 2025: 0; 2026: 0; 2027: 0; 2028: 0; 2029: 0; 2030: 3.8772; 2031: 0; 2032: 0; 2033: 78.7549; 2034: 0; 2035: 0; 2036: 0; 2039: 0; 2040: 0
2018-01-25 21:00 | 1 | 20 | 5 | 0 | 0 | 0 | 1.8129 | 3.6259 | 0 | 20.3125 | 10.5647 | 17.0341 | 17.0341 | 73.6505 | 0 | 0 | 2024: 73.6505; 2025: 0; 2026: 0; 2027: 0; 2028: 0; 2029: 0; 2030: 3.6259; 2031: 0; 2032: 0; 2033: 73.6505; 2034: 0; 2035: 0; 2036: 0; 2039: 0; 2040: 0
2018-01-25 22:00 | 1 | 21 | 5 | 0 | 0 | 0 | 1.6202 | 3.2404 | 0 | 20.3125 | 10.5647 | 17.0341 | 17.0341 | 65.8216 | 0 | 0 | 2024: 65.8216; 2025: 0; 2026: 0; 2027: 0; 2028: 0; 2029: 0; 2030: 3.2404; 2031: 0; 2032: 0; 2033: 65.8216; 2034: 0; 2035: 0; 2036: 0; 2039: 0; 2040: 0
2018-01-25 23:00 | 1 | 22 | 5 | 0 | 0 | 0 | 1.4505 | 2.901 | 0 | 20.3125 | 10.5647 | 17.0341 | 17.0341 | 58.9271 | 0 | 0 | 2024: 58.9271; 2025: 0; 2026: 0; 2027: 0; 2028: 0; 2029: 0; 2030: 2.901; 2031: 0; 2032: 0; 2033: 58.9271; 2034: 0; 2035: 0; 2036: 0; 2039: 0; 2040: 0
2018-01-26 | 1 | 23 | 5 | 0 | 0 | 0 | 1.3513 | 2.7026 | 0 | 20.3125 | 10.5647 | 17.0341 | 17.0341 | 54.8969 | 0 | 0 | 2024: 54.8969; 2025: 0; 2026: 0; 2027: 0; 2028: 0; 2029: 0; 2030: 2.7026; 2031: 0; 2032: 0; 2033: 54.8969; 2034: 0; 2035: 0; 2036: 0; 2039: 0; 2040: 0
2018-01-26 01:00 | 1 | 0 | 6 | 0 | 0 | 0 | 1.3151 | 2.6302 | 0 | 20.3125 | 10.5647 | 17.0341 | 17.0341 | 53.4265 | 0 | 0 | 2024: 53.4265; 2025: 0; 2026: 0; 2027: 0; 2028: 0; 2029: 0; 2030: 2.6302; 2031: 0; 2032: 0; 2033: 53.4265; 2034: 0; 2035: 0; 2036: 0; 2039: 0; 2040: 0
2018-01-26 02:00 | 1 | 1 | 6 | 0 | 0 | 0 | 1.3476 | 2.6952 | 0 | 20.3125 | 10.5647 | 17.0341 | 17.0341 | 54.7464 | 0 | 0 | 2024: 54.7464; 2025: 0; 2026: 0; 2027: 0; 2028: 0; 2029: 0; 2030: 2.6952; 2031: 0; 2032: 0; 2033: 54.7464; 2034: 0; 2035: 0; 2036: 0; 2039: 0; 2040: 0
2018-01-26 03:00 | 1 | 2 | 6 | 0 | 0 | 0 | 1.3625 | 2.7251 | 0 | 20.3125 | 10.5647 | 17.0341 | 17.0341 | 55.353 | 0 | 0 | 2024: 55.353; 2025: 0; 2026: 0; 2027: 0; 2028: 0; 2029: 0; 2030: 2.7251; 2031: 0; 2032: 0; 2033: 55.353; 2034: 0; 2035: 0; 2036: 0; 2039: 0; 2040: 0
2018-01-26 04:00 | 1 | 3 | 6 | 0 | 0 | 0 | 1.3464 | 2.6928 | 0 | 20.3125 | 10.5647 | 17.0341 | 17.0341 | 54.6968 | 0 | 0 | 2024: 54.6968; 2025: 0; 2026: 0; 2027: 0; 2028: 0; 2029: 0; 2030: 2.6928; 2031: 0; 2032: 0; 2033: 54.6968; 2034: 0; 2035: 0; 2036: 0; 2039: 0; 2040: 0
2018-01-26 05:00 | 1 | 4 | 6 | 0 | 0 | 0 | 1.3602 | 2.7204 | 0 | 20.3125 | 10.5647 | 17.0341 | 17.0341 | 55.2584 | 0 | 0 | 2024: 55.2584; 2025: 0; 2026: 0; 2027: 0; 2028: 0; 2029: 0; 2030: 2.7204; 2031: 0; 2032: 0; 2033: 55.2584; 2034: 0; 2035: 0; 2036: 0; 2039: 0; 2040: 0
2018-01-26 06:00 | 1 | 5 | 6 | 0 | 0 | 0 | 1.5262 | 3.0524 | 0 | 20.3125 | 10.5647 | 17.0341 | 17.0341 | 62.0021 | 0 | 0 | 2024: 62.0021; 2025: 0; 2026: 0; 2027: 0; 2028: 0; 2029: 0; 2030: 3.0524; 2031: 0; 2032: 0; 2033: 62.0021; 2034: 0; 2035: 0; 2036: 0; 2039: 0; 2040: 0
2018-01-26 07:00 | 1 | 6 | 6 | 0 | 0 | 0 | 1.6538 | 3.3076 | 0 | 20.3125 | 10.5647 | 17.0341 | 17.0341 | 67.1856 | 0 | 0 | 2024: 67.1856; 2025: 0; 2026: 0; 2027: 0; 2028: 0; 2029: 0; 2030: 3.3076; 2031: 0; 2032: 0; 2033: 67.1856; 2034: 0; 2035: 0; 2036: 0; 2039: 0; 2040: 0
2018-01-26 08:00 | 1 | 7 | 6 | 0 | 0 | 0.0052887 | 1.6715 | 3.343 | 0.04231 | 20.3125 | 10.5647 | 17.0341 | 17.0341 | 67.9047 | 0.04231 | 0 | 2024: 67.0453; 2025: 0.85941; 2026: 0; 2027: 0.72071; 2028: 0; 2029: 0; 2030: 3.3007; 2031: 0; 2032: 0; 2033: 67.0453; 2034: 0.85941; 2035: 0; 2036: 0.72071; 2039: 0.0052887; 2040: 0.013727
2018-01-26 09:00 | 1 | 8 | 6 | 0 | 0 | 0.028671 | 1.6757 | 3.3514 | 0.22937 | 20.3125 | 10.5647 | 17.0341 | 17.0341 | 68.0744 | 0.22937 | 0 | 2024: 63.4154; 2025: 4.6591; 2026: 0; 2027: 3.9071; 2028: 0; 2029: 0; 2030: 3.122; 2031: 0; 2032: 0; 2033: 63.4154; 2034: 4.6591; 2035: 0; 2036: 3.9071; 2039: 0.028671; 2040: 0.081393
2018-01-26 10:00 | 1 | 9 | 6 | 0 | 0 | 0.014528 | 1.5517 | 3.1033 | 0.11622 | 20.3125 | 10.5647 | 17.0341 | 17.0341 | 63.0359 | 0.11622 | 0 | 2024: 60.6751; 2025: 2.3608; 2026: 0; 2027: 1.9798; 2028: 0; 2029: 0; 2030: 2.9871; 2031: 0; 2032: 0; 2033: 60.6751; 2034: 2.3608; 2035: 0; 2036: 1.9798; 2039: 0.014528; 2040: 0.1915
2018-01-26 11:00 | 1 | 10 | 6 | 0 | 0 | 0.029239 | 1.4627 | 2.9255 | 0.23391 | 20.3125 | 10.5647 | 17.0341 | 17.0341 | 59.424 | 0.23391 | 0 | 2024: 54.6728; 2025: 4.7513; 2026: 0; 2027: 3.9844; 2028: 0; 2029: 0; 2030: 2.6916; 2031: 0; 2032: 0; 2033: 54.6728; 2034: 4.7513; 2035: 0; 2036: 3.9844; 2039: 0.029239; 2040: 0.12945
2018-01-26 12:00 | 1 | 11 | 6 | 0 | 0 | 0.053917 | 1.4967 | 2.9933 | 0.43133 | 20.3125 | 10.5647 | 17.0341 | 17.0341 | 60.8021 | 0.43133 | 0 | 2024: 52.0407; 2025: 8.7615; 2026: 0; 2027: 7.3474; 2028: 0; 2029: 0; 2030: 2.562; 2031: 0; 2032: 0; 2033: 52.0407; 2034: 8.7615; 2035: 0; 2036: 7.3474; 2039: 0.053917; 2040: 0.25696
2018-01-26 13:00 | 1 | 12 | 6 | 0 | 0 | 0.035822 | 1.3949 | 2.7897 | 0.28657 | 20.3125 | 10.5647 | 17.0341 | 17.0341 | 56.6668 | 0.28657 | 0 | 2024: 50.8457; 2025: 5.821; 2026: 0; 2027: 4.8815; 2028: 0; 2029: 0; 2030: 2.5032; 2031: 0; 2032: 0; 2033: 50.8457; 2034: 5.821; 2035: 0; 2036: 4.8815; 2039: 0.035822; 2040: 0.17664
2018-01-26 14:00 | 1 | 13 | 6 | 0 | 0 | 0.04504 | 1.3069 | 2.6138 | 0.36032 | 20.3125 | 10.5647 | 17.0341 | 17.0341 | 53.0928 | 0.36032 | 0 | 2024: 45.7738; 2025: 7.319; 2026: 0; 2027: 6.1377; 2028: 0; 2029: 0; 2030: 2.2535; 2031: 0; 2032: 0; 2033: 45.7738; 2034: 7.319; 2035: 0; 2036: 6.1377; 2039: 0.04504; 2040: 0.11403
2018-01-26 15:00 | 1 | 14 | 6 | 0 | 0 | 0.016761 | 1.3324 | 2.6648 | 0.13409 | 20.3125 | 10.5647 | 17.0341 | 17.0341 | 54.1289 | 0.13409 | 0 | 2024: 51.4052; 2025: 2.7237; 2026: 0; 2027: 2.2841; 2028: 0; 2029: 0; 2030: 2.5307; 2031: 0; 2032: 0; 2033: 51.4052; 2034: 2.7237; 2035: 0; 2036: 2.2841; 2039: 0.016761; 2040: 0.067428
2018-01-26 16:00 | 1 | 15 | 6 | 0 | 1 | 0.025432 | 1.4467 | 2.8935 | 0.20346 | 21.7915 | 12.0437 | 17.0341 | 17.0341 | 63.0536 | 0.20346 | 0 | 2024: 58.62; 2025: 4.4336; 2026: 0; 2027: 3.4657; 2028: 0; 2029: 0; 2030: 2.69; 2031: 0; 2032: 0; 2033: 58.62; 2034: 4.4336; 2035: 0; 2036: 3.4657; 2039: 0.025432; 2040: 0.042022
2018-01-26 17:00 | 1 | 16 | 6 | 0 | 1 | 0 | 1.5145 | 3.029 | 0 | 21.7915 | 12.0437 | 17.0341 | 17.0341 | 66.0061 | 0 | 0 | 2024: 66.0061; 2025: 0; 2026: 0; 2027: 0; 2028: 0; 2029: 0; 2030: 3.029; 2031: 0; 2032: 0; 2033: 66.0061; 2034: 0; 2035: 0; 2036: 0; 2039: 0; 2040: 0.0027713
2018-01-26 18:00 | 1 | 17 | 6 | 0 | 1 | 0 | 1.6557 | 3.3113 | 0 | 21.7915 | 12.0437 | 17.0341 | 17.0341 | 72.1587 | 0 | 0 | 2024: 72.1587; 2025: 0; 2026: 0; 2027: 0; 2028: 0; 2029: 0; 2030: 3.3113; 2031: 0; 2032: 0; 2033: 72.1587; 2034: 0; 2035: 0; 2036: 0; 2039: 0; 2040: 0
2018-01-26 19:00 | 1 | 18 | 6 | 0 | 1 | 0 | 1.6813 | 3.3627 | 0 | 21.7915 | 12.0437 | 17.0341 | 17.0341 | 73.2778 | 0 | 0 | 2024: 73.2778; 2025: 0; 2026: 0; 2027: 0; 2028: 0; 2029: 0; 2030: 3.3627; 2031: 0; 2032: 0; 2033: 73.2778; 2034: 0; 2035: 0; 2036: 0; 2039: 0; 2040: 0
2018-01-26 20:00 | 1 | 19 | 6 | 0 | 0 | 0 | 1.6665 | 3.333 | 0 | 20.3125 | 10.5647 | 17.0341 | 17.0341 | 67.7008 | 0 | 0 | 2024: 67.7008; 2025: 0; 2026: 0; 2027: 0; 2028: 0; 2029: 0; 2030: 3.333; 2031: 0; 2032: 0; 2033: 67.7008; 2034: 0; 2035: 0; 2036: 0; 2039: 0; 2040: 0
2018-01-26 21:00 | 1 | 20 | 6 | 0 | 0 | 0 | 1.5212 | 3.0424 | 0 | 20.3125 | 10.5647 | 17.0341 | 17.0341 | 61.7979 | 0 | 0 | 2024: 61.7979; 2025: 0; 2026: 0; 2027: 0; 2028: 0; 2029: 0; 2030: 3.0424; 2031: 0; 2032: 0; 2033: 61.7979; 2034: 0; 2035: 0; 2036: 0; 2039: 0; 2040: 0
2018-01-26 22:00 | 1 | 21 | 6 | 0 | 0 | 0 | 1.3315 | 2.663 | 0 | 20.3125 | 10.5647 | 17.0341 | 17.0341 | 54.093 | 0 | 0 | 2024: 54.093; 2025: 0; 2026: 0; 2027: 0; 2028: 0; 2029: 0; 2030: 2.663; 2031: 0; 2032: 0; 2033: 54.093; 2034: 0; 2035: 0; 2036: 0; 2039: 0; 2040: 0
2018-01-26 23:00 | 1 | 22 | 6 | 0 | 0 | 0 | 1.1633 | 2.3266 | 0 | 20.3125 | 10.5647 | 17.0341 | 17.0341 | 47.259 | 0 | 0 | 2024: 47.259; 2025: 0; 2026: 0; 2027: 0; 2028: 0; 2029: 0; 2030: 2.3266; 2031: 0; 2032: 0; 2033: 47.259; 2034: 0; 2035: 0; 2036: 0; 2039: 0; 2040: 0
2018-01-27 | 1 | 23 | 6 | 0 | 0 | 0 | 1.0263 | 2.0526 | 0 | 20.3125 | 10.5647 | 17.0341 | 17.0341 | 41.6934 | 0 | 0 | 2024: 41.6934; 2025: 0; 2026: 0; 2027: 0; 2028: 0; 2029: 0; 2030: 2.0526; 2031: 0; 2032: 0; 2033: 41.6934; 2034: 0; 2035: 0; 2036: 0; 2039: 0; 2040: 0
2018-01-27 01:00 | 1 | 0 | 7 | 0 | 0 | 0 | 0.95501 | 1.91 | 0 | 20.3125 | 10.5647 | 17.0341 | 17.0341 | 38.7972 | 0 | 0 | 2024: 38.7972; 2025: 0; 2026: 0; 2027: 0; 2028: 0; 2029: 0; 2030: 1.91; 2031: 0; 2032: 0; 2033: 38.7972; 2034: 0; 2035: 0; 2036: 0; 2039: 0; 2040: 0
2018-01-27 02:00 | 1 | 1 | 7 | 0 | 0 | 0 | 0.94864 | 1.8973 | 0 | 20.3125 | 10.5647 | 17.0341 | 17.0341 | 38.5386 | 0 | 0 | 2024: 38.5386; 2025: 0; 2026: 0; 2027: 0; 2028: 0; 2029: 0; 2030: 1.8973; 2031: 0; 2032: 0; 2033: 38.5386; 2034: 0; 2035: 0; 2036: 0; 2039: 0; 2040: 0
2018-01-27 03:00 | 1 | 2 | 7 | 0 | 0 | 0 | 0.95437 | 1.9087 | 0 | 20.3125 | 10.5647 | 17.0341 | 17.0341 | 38.7715 | 0 | 0 | 2024: 38.7715; 2025: 0; 2026: 0; 2027: 0; 2028: 0; 2029: 0; 2030: 1.9087; 2031: 0; 2032: 0; 2033: 38.7715; 2034: 0; 2035: 0; 2036: 0; 2039: 0; 2040: 0
2018-01-27 04:00 | 1 | 3 | 7 | 0 | 0 | 0 | 0.98962 | 1.9792 | 0 | 20.3125 | 10.5647 | 17.0341 | 17.0341 | 40.2033 | 0 | 0 | 2024: 40.2033; 2025: 0; 2026: 0; 2027: 0; 2028: 0; 2029: 0; 2030: 1.9792; 2031: 0; 2032: 0; 2033: 40.2033; 2034: 0; 2035: 0; 2036: 0; 2039: 0; 2040: 0
2018-01-27 05:00 | 1 | 4 | 7 | 0 | 0 | 0 | 1.0207 | 2.0413 | 0 | 20.3125 | 10.5647 | 17.0341 | 17.0341 | 41.4645 | 0 | 0 | 2024: 41.4645; 2025: 0; 2026: 0; 2027: 0; 2028: 0; 2029: 0; 2030: 2.0413; 2031: 0; 2032: 0; 2033: 41.4645; 2034: 0; 2035: 0; 2036: 0; 2039: 0; 2040: 0
2018-01-27 06:00 | 1 | 5 | 7 | 0 | 0 | 0 | 1.091 | 2.1821 | 0 | 20.3125 | 10.5647 | 17.0341 | 17.0341 | 44.3236 | 0 | 0 | 2024: 44.3236; 2025: 0; 2026: 0; 2027: 0; 2028: 0; 2029: 0; 2030: 2.1821; 2031: 0; 2032: 0; 2033: 44.3236; 2034: 0; 2035: 0; 2036: 0; 2039: 0; 2040: 0
2018-01-27 07:00 | 1 | 6 | 7 | 0 | 0 | 0 | 1.1916 | 2.3831 | 0 | 20.3125 | 10.5647 | 17.0341 | 17.0341 | 48.4074 | 0 | 0 | 2024: 48.4074; 2025: 0; 2026: 0; 2027: 0; 2028: 0; 2029: 0; 2030: 2.3831; 2031: 0; 2032: 0; 2033: 48.4074; 2034: 0; 2035: 0; 2036: 0; 2039: 0; 2040: 0
2018-01-27 08:00 | 1 | 7 | 7 | 0 | 0 | 0.058123 | 1.4669 | 2.9337 | 0.46498 | 20.3125 | 10.5647 | 17.0341 | 17.0341 | 59.5911 | 0.46498 | 0 | 2024: 50.1461; 2025: 9.445; 2026: 0; 2027: 7.9206; 2028: 0; 2029: 0; 2030: 2.4687; 2031: 0; 2032: 0; 2033: 50.1461; 2034: 9.445; 2035: 0; 2036: 7.9206; 2039: 0.058123; 2040: 0.073972
2018-01-27 09:00 | 1 | 8 | 7 | 0 | 0 | 0.052122 | 1.553 | 3.106 | 0.41697 | 20.3125 | 10.5647 | 17.0341 | 17.0341 | 63.09 | 0.41697 | 0 | 2024: 54.6202; 2025: 8.4698; 2026: 0; 2027: 7.1028; 2028: 0; 2029: 0; 2030: 2.689; 2031: 0; 2032: 0; 2033: 54.6202; 2034: 8.4698; 2035: 0; 2036: 7.1028; 2039: 0.052122; 2040: 0.22261
2018-01-27 10:00 | 1 | 9 | 7 | 0 | 0 | 0.13617 | 1.5272 | 3.0544 | 1.0894 | 20.3125 | 10.5647 | 17.0341 | 17.0341 | 62.0416 | 1.0894 | 0 | 2024: 39.9139; 2025: 22.1276; 2026: 0; 2027: 18.5563; 2028: 0; 2029: 0; 2030: 1.965; 2031: 0; 2032: 0; 2033: 39.9139; 2034: 22.1276; 2035: 0; 2036: 18.5563; 2039: 0.13617; 2040: 0.45264
2018-01-27 11:00 | 1 | 10 | 7 | 0 | 0 | 0.14224 | 1.5047 | 3.0094 | 1.1379 | 20.3125 | 10.5647 | 17.0341 | 17.0341 | 61.1276 | 1.1379 | 0 | 2024: 38.0141; 2025: 23.1135; 2026: 0; 2027: 19.3831; 2028: 0; 2029: 0; 2030: 1.8715; 2031: 0; 2032: 0; 2033: 38.0141; 2034: 23.1135; 2035: 0; 2036: 19.3831; 2039: 0.14224; 2040: 0.52519
2018-01-27 12:00 | 1 | 11 | 7 | 0 | 0 | 0.15177 | 1.4385 | 2.8769 | 1.2142 | 20.3125 | 10.5647 | 17.0341 | 17.0341 | 58.4377 | 1.2142 | 0 | 2024: 33.7751; 2025: 24.6626; 2026: 0; 2027: 20.6822; 2028: 0; 2029: 0; 2030: 1.6628; 2031: 0; 2032: 0; 2033: 33.7751; 2034: 24.6626; 2035: 0; 2036: 20.6822; 2039: 0.15177; 2040: 0.51354
2018-01-27 13:00 | 1 | 12 | 7 | 0 | 0 | 0.099347 | 1.4416 | 2.8832 | 0.79477 | 20.3125 | 10.5647 | 17.0341 | 17.0341 | 58.5641 | 0.79477 | 0 | 2024: 42.4203; 2025: 16.1438; 2026: 0; 2027: 13.5383; 2028: 0; 2029: 0; 2030: 2.0884; 2031: 0; 2032: 0; 2033: 42.4203; 2034: 16.1438; 2035: 0; 2036: 13.5383; 2039: 0.099347; 2040: 0.52966
2018-01-27 14:00 | 1 | 13 | 7 | 0 | 0 | 0.075285 | 1.4277 | 2.8555 | 0.60228 | 20.3125 | 10.5647 | 17.0341 | 17.0341 | 58.0014 | 0.60228 | 0 | 2024: 45.7676; 2025: 12.2338; 2026: 0; 2027: 10.2594; 2028: 0; 2029: 0; 2030: 2.2532; 2031: 0; 2032: 0; 2033: 45.7676; 2034: 12.2338; 2035: 0; 2036: 10.2594; 2039: 0.075285; 2040: 0.51046
2018-01-27 15:00 | 1 | 14 | 7 | 0 | 0 | 0.035127 | 1.4778 | 2.9555 | 0.28101 | 20.3125 | 10.5647 | 17.0341 | 17.0341 | 60.034 | 0.28101 | 0 | 2024: 54.3259; 2025: 5.7081; 2026: 0; 2027: 4.7868; 2028: 0; 2029: 0; 2030: 2.6745; 2031: 0; 2032: 0; 2033: 54.3259; 2034: 5.7081; 2035: 0; 2036: 4.7868; 2039: 0.035127; 2040: 0.35141
2018-01-27 16:00 | 1 | 15 | 7 | 0 | 1 | 0.032453 | 1.54 | 3.0801 | 0.25963 | 21.7915 | 12.0437 | 17.0341 | 17.0341 | 67.1191 | 0.25963 | 0 | 2024: 61.4615; 2025: 5.6576; 2026: 0; 2027: 4.4225; 2028: 0; 2029: 0; 2030: 2.8204; 2031: 0; 2032: 0; 2033: 61.4615; 2034: 5.6576; 2035: 0; 2036: 4.4225; 2039: 0.032453; 2040: 0.15574
2018-01-27 17:00 | 1 | 16 | 7 | 0 | 1 | 0 | 1.6188 | 3.2376 | 0 | 21.7915 | 12.0437 | 17.0341 | 17.0341 | 70.5516 | 0 | 0 | 2024: 70.5516; 2025: 0; 2026: 0; 2027: 0; 2028: 0; 2029: 0; 2030: 3.2376; 2031: 0; 2032: 0; 2033: 70.5516; 2034: 0; 2035: 0; 2036: 0; 2039: 0; 2040: 0.0092697
2018-01-27 18:00 | 1 | 17 | 7 | 0 | 1 | 0 | 1.8537 | 3.7075 | 0 | 21.7915 | 12.0437 | 17.0341 | 17.0341 | 80.7911 | 0 | 0 | 2024: 80.7911; 2025: 0; 2026: 0; 2027: 0; 2028: 0; 2029: 0; 2030: 3.7075; 2031: 0; 2032: 0; 2033: 80.7911; 2034: 0; 2035: 0; 2036: 0; 2039: 0; 2040: 0
2018-01-27 19:00 | 1 | 18 | 7 | 0 | 1 | 0 | 1.9522 | 3.9043 | 0 | 21.7915 | 12.0437 | 17.0341 | 17.0341 | 85.0814 | 0 | 0 | 2024: 85.0814; 2025: 0; 2026: 0; 2027: 0; 2028: 0; 2029: 0; 2030: 3.9043; 2031: 0; 2032: 0; 2033: 85.0814; 2034: 0; 2035: 0; 2036: 0; 2039: 0; 2040: 0
2018-01-27 20:00 | 1 | 19 | 7 | 0 | 0 | 0 | 1.9306 | 3.8612 | 0 | 20.3125 | 10.5647 | 17.0341 | 17.0341 | 78.4312 | 0 | 0 | 2024: 78.4312; 2025: 0; 2026: 0; 2027: 0; 2028: 0; 2029: 0; 2030: 3.8612; 2031: 0; 2032: 0; 2033: 78.4312; 2034: 0; 2035: 0; 2036: 0; 2039: 0; 2040: 0
2018-01-27 21:00 | 1 | 20 | 7 | 0 | 0 | 0 | 1.7708 | 3.5416 | 0 | 20.3125 | 10.5647 | 17.0341 | 17.0341 | 71.9388 | 0 | 0 | 2024: 71.9388; 2025: 0; 2026: 0; 2027: 0; 2028: 0; 2029: 0; 2030: 3.5416; 2031: 0; 2032: 0; 2033: 71.9388; 2034: 0; 2035: 0; 2036: 0; 2039: 0; 2040: 0
2018-01-27 22:00 | 1 | 21 | 7 | 0 | 0 | 0 | 1.6008 | 3.2016 | 0 | 20.3125 | 10.5647 | 17.0341 | 17.0341 | 65.0329 | 0 | 0 | 2024: 65.0329; 2025: 0; 2026: 0; 2027: 0; 2028: 0; 2029: 0; 2030: 3.2016; 2031: 0; 2032: 0; 2033: 65.0329; 2034: 0; 2035: 0; 2036: 0; 2039: 0; 2040: 0
2018-01-27 23:00 | 1 | 22 | 7 | 0 | 0 | 0 | 1.438 | 2.8761 | 0 | 20.3125 | 10.5647 | 17.0341 | 17.0341 | 58.42 | 0 | 0 | 2024: 58.42; 2025: 0; 2026: 0; 2027: 0; 2028: 0; 2029: 0; 2030: 2.8761; 2031: 0; 2032: 0; 2033: 58.42; 2034: 0; 2035: 0; 2036: 0; 2039: 0; 2040: 0
2018-01-28 | 1 | 23 | 7 | 0 | 0 | 0 | 1.3284 | 2.6568 | 0 | 20.3125 | 10.5647 | 17.0341 | 17.0341 | 53.9655 | 0 | 0 | 2024: 53.9655; 2025: 0; 2026: 0; 2027: 0; 2028: 0; 2029: 0; 2030: 2.6568; 2031: 0; 2032: 0; 2033: 53.9655; 2034: 0; 2035: 0; 2036: 0; 2039: 0; 2040: 0
2018-01-28 01:00 | 1 | 0 | 1 | 0 | 0 | 0 | 1.2827 | 2.5655 | 0 | 20.3125 | 10.5647 | 17.0341 | 17.0341 | 52.1109 | 0 | 0 | 2024: 52.1109; 2025: 0; 2026: 0; 2027: 0; 2028: 0; 2029: 0; 2030: 2.5655; 2031: 0; 2032: 0; 2033: 52.1109; 2034: 0; 2035: 0; 2036: 0; 2039: 0; 2040: 0
2018-01-28 02:00 | 1 | 1 | 1 | 0 | 0 | 0 | 1.2931 | 2.5862 | 0 | 20.3125 | 10.5647 | 17.0341 | 17.0341 | 52.5324 | 0 | 0 | 2024: 52.5324; 2025: 0; 2026: 0; 2027: 0; 2028: 0; 2029: 0; 2030: 2.5862; 2031: 0; 2032: 0; 2033: 52.5324; 2034: 0; 2035: 0; 2036: 0; 2039: 0; 2040: 0
2018-01-28 03:00 | 1 | 2 | 1 | 0 | 0 | 0 | 1.266 | 2.5319 | 0 | 20.3125 | 10.5647 | 17.0341 | 17.0341 | 51.4294 | 0 | 0 | 2024: 51.4294; 2025: 0; 2026: 0; 2027: 0; 2028: 0; 2029: 0; 2030: 2.5319; 2031: 0; 2032: 0; 2033: 51.4294; 2034: 0; 2035: 0; 2036: 0; 2039: 0; 2040: 0
2018-01-28 04:00 | 1 | 3 | 1 | 0 | 0 | 0 | 1.3071 | 2.6143 | 0 | 20.3125 | 10.5647 | 17.0341 | 17.0341 | 53.1027 | 0 | 0 | 2024: 53.1027; 2025: 0; 2026: 0; 2027: 0; 2028: 0; 2029: 0; 2030: 2.6143; 2031: 0; 2032: 0; 2033: 53.1027; 2034: 0; 2035: 0; 2036: 0; 2039: 0; 2040: 0
2018-01-28 05:00 | 1 | 4 | 1 | 0 | 0 | 0 | 1.3508 | 2.7015 | 0 | 20.3125 | 10.5647 | 17.0341 | 17.0341 | 54.8752 | 0 | 0 | 2024: 54.8752; 2025: 0; 2026: 0; 2027: 0; 2028: 0; 2029: 0; 2030: 2.7015; 2031: 0; 2032: 0; 2033: 54.8752; 2034: 0; 2035: 0; 2036: 0; 2039: 0; 2040: 0
2018-01-28 06:00 | 1 | 5 | 1 | 0 | 0 | 0 | 1.3952 | 2.7904 | 0 | 20.3125 | 10.5647 | 17.0341 | 17.0341 | 56.6808 | 0 | 0 | 2024: 56.6808; 2025: 0; 2026: 0; 2027: 0; 2028: 0; 2029: 0; 2030: 2.7904; 2031: 0; 2032: 0; 2033: 56.6808; 2034: 0; 2035: 0; 2036: 0; 2039: 0; 2040: 0
2018-01-28 07:00 | 1 | 6 | 1 | 0 | 0 | 0 | 1.5256 | 3.0512 | 0 | 20.3125 | 10.5647 | 17.0341 | 17.0341 | 61.9765 | 0 | 0 | 2024: 61.9765; 2025: 0; 2026: 0; 2027: 0; 2028: 0; 2029: 0; 2030: 3.0512; 2031: 0; 2032: 0; 2033: 61.9765; 2034: 0; 2035: 0; 2036: 0; 2039: 0; 2040: 0
2018-01-28 08:00 | 1 | 7 | 1 | 0 | 0 | 0.099569 | 1.6745 | 3.349 | 0.79655 | 20.3125 | 10.5647 | 17.0341 | 17.0341 | 68.0273 | 0.79655 | 0 | 2024: 51.8473; 2025: 16.18; 2026: 0; 2027: 13.5686; 2028: 0; 2029: 0; 2030: 2.5525; 2031: 0; 2032: 0; 2033: 51.8473; 2034: 16.18; 2035: 0; 2036: 13.5686; 2039: 0.099569; 2040: 0.084866
2018-01-28 09:00 | 1 | 8 | 1 | 0 | 0 | 0.12782 | 1.7487 | 3.4974 | 1.0226 | 20.3125 | 10.5647 | 17.0341 | 17.0341 | 71.0401 | 1.0226 | 0 | 2024: 50.2695; 2025: 20.7706; 2026: 0; 2027: 17.4183; 2028: 0; 2029: 0; 2030: 2.4748; 2031: 0; 2032: 0; 2033: 50.2695; 2034: 20.7706; 2035: 0; 2036: 17.4183; 2039: 0.12782; 2040: 0.24102
2018-01-28 10:00 | 1 | 9 | 1 | 0 | 0 | 0.092171 | 1.726 | 3.4519 | 0.73737 | 20.3125 | 10.5647 | 17.0341 | 17.0341 | 70.1169 | 0.73737 | 0 | 2024: 55.1391; 2025: 14.9778; 2026: 0; 2027: 12.5604; 2028: 0; 2029: 0; 2030: 2.7145; 2031: 0; 2032: 0; 2033: 55.1391; 2034: 14.9778; 2035: 0; 2036: 12.5604; 2039: 0.092171; 2040: 0.33114
2018-01-28 11:00 | 1 | 10 | 1 | 0 | 0 | 0.21599 | 1.6624 | 3.3248 | 1.7279 | 20.3125 | 10.5647 | 17.0341 | 17.0341 | 67.535 | 1.7279 | 0 | 2024: 32.4366; 2025: 35.0984; 2026: 0; 2027: 29.4336; 2028: 0; 2029: 0; 2030: 1.5969; 2031: 0; 2032: 0; 2033: 32.4366; 2034: 35.0984; 2035: 0; 2036: 29.4336; 2039: 0.21599; 2040: 0.28435
2018-01-28 12:00 | 1 | 11 | 1 | 0 | 0 | 0.064572 | 1.7 | 3.4 | 0.51657 | 20.3125 | 10.5647 | 17.0341 | 17.0341 | 69.0633 | 0.51657 | 0 | 2024: 58.5704; 2025: 10.4929; 2026: 0; 2027: 8.7994; 2028: 0; 2029: 0; 2030: 2.8835; 2031: 0; 2032: 0; 2033: 58.5704; 2034: 10.4929; 2035: 0; 2036: 8.7994; 2039: 0.064572; 2040: 0.4613
2018-01-28 13:00 | 1 | 12 | 1 | 0 | 0 | 0.048573 | 1.5241 | 3.0482 | 0.38859 | 20.3125 | 10.5647 | 17.0341 | 17.0341 | 61.9157 | 0.38859 | 0 | 2024: 54.0225; 2025: 7.8931; 2026: 0; 2027: 6.6192; 2028: 0; 2029: 0; 2030: 2.6596; 2031: 0; 2032: 0; 2033: 54.0225; 2034: 7.8931; 2035: 0; 2036: 6.6192; 2039: 0.048573; 2040: 0.52873
2018-01-28 14:00 | 1 | 13 | 1 | 0 | 0 | 0.028013 | 1.5012 | 3.0023 | 0.2241 | 20.3125 | 10.5647 | 17.0341 | 17.0341 | 60.9852 | 0.2241 | 0 | 2024: 56.4331; 2025: 4.552; 2026: 0; 2027: 3.8174; 2028: 0; 2029: 0; 2030: 2.7782; 2031: 0; 2032: 0; 2033: 56.4331; 2034: 4.552; 2035: 0; 2036: 3.8174; 2039: 0.028013; 2040: 0.58474
2018-01-28 15:00 | 1 | 14 | 1 | 0 | 0 | 0.040138 | 1.4778 | 2.9557 | 0.32111 | 20.3125 | 10.5647 | 17.0341 | 17.0341 | 60.037 | 0.32111 | 0 | 2024: 53.5145; 2025: 6.5225; 2026: 0; 2027: 5.4698; 2028: 0; 2029: 0; 2030: 2.6346; 2031: 0; 2032: 0; 2033: 53.5145; 2034: 6.5225; 2035: 0; 2036: 5.4698; 2039: 0.040138; 2040: 0.34359
2018-01-28 16:00 | 1 | 15 | 1 | 0 | 1 | 0.017023 | 1.5452 | 3.0905 | 0.13619 | 21.7915 | 12.0437 | 17.0341 | 17.0341 | 67.3456 | 0.13619 | 0 | 2024: 64.3779; 2025: 2.9677; 2026: 0; 2027: 2.3198; 2028: 0; 2029: 0; 2030: 2.9543; 2031: 0; 2032: 0; 2033: 64.3779; 2034: 2.9677; 2035: 0; 2036: 2.3198; 2039: 0.017023; 2040: 0.12914
2018-01-28 17:00 | 1 | 16 | 1 | 0 | 1 | 0 | 1.7572 | 3.5144 | 0 | 21.7915 | 12.0437 | 17.0341 | 17.0341 | 76.5837 | 0 | 0 | 2024: 76.5837; 2025: 0; 2026: 0; 2027: 0; 2028: 0; 2029: 0; 2030: 3.5144; 2031: 0; 2032: 0; 2033: 76.5837; 2034: 0; 2035: 0; 2036: 0; 2039: 0; 2040: 0.0065533
2018-01-28 18:00 | 1 | 17 | 1 | 0 | 1 | 0 | 1.9269 | 3.8537 | 0 | 21.7915 | 12.0437 | 17.0341 | 17.0341 | 83.9788 | 0 | 0 | 2024: 83.9788; 2025: 0; 2026: 0; 2027: 0; 2028: 0; 2029: 0; 2030: 3.8537; 2031: 0; 2032: 0; 2033: 83.9788; 2034: 0; 2035: 0; 2036: 0; 2039: 0; 2040: 0
2018-01-28 19:00 | 1 | 18 | 1 | 0 | 1 | 0 | 1.985 | 3.9701 | 0 | 21.7915 | 12.0437 | 17.0341 | 17.0341 | 86.5135 | 0 | 0 | 2024: 86.5135; 2025: 0; 2026: 0; 2027: 0; 2028: 0; 2029: 0; 2030: 3.9701; 2031: 0; 2032: 0; 2033: 86.5135; 2034: 0; 2035: 0; 2036: 0; 2039: 0; 2040: 0
2018-01-28 20:00 | 1 | 19 | 1 | 0 | 0 | 0 | 1.9426 | 3.8851 | 0 | 20.3125 | 10.5647 | 17.0341 | 17.0341 | 78.9169 | 0 | 0 | 2024: 78.9169; 2025: 0; 2026: 0; 2027: 0; 2028: 0; 2029: 0; 2030: 3.8851; 2031: 0; 2032: 0; 2033: 78.9169; 2034: 0; 2035: 0; 2036: 0; 2039: 0; 2040: 0
2018-01-28 21:00 | 1 | 20 | 1 | 0 | 0 | 0 | 1.8123 | 3.6246 | 0 | 20.3125 | 10.5647 | 17.0341 | 17.0341 | 73.6248 | 0 | 0 | 2024: 73.6248; 2025: 0; 2026: 0; 2027: 0; 2028: 0; 2029: 0; 2030: 3.6246; 2031: 0; 2032: 0; 2033: 73.6248; 2034: 0; 2035: 0; 2036: 0; 2039: 0; 2040: 0
2018-01-28 22:00 | 1 | 21 | 1 | 0 | 0 | 0 | 1.5948 | 3.1896 | 0 | 20.3125 | 10.5647 | 17.0341 | 17.0341 | 64.7897 | 0 | 0 | 2024: 64.7897; 2025: 0; 2026: 0; 2027: 0; 2028: 0; 2029: 0; 2030: 3.1896; 2031: 0; 2032: 0; 2033: 64.7897; 2034: 0; 2035: 0; 2036: 0; 2039: 0; 2040: 0
2018-01-28 23:00 | 1 | 22 | 1 | 0 | 0 | 0 | 1.3428 | 2.6855 | 0 | 20.3125 | 10.5647 | 17.0341 | 17.0341 | 54.55 | 0 | 0 | 2024: 54.55; 2025: 0; 2026: 0; 2027: 0; 2028: 0; 2029: 0; 2030: 2.6855; 2031: 0; 2032: 0; 2033: 54.55; 2034: 0; 2035: 0; 2036: 0; 2039: 0; 2040: 0
2018-01-29 | 1 | 23 | 1 | 0 | 0 | 0 | 1.2441 | 2.4881 | 0 | 20.3125 | 10.5647 | 17.0341 | 17.0341 | 50.5401 | 0 | 0 | 2024: 50.5401; 2025: 0; 2026: 0; 2027: 0; 2028: 0; 2029: 0; 2030: 2.4881; 2031: 0; 2032: 0; 2033: 50.5401; 2034: 0; 2035: 0; 2036: 0; 2039: 0; 2040: 0
2018-01-29 01:00 | 1 | 0 | 2 | 0 | 0 | 0 | 1.2034 | 2.4069 | 0 | 20.3125 | 10.5647 | 17.0341 | 17.0341 | 48.8901 | 0 | 0 | 2024: 48.8901; 2025: 0; 2026: 0; 2027: 0; 2028: 0; 2029: 0; 2030: 2.4069; 2031: 0; 2032: 0; 2033: 48.8901; 2034: 0; 2035: 0; 2036: 0; 2039: 0; 2040: 0
2018-01-29 02:00 | 1 | 1 | 2 | 0 | 0 | 0 | 1.1502 | 2.3004 | 0 | 20.3125 | 10.5647 | 17.0341 | 17.0341 | 46.7273 | 0 | 0 | 2024: 46.7273; 2025: 0; 2026: 0; 2027: 0; 2028: 0; 2029: 0; 2030: 2.3004; 2031: 0; 2032: 0; 2033: 46.7273; 2034: 0; 2035: 0; 2036: 0; 2039: 0; 2040: 0
2018-01-29 03:00 | 1 | 2 | 2 | 0 | 0 | 0 | 1.1033 | 2.2067 | 0 | 20.3125 | 10.5647 | 17.0341 | 17.0341 | 44.8227 | 0 | 0 | 2024: 44.8227; 2025: 0; 2026: 0; 2027: 0; 2028: 0; 2029: 0; 2030: 2.2067; 2031: 0; 2032: 0; 2033: 44.8227; 2034: 0; 2035: 0; 2036: 0; 2039: 0; 2040: 0
2018-01-29 04:00 | 1 | 3 | 2 | 0 | 0 | 0 | 1.0991 | 2.1982 | 0 | 20.3125 | 10.5647 | 17.0341 | 17.0341 | 44.651 | 0 | 0 | 2024: 44.651; 2025: 0; 2026: 0; 2027: 0; 2028: 0; 2029: 0; 2030: 2.1982; 2031: 0; 2032: 0; 2033: 44.651; 2034: 0; 2035: 0; 2036: 0; 2039: 0; 2040: 0
2018-01-29 05:00 | 1 | 4 | 2 | 0 | 0 | 0 | 1.1333 | 2.2666 | 0 | 20.3125 | 10.5647 | 17.0341 | 17.0341 | 46.0411 | 0 | 0 | 2024: 46.0411; 2025: 0; 2026: 0; 2027: 0; 2028: 0; 2029: 0; 2030: 2.2666; 2031: 0; 2032: 0; 2033: 46.0411; 2034: 0; 2035: 0; 2036: 0; 2039: 0; 2040: 0
2018-01-29 06:00 | 1 | 5 | 2 | 0 | 0 | 0 | 1.2793 | 2.5587 | 0 | 20.3125 | 10.5647 | 17.0341 | 17.0341 | 51.9728 | 0 | 0 | 2024: 51.9728; 2025: 0; 2026: 0; 2027: 0; 2028: 0; 2029: 0; 2030: 2.5587; 2031: 0; 2032: 0; 2033: 51.9728; 2034: 0; 2035: 0; 2036: 0; 2039: 0; 2040: 0
2018-01-29 07:00 | 1 | 6 | 2 | 0 | 0 | 0 | 1.3614 | 2.7229 | 0 | 20.3125 | 10.5647 | 17.0341 | 17.0341 | 55.3081 | 0 | 0 | 2024: 55.3081; 2025: 0; 2026: 0; 2027: 0; 2028: 0; 2029: 0; 2030: 2.7229; 2031: 0; 2032: 0; 2033: 55.3081; 2034: 0; 2035: 0; 2036: 0; 2039: 0; 2040: 0
2018-01-29 08:00 | 1 | 7 | 2 | 0 | 0 | 0.01266 | 1.4053 | 2.8107 | 0.10128 | 20.3125 | 10.5647 | 17.0341 | 17.0341 | 57.0919 | 0.10128 | 0 | 2024: 55.0347; 2025: 2.0572; 2026: 0; 2027: 1.7251; 2028: 0; 2029: 0; 2030: 2.7094; 2031: 0; 2032: 0; 2033: 55.0347; 2034: 2.0572; 2035: 0; 2036: 1.7251; 2039: 0.01266; 2040: 0.030986
2018-01-29 09:00 | 1 | 8 | 2 | 0 | 0 | 0.17074 | 1.3888 | 2.7777 | 1.3659 | 20.3125 | 10.5647 | 17.0341 | 17.0341 | 56.422 | 1.3659 | 0 | 2024: 28.6769; 2025: 27.7451; 2026: 0; 2027: 23.2671; 2028: 0; 2029: 0; 2030: 1.4118; 2031: 0; 2032: 0; 2033: 28.6769; 2034: 27.7451; 2035: 0; 2036: 23.2671; 2039: 0.17074; 2040: 0.16535
2018-01-29 10:00 | 1 | 9 | 2 | 0 | 0 | 0.37751 | 1.3321 | 2.6643 | 3.0201 | 20.3125 | 10.5647 | 17.0341 | 17.0341 | 54.1179 | 2.6643 | 0.35579 | 2024: 0; 2025: 54.1179; 2026: 3.7588; 2027: 51.4441; 2028: 0.35579; 2029: 0.35579; 2030: 0; 2031: 0; 2032: 0; 2033: 0; 2034: 54.1179; 2035: 0; 2036: 51.4441; 2039: 0.37751; 2040: 0.22338
2018-01-29 11:00 | 1 | 10 | 2 | 0 | 0 | 0.41122 | 1.2172 | 2.4344 | 3.2898 | 20.3125 | 10.5647 | 17.0341 | 17.0341 | 49.4487 | 2.4344 | 0.85537 | 2024: 0; 2025: 49.4487; 2026: 9.0368; 2027: 56.0384; 2028: 0.85537; 2029: 1.2112; 2030: 0; 2031: 0; 2032: 0; 2033: 0; 2034: 49.4487; 2035: 0; 2036: 56.0384; 2039: 0.41122; 2040: 0.33664
2018-01-29 12:00 | 1 | 11 | 2 | 0 | 0 | 0.6491 | 1.2133 | 2.4267 | 5.1928 | 20.3125 | 10.5647 | 17.0341 | 17.0341 | 49.2919 | 2.4267 | 2.7661 | 2024: 0; 2025: 49.2919; 2026: 29.2235; 2027: 88.4552; 2028: 2.7661; 2029: 3.9773; 2030: 0; 2031: 0; 2032: 0; 2033: 0; 2034: 49.2919; 2035: 0; 2036: 88.4552; 2039: 0.6491; 2040: 0.32921
2018-01-29 13:00 | 1 | 12 | 2 | 0 | 0 | 0.62815 | 1.1542 | 2.3085 | 5.0252 | 20.3125 | 10.5647 | 17.0341 | 17.0341 | 46.8906 | 2.3085 | 2.7167 | 2024: 0; 2025: 46.8906; 2026: 28.7017; 2027: 85.6001; 2028: 2.7167; 2029: 6.694; 2030: 0; 2031: 0; 2032: 0; 2033: 0; 2034: 46.8906; 2035: 0; 2036: 85.6001; 2039: 0.62815; 2040: 0.34007
2018-01-29 14:00 | 1 | 13 | 2 | 0 | 0 | 0.55897 | 1.0901 | 2.1802 | 4.4718 | 20.3125 | 10.5647 | 17.0341 | 17.0341 | 44.2863 | 2.1802 | 2.2915 | 2024: 0; 2025: 44.2863; 2026: 24.2095; 2027: 76.173; 2028: 2.2915; 2029: 8.9856; 2030: 0; 2031: 0; 2032: 0; 2033: 0; 2034: 44.2863; 2035: 0; 2036: 76.173; 2039: 0.55897; 2040: 0.31796
2018-01-29 15:00 | 1 | 14 | 2 | 0 | 0 | 0.437 | 1.1292 | 2.2584 | 3.496 | 20.3125 | 10.5647 | 17.0341 | 17.0341 | 45.873 | 2.2584 | 1.2376 | 2024: 0; 2025: 45.873; 2026: 13.0754; 2027: 59.5515; 2028: 1.2376; 2029: 10.2232; 2030: 0; 2031: 0; 2032: 0; 2033: 0; 2034: 45.873; 2035: 0; 2036: 59.5515; 2039: 0.437; 2040: 0.21381
2018-01-29 16:00 | 1 | 15 | 2 | 0 | 1 | 0.24657 | 1.2981 | 2.5962 | 1.9726 | 21.7915 | 12.0437 | 17.0341 | 17.0341 | 56.5749 | 1.9726 | 0 | 2024: 13.5897; 2025: 42.9852; 2026: 0; 2027: 33.601; 2028: 0; 2029: 10.2232; 2030: 0.62363; 2031: 0.62363; 2032: 0; 2033: 0; 2034: 56.5749; 2035: 0; 2036: 33.601; 2039: 0.24657; 2040: 0.13585
2018-01-29 17:00 | 1 | 16 | 2 | 0 | 1 | 0.024048 | 1.4041 | 2.8083 | 0.19239 | 21.7915 | 12.0437 | 17.0341 | 17.0341 | 61.1965 | 0.19239 | 0 | 2024: 57.0041; 2025: 4.1924; 2026: 0; 2027: 3.2772; 2028: 0; 2029: 9.5454; 2030: 2.6159; 2031: 2.6159; 2032: 0; 2033: 0; 2034: 61.1965; 2035: 0; 2036: 3.2772; 2039: 0.024048; 2040: 0.007308
2018-01-29 18:00 | 1 | 17 | 2 | 0 | 1 | 0 | 1.4838 | 2.9676 | 0 | 21.7915 | 12.0437 | 17.0341 | 17.0341 | 64.6682 | 0 | 0 | 2024: 64.6682; 2025: 0; 2026: 0; 2027: 0; 2028: 0; 2029: 6.702; 2030: 2.9676; 2031: 2.9676; 2032: 0; 2033: 0; 2034: 64.6682; 2035: 0; 2036: 0; 2039: 0; 2040: 0
2018-01-29 19:00 | 1 | 18 | 2 | 0 | 1 | 0 | 1.5676 | 3.1352 | 0 | 21.7915 | 12.0437 | 17.0341 | 17.0341 | 68.3215 | 0 | 0 | 2024: 68.3215; 2025: 0; 2026: 0; 2027: 0; 2028: 0; 2029: 3.4764; 2030: 3.1352; 2031: 3.1352; 2032: 0; 2033: 0; 2034: 68.3215; 2035: 0; 2036: 0; 2039: 0; 2040: 0
2018-01-29 20:00 | 1 | 19 | 2 | 0 | 0 | 0 | 1.4735 | 2.947 | 0 | 20.3125 | 10.5647 | 17.0341 | 17.0341 | 59.8611 | 0 | 0 | 2024: 59.8611; 2025: 0; 2026: 0; 2027: 0; 2028: 0; 2029: 0.068501; 2030: 2.947; 2031: 0.063021; 2032: 0; 2033: 58.581; 2034: 1.2801; 2035: 0; 2036: 0; 2039: 0; 2040: 0
2018-01-29 21:00 | 1 | 20 | 2 | 0 | 0 | 0 | 1.3257 | 2.6515 | 0 | 20.3125 | 10.5647 | 17.0341 | 17.0341 | 53.858 | 0 | 0 | 2024: 53.858; 2025: 0; 2026: 0; 2027: 0; 2028: 0; 2029: 0; 2030: 2.6515; 2031: 0; 2032: 0; 2033: 53.858; 2034: 0; 2035: 0; 2036: 0; 2039: 0; 2040: 0
2018-01-29 22:00 | 1 | 21 | 2 | 0 | 0 | 0 | 1.1583 | 2.3165 | 0 | 20.3125 | 10.5647 | 17.0341 | 17.0341 | 47.0546 | 0 | 0 | 2024: 47.0546; 2025: 0; 2026: 0; 2027: 0; 2028: 0; 2029: 0; 2030: 2.3165; 2031: 0; 2032: 0; 2033: 47.0546; 2034: 0; 2035: 0; 2036: 0; 2039: 0; 2040: 0
2018-01-29 23:00 | 1 | 22 | 2 | 0 | 0 | 0 | 0.96866 | 1.9373 | 0 | 20.3125 | 10.5647 | 17.0341 | 17.0341 | 39.3519 | 0 | 0 | 2024: 39.3519; 2025: 0; 2026: 0; 2027: 0; 2028: 0; 2029: 0; 2030: 1.9373; 2031: 0; 2032: 0; 2033: 39.3519; 2034: 0; 2035: 0; 2036: 0; 2039: 0; 2040: 0
2018-01-30 | 1 | 23 | 2 | 0 | 0 | 0 | 0.85574 | 1.7115 | 0 | 20.3125 | 10.5647 | 17.0341 | 17.0341 | 34.7646 | 0 | 0 | 2024: 34.7646; 2025: 0; 2026: 0; 2027: 0; 2028: 0; 2029: 0; 2030: 1.7115; 2031: 0; 2032: 0; 2033: 34.7646; 2034: 0; 2035: 0; 2036: 0; 2039: 0; 2040: 0
2018-01-30 01:00 | 1 | 0 | 3 | 0 | 0 | 0 | 0.79329 | 1.5866 | 0 | 20.3125 | 10.5647 | 17.0341 | 17.0341 | 32.2276 | 0 | 0 | 2024: 32.2276; 2025: 0; 2026: 0; 2027: 0; 2028: 0; 2029: 0; 2030: 1.5866; 2031: 0; 2032: 0; 2033: 32.2276; 2034: 0; 2035: 0; 2036: 0; 2039: 0; 2040: 0
2018-01-30 02:00 | 1 | 1 | 3 | 0 | 0 | 0 | 0.78317 | 1.5663 | 0 | 20.3125 | 10.5647 | 17.0341 | 17.0341 | 31.8163 | 0 | 0 | 2024: 31.8163; 2025: 0; 2026: 0; 2027: 0; 2028: 0; 2029: 0; 2030: 1.5663; 2031: 0; 2032: 0; 2033: 31.8163; 2034: 0; 2035: 0; 2036: 0; 2039: 0; 2040: 0
2018-01-30 03:00 | 1 | 2 | 3 | 0 | 0 | 0 | 0.79448 | 1.589 | 0 | 20.3125 | 10.5647 | 17.0341 | 17.0341 | 32.2757 | 0 | 0 | 2024: 32.2757; 2025: 0; 2026: 0; 2027: 0; 2028: 0; 2029: 0; 2030: 1.589; 2031: 0; 2032: 0; 2033: 32.2757; 2034: 0; 2035: 0; 2036: 0; 2039: 0; 2040: 0
2018-01-30 04:00 | 1 | 3 | 3 | 0 | 0 | 0 | 0.81304 | 1.6261 | 0 | 20.3125 | 10.5647 | 17.0341 | 17.0341 | 33.0298 | 0 | 0 | 2024: 33.0298; 2025: 0; 2026: 0; 2027: 0; 2028: 0; 2029: 0; 2030: 1.6261; 2031: 0; 2032: 0; 2033: 33.0298; 2034: 0; 2035: 0; 2036: 0; 2039: 0; 2040: 0
2018-01-30 05:00 | 1 | 4 | 3 | 0 | 0 | 0 | 0.85286 | 1.7057 | 0 | 20.3125 | 10.5647 | 17.0341 | 17.0341 | 34.6476 | 0 | 0 | 2024: 34.6476; 2025: 0; 2026: 0; 2027: 0; 2028: 0; 2029: 0; 2030: 1.7057; 2031: 0; 2032: 0; 2033: 34.6476; 2034: 0; 2035: 0; 2036: 0; 2039: 0; 2040: 0
2018-01-30 06:00 | 1 | 5 | 3 | 0 | 0 | 0 | 1.0256 | 2.0512 | 0 | 20.3125 | 10.5647 | 17.0341 | 17.0341 | 41.665 | 0 | 0 | 2024: 41.665; 2025: 0; 2026: 0; 2027: 0; 2028: 0; 2029: 0; 2030: 2.0512; 2031: 0; 2032: 0; 2033: 41.665; 2034: 0; 2035: 0; 2036: 0; 2039: 0; 2040: 0
2018-01-30 07:00 | 1 | 6 | 3 | 0 | 0 | 0 | 1.1914 | 2.3827 | 0 | 20.3125 | 10.5647 | 17.0341 | 17.0341 | 48.3995 | 0 | 0 | 2024: 48.3995; 2025: 0; 2026: 0; 2027: 0; 2028: 0; 2029: 0; 2030: 2.3827; 2031: 0; 2032: 0; 2033: 48.3995; 2034: 0; 2035: 0; 2036: 0; 2039: 0; 2040: 0
2018-01-30 08:00 | 1 | 7 | 3 | 0 | 0 | 0.043967 | 1.2412 | 2.4824 | 0.35173 | 20.3125 | 10.5647 | 17.0341 | 17.0341 | 50.4228 | 0.35173 | 0 | 2024: 43.2783; 2025: 7.1446; 2026: 0; 2027: 5.9915; 2028: 0; 2029: 0; 2030: 2.1306; 2031: 0; 2032: 0; 2033: 43.2783; 2034: 7.1446; 2035: 0; 2036: 5.9915; 2039: 0.043967; 2040: 0.065712
2018-01-30 09:00 | 1 | 8 | 3 | 0 | 0 | 0.16601 | 1.2699 | 2.5398 | 1.3281 | 20.3125 | 10.5647 | 17.0341 | 17.0341 | 51.5898 | 1.3281 | 0 | 2024: 24.6123; 2025: 26.9774; 2026: 0; 2027: 22.6234; 2028: 0; 2029: 0; 2030: 1.2117; 2031: 0; 2032: 0; 2033: 24.6123; 2034: 26.9774; 2035: 0; 2036: 22.6234; 2039: 0.16601; 2040: 0.22546
2018-01-30 10:00 | 1 | 9 | 3 | 0 | 0 | 0.25981 | 1.2044 | 2.4087 | 2.0785 | 20.3125 | 10.5647 | 17.0341 | 17.0341 | 48.9269 | 2.0785 | 0 | 2024: 6.7073; 2025: 42.2196; 2026: 0; 2027: 35.4055; 2028: 0; 2029: 0; 2030: 0.3302; 2031: 0; 2032: 0; 2033: 6.7073; 2034: 42.2196; 2035: 0; 2036: 35.4055; 2039: 0.25981; 2040: 0.35239
2018-01-30 11:00 | 1 | 10 | 3 | 0 | 0 | 0.28328 | 1.2118 | 2.4236 | 2.2662 | 20.3125 | 10.5647 | 17.0341 | 17.0341 | 49.2287 | 2.2662 | 0 | 2024: 3.1957; 2025: 46.033; 2026: 0; 2027: 38.6035; 2028: 0; 2029: 0; 2030: 0.15733; 2031: 0; 2032: 0; 2033: 3.1957; 2034: 46.033; 2035: 0; 2036: 38.6035; 2039: 0.28328; 2040: 0.49439
2018-01-30 12:00 | 1 | 11 | 3 | 0 | 0 | 0.39114 | 1.1963 | 2.3927 | 3.1291 | 20.3125 | 10.5647 | 17.0341 | 17.0341 | 48.6015 | 2.3927 | 0.73646 | 2024: 0; 2025: 48.6015; 2026: 7.7805; 2027: 53.3023; 2028: 0.73646; 2029: 0.73646; 2030: 0; 2031: 0; 2032: 0; 2033: 0; 2034: 48.6015; 2035: 0; 2036: 53.3023; 2039: 0.39114; 2040: 0.51679
2018-01-30 13:00 | 1 | 12 | 3 | 0 | 0 | 0.51616 | 1.1648 | 2.3295 | 4.1293 | 20.3125 | 10.5647 | 17.0341 | 17.0341 | 47.3183 | 2.3295 | 1.7998 | 2024: 0; 2025: 47.3183; 2026: 19.0143; 2027: 70.3392; 2028: 1.7998; 2029: 2.5362; 2030: 0; 2031: 0; 2032: 0; 2033: 0; 2034: 47.3183; 2035: 0; 2036: 70.3392; 2039: 0.51616; 2040: 0.47536
2018-01-30 14:00 | 1 | 13 | 3 | 0 | 0 | 0.50321 | 1.141 | 2.2821 | 4.0256 | 20.3125 | 10.5647 | 17.0341 | 17.0341 | 46.355 | 2.2821 | 1.7436 | 2024: 0; 2025: 46.355; 2026: 18.4202; 2027: 68.5735; 2028: 1.7436; 2029: 4.2798; 2030: 0; 2031: 0; 2032: 0; 2033: 0; 2034: 46.355; 2035: 0; 2036: 68.5735; 2039: 0.50321; 2040: 0.44389
2018-01-30 15:00 | 1 | 14 | 3 | 0 | 0 | 0.27349 | 1.1522 | 2.3044 | 2.1879 | 20.3125 | 10.5647 | 17.0341 | 17.0341 | 46.8087 | 2.1879 | 0 | 2024: 2.3669; 2025: 44.4418; 2026: 0; 2027: 37.2691; 2028: 0; 2029: 4.2798; 2030: 0.11652; 2031: 0.11652; 2032: 0; 2033: 0; 2034: 46.8087; 2035: 0; 2036: 37.2691; 2039: 0.27349; 2040: 0.32188
2018-01-30 16:00 | 1 | 15 | 3 | 0 | 1 | 0.22223 | 1.2245 | 2.4491 | 1.7779 | 21.7915 | 12.0437 | 17.0341 | 17.0341 | 53.3692 | 1.7779 | 0 | 2024: 14.6269; 2025: 38.7423; 2026: 0; 2027: 30.2844; 2028: 0; 2029: 4.1531; 2030: 0.67122; 2031: 0.67122; 2032: 0; 2033: 0; 2034: 53.3692; 2035: 0; 2036: 30.2844; 2039: 0.22223; 2040: 0.17961
2018-01-30 17:00 | 1 | 16 | 3 | 0 | 1 | 0.0012412 | 1.3839 | 2.7678 | 0.00993 | 21.7915 | 12.0437 | 17.0341 | 17.0341 | 60.3135 | 0.00993 | 0 | 2024: 60.0971; 2025: 0.21639; 2026: 0; 2027: 0.16915; 2028: 0; 2029: 3.4236; 2030: 2.7578; 2031: 2.7578; 2032: 0; 2033: 0; 2034: 60.3135; 2035: 0; 2036: 0.16915; 2039: 0.0012412; 2040: 0.013752
2018-01-30 18:00 | 1 | 17 | 3 | 0 | 1 | 0 | 1.544 | 3.0881 | 0 | 21.7915 | 12.0437 | 17.0341 | 17.0341 | 67.2939 | 0 | 0 | 2024: 67.2939; 2025: 0; 2026: 0; 2027: 0; 2028: 0; 2029: 0.42591; 2030: 3.0881; 2031: 0.39184; 2032: 0; 2033: 58.7551; 2034: 8.5388; 2035: 0; 2036: 0; 2039: 0; 2040: 0
2018-01-30 19:00 | 1 | 18 | 3 | 0 | 1 | 0 | 1.5355 | 3.0711 | 0 | 21.7915 | 12.0437 | 17.0341 | 17.0341 | 66.9233 | 0 | 0 | 2024: 66.9233; 2025: 0; 2026: 0; 2027: 0; 2028: 0; 2029: 0; 2030: 3.0711; 2031: 0; 2032: 0; 2033: 66.9233; 2034: 0; 2035: 0; 2036: 0; 2039: 0; 2040: 0
2018-01-30 20:00 | 1 | 19 | 3 | 0 | 0 | 0 | 1.4492 | 2.8984 | 0 | 20.3125 | 10.5647 | 17.0341 | 17.0341 | 58.8745 | 0 | 0 | 2024: 58.8745; 2025: 0; 2026: 0; 2027: 0; 2028: 0; 2029: 0; 2030: 2.8984; 2031: 0; 2032: 0; 2033: 58.8745; 2034: 0; 2035: 0; 2036: 0; 2039: 0; 2040: 0
2018-01-30 21:00 | 1 | 20 | 3 | 0 | 0 | 0 | 1.4009 | 2.8018 | 0 | 20.3125 | 10.5647 | 17.0341 | 17.0341 | 56.9106 | 0 | 0 | 2024: 56.9106; 2025: 0; 2026: 0; 2027: 0; 2028: 0; 2029: 0; 2030: 2.8018; 2031: 0; 2032: 0; 2033: 56.9106; 2034: 0; 2035: 0; 2036: 0; 2039: 0; 2040: 0
2018-01-30 22:00 | 1 | 21 | 3 | 0 | 0 | 0 | 1.2876 | 2.5752 | 0 | 20.3125 | 10.5647 | 17.0341 | 17.0341 | 52.3081 | 0 | 0 | 2024: 52.3081; 2025: 0; 2026: 0; 2027: 0; 2028: 0; 2029: 0; 2030: 2.5752; 2031: 0; 2032: 0; 2033: 52.3081; 2034: 0; 2035: 0; 2036: 0; 2039: 0; 2040: 0
2018-01-30 23:00 | 1 | 22 | 3 | 0 | 0 | 0 | 1.0412 | 2.0824 | 0 | 20.3125 | 10.5647 | 17.0341 | 17.0341 | 42.2982 | 0 | 0 | 2024: 42.2982; 2025: 0; 2026: 0; 2027: 0; 2028: 0; 2029: 0; 2030: 2.0824; 2031: 0; 2032: 0; 2033: 42.2982; 2034: 0; 2035: 0; 2036: 0; 2039: 0; 2040: 0
2018-01-31 | 1 | 23 | 3 | 0 | 0 | 0 | 0.92505 | 1.8501 | 0 | 20.3125 | 10.5647 | 17.0341 | 17.0341 | 37.5803 | 0 | 0 | 2024: 37.5803; 2025: 0; 2026: 0; 2027: 0; 2028: 0; 2029: 0; 2030: 1.8501; 2031: 0; 2032: 0; 2033: 37.5803; 2034: 0; 2035: 0; 2036: 0; 2039: 0; 2040: 0
2018-01-31 01:00 | 1 | 0 | 4 | 0 | 0 | 0 | 0.82678 | 1.6536 | 0 | 20.3125 | 10.5647 | 17.0341 | 17.0341 | 33.5881 | 0 | 0 | 2024: 33.5881; 2025: 0; 2026: 0; 2027: 0; 2028: 0; 2029: 0; 2030: 1.6536; 2031: 0; 2032: 0; 2033: 33.5881; 2034: 0; 2035: 0; 2036: 0; 2039: 0; 2040: 0
2018-01-31 02:00 | 1 | 1 | 4 | 0 | 0 | 0 | 0.82641 | 1.6528 | 0 | 20.3125 | 10.5647 | 17.0341 | 17.0341 | 33.573 | 0 | 0 | 2024: 33.573; 2025: 0; 2026: 0; 2027: 0; 2028: 0; 2029: 0; 2030: 1.6528; 2031: 0; 2032: 0; 2033: 33.573; 2034: 0; 2035: 0; 2036: 0; 2039: 0; 2040: 0
2018-01-31 03:00 | 1 | 2 | 4 | 0 | 0 | 0 | 0.83664 | 1.6733 | 0 | 20.3125 | 10.5647 | 17.0341 | 17.0341 | 33.9885 | 0 | 0 | 2024: 33.9885; 2025: 0; 2026: 0; 2027: 0; 2028: 0; 2029: 0; 2030: 1.6733; 2031: 0; 2032: 0; 2033: 33.9885; 2034: 0; 2035: 0; 2036: 0; 2039: 0; 2040: 0
2018-01-31 04:00 | 1 | 3 | 4 | 0 | 0 | 0 | 0.87307 | 1.7461 | 0 | 20.3125 | 10.5647 | 17.0341 | 17.0341 | 35.4684 | 0 | 0 | 2024: 35.4684; 2025: 0; 2026: 0; 2027: 0; 2028: 0; 2029: 0; 2030: 1.7461; 2031: 0; 2032: 0; 2033: 35.4684; 2034: 0; 2035: 0; 2036: 0; 2039: 0; 2040: 0
2018-01-31 05:00 | 1 | 4 | 4 | 0 | 0 | 0 | 0.90115 | 1.8023 | 0 | 20.3125 | 10.5647 | 17.0341 | 17.0341 | 36.6094 | 0 | 0 | 2024: 36.6094; 2025: 0; 2026: 0; 2027: 0; 2028: 0; 2029: 0; 2030: 1.8023; 2031: 0; 2032: 0; 2033: 36.6094; 2034: 0; 2035: 0; 2036: 0; 2039: 0; 2040: 0
2018-01-31 06:00 | 1 | 5 | 4 | 0 | 0 | 0 | 1.0461 | 2.0922 | 0 | 20.3125 | 10.5647 | 17.0341 | 17.0341 | 42.4987 | 0 | 0 | 2024: 42.4987; 2025: 0; 2026: 0; 2027: 0; 2028: 0; 2029: 0; 2030: 2.0922; 2031: 0; 2032: 0; 2033: 42.4987; 2034: 0; 2035: 0; 2036: 0; 2039: 0; 2040: 0
2018-01-31 07:00 | 1 | 6 | 4 | 0 | 0 | 0 | 1.1863 | 2.3726 | 0 | 20.3125 | 10.5647 | 17.0341 | 17.0341 | 48.1937 | 0 | 0 | 2024: 48.1937; 2025: 0; 2026: 0; 2027: 0; 2028: 0; 2029: 0; 2030: 2.3726; 2031: 0; 2032: 0; 2033: 48.1937; 2034: 0; 2035: 0; 2036: 0; 2039: 0; 2040: 0
2018-01-31 08:00 | 1 | 7 | 4 | 0 | 0 | 0.0029856 | 1.2447 | 2.4894 | 0.023885 | 20.3125 | 10.5647 | 17.0341 | 17.0341 | 50.5654 | 0.023885 | 0 | 2024: 50.0802; 2025: 0.48516; 2026: 0; 2027: 0.40685; 2028: 0; 2029: 0; 2030: 2.4655; 2031: 0; 2032: 0; 2033: 50.0802; 2034: 0.48516; 2035: 0; 2036: 0.40685; 2039: 0.0029856; 2040: 0.025738
2018-01-31 09:00 | 1 | 8 | 4 | 0 | 0 | 0.026538 | 1.314 | 2.6279 | 0.2123 | 20.3125 | 10.5647 | 17.0341 | 17.0341 | 53.38 | 0.2123 | 0 | 2024: 49.0676; 2025: 4.3124; 2026: 0; 2027: 3.6164; 2028: 0; 2029: 0; 2030: 2.4156; 2031: 0; 2032: 0; 2033: 49.0676; 2034: 4.3124; 2035: 0; 2036: 3.6164; 2039: 0.026538; 2040: 0.11268
2018-01-31 10:00 | 1 | 9 | 4 | 0 | 0 | 0.00069656 | 1.3106 | 2.6212 | 0.0055725 | 20.3125 | 10.5647 | 17.0341 | 17.0341 | 53.2427 | 0.0055725 | 0 | 2024: 53.1295; 2025: 0.11319; 2026: 0; 2027: 0.094922; 2028: 0; 2029: 0; 2030: 2.6156; 2031: 0; 2032: 0; 2033: 53.1295; 2034: 0.11319; 2035: 0; 2036: 0.094922; 2039: 0.00069656; 2040: 0.18882
2018-01-31 11:00 | 1 | 10 | 4 | 0 | 0 | 0.045824 | 1.2705 | 2.541 | 0.36659 | 20.3125 | 10.5647 | 17.0341 | 17.0341 | 51.6148 | 0.36659 | 0 | 2024: 44.1684; 2025: 7.4464; 2026: 0; 2027: 6.2446; 2028: 0; 2029: 0; 2030: 2.1744; 2031: 0; 2032: 0; 2033: 44.1684; 2034: 7.4464; 2035: 0; 2036: 6.2446; 2039: 0.045824; 2040: 0.24509
2018-01-31 12:00 | 1 | 11 | 4 | 0 | 0 | 0.0026248 | 1.183 | 2.3661 | 0.020998 | 20.3125 | 10.5647 | 17.0341 | 17.0341 | 48.0604 | 0.020998 | 0 | 2024: 47.6339; 2025: 0.42653; 2026: 0; 2027: 0.35769; 2028: 0; 2029: 0; 2030: 2.3451; 2031: 0; 2032: 0; 2033: 47.6339; 2034: 0.42653; 2035: 0; 2036: 0.35769; 2039: 0.0026248; 2040: 0.32373
2018-01-31 13:00 | 1 | 12 | 4 | 0 | 0 | 0.052472 | 1.169 | 2.3379 | 0.41977 | 20.3125 | 10.5647 | 17.0341 | 17.0341 | 47.489 | 0.41977 | 0 | 2024: 38.9624; 2025: 8.5266; 2026: 0; 2027: 7.1505; 2028: 0; 2029: 0; 2030: 1.9181; 2031: 0; 2032: 0; 2033: 38.9624; 2034: 8.5266; 2035: 0; 2036: 7.1505; 2039: 0.052472; 2040: 0.43406
2018-01-31 14:00 | 1 | 13 | 4 | 0 | 0 | 0.1082 | 1.1288 | 2.2576 | 0.86562 | 20.3125 | 10.5647 | 17.0341 | 17.0341 | 45.857 | 0.86562 | 0 | 2024: 28.2742; 2025: 17.5828; 2026: 0; 2027: 14.745; 2028: 0; 2029: 0; 2030: 1.392; 2031: 0; 2032: 0; 2033: 28.2742; 2034: 17.5828; 2035: 0; 2036: 14.745; 2039: 0.1082; 2040: 0.32281
2018-01-31 15:00 | 1 | 14 | 4 | 0 | 0 | 0.0060469 | 1.1865 | 2.373 | 0.048375 | 20.3125 | 10.5647 | 17.0341 | 17.0341 | 48.2014 | 0.048375 | 0 | 2024: 47.2188; 2025: 0.98261; 2026: 0; 2027: 0.82402; 2028: 0; 2029: 0; 2030: 2.3246; 2031: 0; 2032: 0; 2033: 47.2188; 2034: 0.98261; 2035: 0; 2036: 0.82402; 2039: 0.0060469; 2040: 0.34451
2018-01-31 16:00 | 1 | 15 | 4 | 0 | 1 | 0.010095 | 1.2446 | 2.4892 | 0.080762 | 21.7915 | 12.0437 | 17.0341 | 17.0341 | 54.2434 | 0.080762 | 0 | 2024: 52.4835; 2025: 1.7599; 2026: 0; 2027: 1.3757; 2028: 0; 2029: 0; 2030: 2.4084; 2031: 0; 2032: 0; 2033: 52.4835; 2034: 1.7599; 2035: 0; 2036: 1.3757; 2039: 0.010095; 2040: 0.18823
2018-01-31 17:00 | 1 | 16 | 4 | 0 | 1 | 0 | 1.4103 | 2.8205 | 0 | 21.7915 | 12.0437 | 17.0341 | 17.0341 | 61.4636 | 0 | 0 | 2024: 61.4636; 2025: 0; 2026: 0; 2027: 0; 2028: 0; 2029: 0; 2030: 2.8205; 2031: 0; 2032: 0; 2033: 61.4636; 2034: 0; 2035: 0; 2036: 0; 2039: 0; 2040: 0.0090103
2018-01-31 18:00 | 1 | 17 | 4 | 0 | 1 | 0 | 1.577 | 3.154 | 0 | 21.7915 | 12.0437 | 17.0341 | 17.0341 | 68.73 | 0 | 0 | 2024: 68.73; 2025: 0; 2026: 0; 2027: 0; 2028: 0; 2029: 0; 2030: 3.154; 2031: 0; 2032: 0; 2033: 68.73; 2034: 0; 2035: 0; 2036: 0; 2039: 0; 2040: 0
2018-01-31 19:00 | 1 | 18 | 4 | 0 | 1 | 0 | 1.6659 | 3.3319 | 0 | 21.7915 | 12.0437 | 17.0341 | 17.0341 | 72.6062 | 0 | 0 | 2024: 72.6062; 2025: 0; 2026: 0; 2027: 0; 2028: 0; 2029: 0; 2030: 3.3319; 2031: 0; 2032: 0; 2033: 72.6062; 2034: 0; 2035: 0; 2036: 0; 2039: 0; 2040: 0
2018-01-31 20:00 | 1 | 19 | 4 | 0 | 0 | 0 | 1.6024 | 3.2048 | 0 | 20.3125 | 10.5647 | 17.0341 | 17.0341 | 65.0979 | 0 | 0 | 2024: 65.0979; 2025: 0; 2026: 0; 2027: 0; 2028: 0; 2029: 0; 2030: 3.2048; 2031: 0; 2032: 0; 2033: 65.0979; 2034: 0; 2035: 0; 2036: 0; 2039: 0; 2040: 0
2018-01-31 21:00 | 1 | 20 | 4 | 0 | 0 | 0 | 1.4763 | 2.9526 | 0 | 20.3125 | 10.5647 | 17.0341 | 17.0341 | 59.9747 | 0 | 0 | 2024: 59.9747; 2025: 0; 2026: 0; 2027: 0; 2028: 0; 2029: 0; 2030: 2.9526; 2031: 0; 2032: 0; 2033: 59.9747; 2034: 0; 2035: 0; 2036: 0; 2039: 0; 2040: 0
2018-01-31 22:00 | 1 | 21 | 4 | 0 | 0 | 0 | 1.331 | 2.662 | 0 | 20.3125 | 10.5647 | 17.0341 | 17.0341 | 54.0709 | 0 | 0 | 2024: 54.0709; 2025: 0; 2026: 0; 2027: 0; 2028: 0; 2029: 0; 2030: 2.662; 2031: 0; 2032: 0; 2033: 54.0709; 2034: 0; 2035: 0; 2036: 0; 2039: 0; 2040: 0
2018-01-31 23:00 | 1 | 22 | 4 | 0 | 0 | 0 | 1.1682 | 2.3364 | 0 | 20.3125 | 10.5647 | 17.0341 | 17.0341 | 47.4581 | 0 | 0 | 2024: 47.4581; 2025: 0; 2026: 0; 2027: 0; 2028: 0; 2029: 0; 2030: 2.3364; 2031: 0; 2032: 0; 2033: 47.4581; 2034: 0; 2035: 0; 2036: 0; 2039: 0; 2040: 0
2018-02-01 | 1 | 23 | 4 | 0 | 0 | 0 | 1.0556 | 2.1112 | 0 | 20.3125 | 10.5647 | 17.0341 | 17.0341 | 42.8845 | 0 | 0 | 2024: 42.8845; 2025: 0; 2026: 0; 2027: 0; 2028: 0; 2029: 0; 2030: 2.1112; 2031: 0; 2032: 0; 2033: 42.8845; 2034: 0; 2035: 0; 2036: 0; 2039: 0; 2040: 0
2018-02-01 01:00 | 2 | 0 | 5 | 0 | 0 | 0 | 1.0637 | 2.1274 | 0 | 20.3125 | 10.5647 | 17.0341 | 17.0341 | 43.213 | 0 | 0 | 2024: 43.213; 2025: 0; 2026: 0; 2027: 0; 2028: 0; 2029: 0; 2030: 2.1274; 2031: 0; 2032: 0; 2033: 43.213; 2034: 0; 2035: 0; 2036: 0; 2039: 0; 2040: 0
2018-02-01 02:00 | 2 | 1 | 5 | 0 | 0 | 0 | 1.1141 | 2.2283 | 0 | 20.3125 | 10.5647 | 17.0341 | 17.0341 | 45.2616 | 0 | 0 | 2024: 45.2616; 2025: 0; 2026: 0; 2027: 0; 2028: 0; 2029: 0; 2030: 2.2283; 2031: 0; 2032: 0; 2033: 45.2616; 2034: 0; 2035: 0; 2036: 0; 2039: 0; 2040: 0
2018-02-01 03:00 | 2 | 2 | 5 | 0 | 0 | 0 | 1.195 | 2.39 | 0 | 20.3125 | 10.5647 | 17.0341 | 17.0341 | 48.5467 | 0 | 0 | 2024: 48.5467; 2025: 0; 2026: 0; 2027: 0; 2028: 0; 2029: 0; 2030: 2.39; 2031: 0; 2032: 0; 2033: 48.5467; 2034: 0; 2035: 0; 2036: 0; 2039: 0; 2040: 0
2018-02-01 04:00 | 2 | 3 | 5 | 0 | 0 | 0 | 1.3018 | 2.6036 | 0 | 20.3125 | 10.5647 | 17.0341 | 17.0341 | 52.8851 | 0 | 0 | 2024: 52.8851; 2025: 0; 2026: 0; 2027: 0; 2028: 0; 2029: 0; 2030: 2.6036; 2031: 0; 2032: 0; 2033: 52.8851; 2034: 0; 2035: 0; 2036: 0; 2039: 0; 2040: 0
2018-02-01 05:00 | 2 | 4 | 5 | 0 | 0 | 0 | 1.4312 | 2.8625 | 0 | 20.3125 | 10.5647 | 17.0341 | 17.0341 | 58.144 | 0 | 0 | 2024: 58.144; 2025: 0; 2026: 0; 2027: 0; 2028: 0; 2029: 0; 2030: 2.8625; 2031: 0; 2032: 0; 2033: 58.144; 2034: 0; 2035: 0; 2036: 0; 2039: 0; 2040: 0
2018-02-01 06:00 | 2 | 5 | 5 | 0 | 0 | 0 | 1.6801 | 3.3602 | 0 | 20.3125 | 10.5647 | 17.0341 | 17.0341 | 68.2531 | 0 | 0 | 2024: 68.2531; 2025: 0; 2026: 0; 2027: 0; 2028: 0; 2029: 0; 2030: 3.3602; 2031: 0; 2032: 0; 2033: 68.2531; 2034: 0; 2035: 0; 2036: 0; 2039: 0; 2040: 0
2018-02-01 07:00 | 2 | 6 | 5 | 0 | 0 | 0 | 1.8592 | 3.7184 | 0 | 20.3125 | 10.5647 | 17.0341 | 17.0341 | 75.5298 | 0 | 0 | 2024: 75.5298; 2025: 0; 2026: 0; 2027: 0; 2028: 0; 2029: 0; 2030: 3.7184; 2031: 0; 2032: 0; 2033: 75.5298; 2034: 0; 2035: 0; 2036: 0; 2039: 0; 2040: 0
2018-02-01 08:00 | 2 | 7 | 5 | 0 | 0 | 0.069599 | 1.8585 | 3.7171 | 0.5568 | 20.3125 | 10.5647 | 17.0341 | 17.0341 | 75.5032 | 0.5568 | 0 | 2024: 64.1933; 2025: 11.3099; 2026: 0; 2027: 9.4845; 2028: 0; 2029: 0; 2030: 3.1603; 2031: 0; 2032: 0; 2033: 64.1933; 2034: 11.3099; 2035: 0; 2036: 9.4845; 2039: 0.069599; 2040: 0.084066
2018-02-01 09:00 | 2 | 8 | 5 | 0 | 0 | 0.085162 | 1.7644 | 3.5289 | 0.6813 | 20.3125 | 10.5647 | 17.0341 | 17.0341 | 71.68 | 0.6813 | 0 | 2024: 57.8412; 2025: 13.8389; 2026: 0; 2027: 11.6053; 2028: 0; 2029: 0; 2030: 2.8476; 2031: 0; 2032: 0; 2033: 57.8412; 2034: 13.8389; 2035: 0; 2036: 11.6053; 2039: 0.085162; 2040: 0.31638
2018-02-01 10:00 | 2 | 9 | 5 | 0 | 0 | 0.11386 | 1.6823 | 3.3646 | 0.91092 | 20.3125 | 10.5647 | 17.0341 | 17.0341 | 68.3437 | 0.91092 | 0 | 2024: 49.8407; 2025: 18.5031; 2026: 0; 2027: 15.5167; 2028: 0; 2029: 0; 2030: 2.4537; 2031: 0; 2032: 0; 2033: 49.8407; 2034: 18.5031; 2035: 0; 2036: 15.5167; 2039: 0.11386; 2040: 0.3898
2018-02-01 11:00 | 2 | 10 | 5 | 0 | 0 | 0.087365 | 1.6112 | 3.2224 | 0.69892 | 20.3125 | 10.5647 | 17.0341 | 17.0341 | 65.4559 | 0.69892 | 0 | 2024: 51.2591; 2025: 14.1968; 2026: 0; 2027: 11.9055; 2028: 0; 2029: 0; 2030: 2.5235; 2031: 0; 2032: 0; 2033: 51.2591; 2034: 14.1968; 2035: 0; 2036: 11.9055; 2039: 0.087365; 2040: 0.45727
2018-02-01 12:00 | 2 | 11 | 5 | 0 | 0 | 0.40198 | 1.5323 | 3.0646 | 3.2158 | 20.3125 | 10.5647 | 17.0341 | 17.0341 | 62.2487 | 3.0646 | 0.15125 | 2024: 0; 2025: 62.2487; 2026: 1.5979; 2027: 54.7784; 2028: 0.15125; 2029: 0.15125; 2030: 0; 2031: 0; 2032: 0; 2033: 0; 2034: 62.2487; 2035: 0; 2036: 54.7784; 2039: 0.40198; 2040: 0.45945
2018-02-01 13:00 | 2 | 12 | 5 | 0 | 0 | 0.44698 | 1.4752 | 2.9505 | 3.5758 | 20.3125 | 10.5647 | 17.0341 | 17.0341 | 59.9319 | 2.9505 | 0.62534 | 2024: 0; 2025: 59.9319; 2026: 6.6066; 2027: 60.9112; 2028: 0.62534; 2029: 0.77659; 2030: 0; 2031: 0; 2032: 0; 2033: 0; 2034: 59.9319; 2035: 0; 2036: 60.9112; 2039: 0.44698; 2040: 0.38408
2018-02-01 14:00 | 2 | 13 | 5 | 0 | 0 | 0.14703 | 1.4344 | 2.8689 | 1.1762 | 20.3125 | 10.5647 | 17.0341 | 17.0341 | 58.2737 | 1.1762 | 0 | 2024: 34.3814; 2025: 23.8924; 2026: 0; 2027: 20.0362; 2028: 0; 2029: 0.77659; 2030: 1.6926; 2031: 0.71446; 2032: 0; 2033: 19.8689; 2034: 38.4049; 2035: 0; 2036: 20.0362; 2039: 0.14703; 2040: 0.39645
2018-02-01 15:00 | 2 | 14 | 5 | 0 | 0 | 0.069517 | 1.4819 | 2.9638 | 0.55614 | 20.3125 | 10.5647 | 17.0341 | 17.0341 | 60.2025 | 0.55614 | 0 | 2024: 48.906; 2025: 11.2965; 2026: 0; 2027: 9.4733; 2028: 0; 2029: 0; 2030: 2.4077; 2031: 0; 2032: 0; 2033: 48.906; 2034: 11.2965; 2035: 0; 2036: 9.4733; 2039: 0.069517; 2040: 0.30699
2018-02-01 16:00 | 2 | 15 | 5 | 0 | 1 | 0.040614 | 1.5481 | 3.0961 | 0.32491 | 21.7915 | 12.0437 | 17.0341 | 17.0341 | 67.4694 | 0.32491 | 0 | 2024: 60.3891; 2025: 7.0802; 2026: 0; 2027: 5.5345; 2028: 0; 2029: 0; 2030: 2.7712; 2031: 0; 2032: 0; 2033: 60.3891; 2034: 7.0802; 2035: 0; 2036: 5.5345; 2039: 0.040614; 2040: 0.13609
2018-02-01 17:00 | 2 | 16 | 5 | 0 | 1 | 0.001678 | 1.6358 | 3.2716 | 0.013424 | 21.7915 | 12.0437 | 17.0341 | 17.0341 | 71.2923 | 0.013424 | 0 | 2024: 70.9998; 2025: 0.29254; 2026: 0; 2027: 0.22867; 2028: 0; 2029: 0; 2030: 3.2581; 2031: 0; 2032: 0; 2033: 70.9998; 2034: 0.29254; 2035: 0; 2036: 0.22867; 2039: 0.001678; 2040: 0.012796
2018-02-01 18:00 | 2 | 17 | 5 | 0 | 1 | 0 | 1.865 | 3.7299 | 0 | 21.7915 | 12.0437 | 17.0341 | 17.0341 | 81.2809 | 0 | 0 | 2024: 81.2809; 2025: 0; 2026: 0; 2027: 0; 2028: 0; 2029: 0; 2030: 3.7299; 2031: 0; 2032: 0; 2033: 81.2809; 2034: 0; 2035: 0; 2036: 0; 2039: 0; 2040: 0
2018-02-01 19:00 | 2 | 18 | 5 | 0 | 1 | 0 | 1.8574 | 3.7148 | 0 | 21.7915 | 12.0437 | 17.0341 | 17.0341 | 80.9518 | 0 | 0 | 2024: 80.9518; 2025: 0; 2026: 0; 2027: 0; 2028: 0; 2029: 0; 2030: 3.7148; 2031: 0; 2032: 0; 2033: 80.9518; 2034: 0; 2035: 0; 2036: 0; 2039: 0; 2040: 0
2018-02-01 20:00 | 2 | 19 | 5 | 0 | 0 | 0 | 1.8342 | 3.6685 | 0 | 20.3125 | 10.5647 | 17.0341 | 17.0341 | 74.5162 | 0 | 0 | 2024: 74.5162; 2025: 0; 2026: 0; 2027: 0; 2028: 0; 2029: 0; 2030: 3.6685; 2031: 0; 2032: 0; 2033: 74.5162; 2034: 0; 2035: 0; 2036: 0; 2039: 0; 2040: 0
2018-02-01 21:00 | 2 | 20 | 5 | 0 | 0 | 0 | 1.7749 | 3.5497 | 0 | 20.3125 | 10.5647 | 17.0341 | 17.0341 | 72.104 | 0 | 0 | 2024: 72.104; 2025: 0; 2026: 0; 2027: 0; 2028: 0; 2029: 0; 2030: 3.5497; 2031: 0; 2032: 0; 2033: 72.104; 2034: 0; 2035: 0; 2036: 0; 2039: 0; 2040: 0
2018-02-01 22:00 | 2 | 21 | 5 | 0 | 0 | 0 | 1.5754 | 3.1508 | 0 | 20.3125 | 10.5647 | 17.0341 | 17.0341 | 64.0009 | 0 | 0 | 2024: 64.0009; 2025: 0; 2026: 0; 2027: 0; 2028: 0; 2029: 0; 2030: 3.1508; 2031: 0; 2032: 0; 2033: 64.0009; 2034: 0; 2035: 0; 2036: 0; 2039: 0; 2040: 0
2018-02-01 23:00 | 2 | 22 | 5 | 0 | 0 | 0 | 1.3131 | 2.6261 | 0 | 20.3125 | 10.5647 | 17.0341 | 17.0341 | 53.3429 | 0 | 0 | 2024: 53.3429; 2025: 0; 2026: 0; 2027: 0; 2028: 0; 2029: 0; 2030: 2.6261; 2031: 0; 2032: 0; 2033: 53.3429; 2034: 0; 2035: 0; 2036: 0; 2039: 0; 2040: 0
2018-02-02 | 2 | 23 | 5 | 0 | 0 | 0 | 1.1806 | 2.3611 | 0 | 20.3125 | 10.5647 | 17.0341 | 17.0341 | 47.9599 | 0 | 0 | 2024: 47.9599; 2025: 0; 2026: 0; 2027: 0; 2028: 0; 2029: 0; 2030: 2.3611; 2031: 0; 2032: 0; 2033: 47.9599; 2034: 0; 2035: 0; 2036: 0; 2039: 0; 2040: 0
2018-02-02 01:00 | 2 | 0 | 6 | 0 | 0 | 0 | 1.1375 | 2.2749 | 0 | 20.3125 | 10.5647 | 17.0341 | 17.0341 | 46.2098 | 0 | 0 | 2024: 46.2098; 2025: 0; 2026: 0; 2027: 0; 2028: 0; 2029: 0; 2030: 2.2749; 2031: 0; 2032: 0; 2033: 46.2098; 2034: 0; 2035: 0; 2036: 0; 2039: 0; 2040: 0
2018-02-02 02:00 | 2 | 1 | 6 | 0 | 0 | 0 | 1.1323 | 2.2646 | 0 | 20.3125 | 10.5647 | 17.0341 | 17.0341 | 45.9989 | 0 | 0 | 2024: 45.9989; 2025: 0; 2026: 0; 2027: 0; 2028: 0; 2029: 0; 2030: 2.2646; 2031: 0; 2032: 0; 2033: 45.9989; 2034: 0; 2035: 0; 2036: 0; 2039: 0; 2040: 0
2018-02-02 03:00 | 2 | 2 | 6 | 0 | 0 | 0 | 1.1418 | 2.2836 | 0 | 20.3125 | 10.5647 | 17.0341 | 17.0341 | 46.3861 | 0 | 0 | 2024: 46.3861; 2025: 0; 2026: 0; 2027: 0; 2028: 0; 2029: 0; 2030: 2.2836; 2031: 0; 2032: 0; 2033: 46.3861; 2034: 0; 2035: 0; 2036: 0; 2039: 0; 2040: 0
2018-02-02 04:00 | 2 | 3 | 6 | 0 | 0 | 0 | 1.2067 | 2.4133 | 0 | 20.3125 | 10.5647 | 17.0341 | 17.0341 | 49.0204 | 0 | 0 | 2024: 49.0204; 2025: 0; 2026: 0; 2027: 0; 2028: 0; 2029: 0; 2030: 2.4133; 2031: 0; 2032: 0; 2033: 49.0204; 2034: 0; 2035: 0; 2036: 0; 2039: 0; 2040: 0
2018-02-02 05:00 | 2 | 4 | 6 | 0 | 0 | 0 | 1.317 | 2.634 | 0 | 20.3125 | 10.5647 | 17.0341 | 17.0341 | 53.504 | 0 | 0 | 2024: 53.504; 2025: 0; 2026: 0; 2027: 0; 2028: 0; 2029: 0; 2030: 2.634; 2031: 0; 2032: 0; 2033: 53.504; 2034: 0; 2035: 0; 2036: 0; 2039: 0; 2040: 0
2018-02-02 06:00 | 2 | 5 | 6 | 0 | 0 | 0 | 1.4622 | 2.9244 | 0 | 20.3125 | 10.5647 | 17.0341 | 17.0341 | 59.4028 | 0 | 0 | 2024: 59.4028; 2025: 0; 2026: 0; 2027: 0; 2028: 0; 2029: 0; 2030: 2.9244; 2031: 0; 2032: 0; 2033: 59.4028; 2034: 0; 2035: 0; 2036: 0; 2039: 0; 2040: 0
2018-02-02 07:00 | 2 | 6 | 6 | 0 | 0 | 0 | 1.5576 | 3.1151 | 0 | 20.3125 | 10.5647 | 17.0341 | 17.0341 | 63.2757 | 0 | 0 | 2024: 63.2757; 2025: 0; 2026: 0; 2027: 0; 2028: 0; 2029: 0; 2030: 3.1151; 2031: 0; 2032: 0; 2033: 63.2757; 2034: 0; 2035: 0; 2036: 0; 2039: 0; 2040: 0
2018-02-02 08:00 | 2 | 7 | 6 | 0 | 0 | 0.11072 | 1.6028 | 3.2056 | 0.88576 | 20.3125 | 10.5647 | 17.0341 | 17.0341 | 65.1134 | 0.88576 | 0 | 2024: 47.1214; 2025: 17.992; 2026: 0; 2027: 15.0882; 2028: 0; 2029: 0; 2030: 2.3198; 2031: 0; 2032: 0; 2033: 47.1214; 2034: 17.992; 2035: 0; 2036: 15.0882; 2039: 0.11072; 2040: 0.045613
2018-02-02 09:00 | 2 | 8 | 6 | 0 | 0 | 0.32445 | 1.5602 | 3.1204 | 2.5956 | 20.3125 | 10.5647 | 17.0341 | 17.0341 | 63.3827 | 2.5956 | 0 | 2024: 10.6597; 2025: 52.723; 2026: 0; 2027: 44.2137; 2028: 0; 2029: 0; 2030: 0.52479; 2031: 0; 2032: 0; 2033: 10.6597; 2034: 52.723; 2035: 0; 2036: 44.2137; 2039: 0.32445; 2040: 0.16451
2018-02-02 10:00 | 2 | 9 | 6 | 0 | 0 | 0.48757 | 1.576 | 3.1521 | 3.9006 | 20.3125 | 10.5647 | 17.0341 | 17.0341 | 64.0268 | 3.1521 | 0.7485 | 2024: 0; 2025: 64.0268; 2026: 7.9077; 2027: 66.4432; 2028: 0.7485; 2029: 0.7485; 2030: 0; 2031: 0; 2032: 0; 2033: 0; 2034: 64.0268; 2035: 0; 2036: 66.4432; 2039: 0.48757; 2040: 0.39463
2018-02-02 11:00 | 2 | 10 | 6 | 0 | 0 | 0.5893 | 1.5339 | 3.0678 | 4.7144 | 20.3125 | 10.5647 | 17.0341 | 17.0341 | 62.3144 | 3.0678 | 1.6466 | 2024: 0; 2025: 62.3144; 2026: 17.396; 2027: 80.3056; 2028: 1.6466; 2029: 2.3951; 2030: 0; 2031: 0; 2032: 0; 2033: 0; 2034: 62.3144; 2035: 0; 2036: 80.3056; 2039: 0.5893; 2040: 0.30517
2018-02-02 12:00 | 2 | 11 | 6 | 0 | 0 | 0.63204 | 1.463 | 2.926 | 5.0564 | 20.3125 | 10.5647 | 17.0341 | 17.0341 | 59.4352 | 2.926 | 2.1303 | 2024: 0; 2025: 59.4352; 2026: 22.5063; 2027: 86.1308; 2028: 2.1303; 2029: 4.5254; 2030: 0; 2031: 0; 2032: 0; 2033: 0; 2034: 59.4352; 2035: 0; 2036: 86.1308; 2039: 0.63204; 2040: 0.263
2018-02-02 13:00 | 2 | 12 | 6 | 0 | 0 | 0.61815 | 1.3102 | 2.6204 | 4.9452 | 20.3125 | 10.5647 | 17.0341 | 17.0341 | 53.2266 | 2.6204 | 2.3248 | 2024: 0; 2025: 53.2266; 2026: 24.5614; 2027: 84.2378; 2028: 2.3248; 2029: 6.8503; 2030: 0; 2031: 0; 2032: 0; 2033: 0; 2034: 53.2266; 2035: 0; 2036: 84.2378; 2039: 0.61815; 2040: 0.24852
2018-02-02 14:00 | 2 | 13 | 6 | 0 | 0 | 0.5455 | 1.3751 | 2.7502 | 4.364 | 20.3125 | 10.5647 | 17.0341 | 17.0341 | 55.8635 | 2.7502 | 1.6138 | 2024: 0; 2025: 55.8635; 2026: 17.0494; 2027: 74.337; 2028: 1.6138; 2029: 8.4641; 2030: 0; 2031: 0; 2032: 0; 2033: 0; 2034: 55.8635; 2035: 0; 2036: 74.337; 2039: 0.5455; 2040: 0.26549
2018-02-02 15:00 | 2 | 14 | 6 | 0 | 0 | 0.43117 | 1.4438 | 2.8877 | 3.4493 | 20.3125 | 10.5647 | 17.0341 | 17.0341 | 58.6557 | 2.8877 | 0.56166 | 2024: 0; 2025: 58.6557; 2026: 5.9338; 2027: 58.7564; 2028: 0.56166; 2029: 9.0257; 2030: 0; 2031: 0; 2032: 0; 2033: 0; 2034: 58.6557; 2035: 0; 2036: 58.7564; 2039: 0.43117; 2040: 0.31303
2018-02-02 16:00 | 2 | 15 | 6 | 0 | 1 | 0.19491 | 1.4984 | 2.9968 | 1.5593 | 21.7915 | 12.0437 | 17.0341 | 17.0341 | 65.3043 | 1.5593 | 0 | 2024: 31.3252; 2025: 33.979; 2026: 0; 2027: 26.561; 2028: 0; 2029: 9.0257; 2030: 1.4375; 2031: 1.4375; 2032: 0; 2033: 0; 2034: 65.3043; 2035: 0; 2036: 26.561; 2039: 0.19491; 2040: 0.15268
2018-02-02 17:00 | 2 | 16 | 6 | 0 | 1 | 0.025671 | 1.5911 | 3.1822 | 0.20536 | 21.7915 | 12.0437 | 17.0341 | 17.0341 | 69.3444 | 0.20536 | 0 | 2024: 64.8692; 2025: 4.4752; 2026: 0; 2027: 3.4982; 2028: 0; 2029: 7.4632; 2030: 2.9768; 2031: 2.9768; 2032: 0; 2033: 0; 2034: 69.3444; 2035: 0; 2036: 3.4982; 2039: 0.025671; 2040: 0.017064
2018-02-02 18:00 | 2 | 17 | 6 | 0 | 1 | 0 | 1.6909 | 3.3819 | 0 | 21.7915 | 12.0437 | 17.0341 | 17.0341 | 73.6957 | 0 | 0 | 2024: 73.6957; 2025: 0; 2026: 0; 2027: 0; 2028: 0; 2029: 4.2276; 2030: 3.3819; 2031: 3.3819; 2032: 0; 2033: 0; 2034: 73.6957; 2035: 0; 2036: 0; 2039: 0; 2040: 0
2018-02-02 19:00 | 2 | 18 | 6 | 0 | 1 | 0 | 1.7488 | 3.4976 | 0 | 21.7915 | 12.0437 | 17.0341 | 17.0341 | 76.2174 | 0 | 0 | 2024: 76.2174; 2025: 0; 2026: 0; 2027: 0; 2028: 0; 2029: 0.55164; 2030: 3.4976; 2031: 0.50751; 2032: 0; 2033: 65.158; 2034: 11.0593; 2035: 0; 2036: 0; 2039: 0; 2040: 0
2018-02-02 20:00 | 2 | 19 | 6 | 0 | 0 | 0 | 1.7595 | 3.519 | 0 | 20.3125 | 10.5647 | 17.0341 | 17.0341 | 71.48 | 0 | 0 | 2024: 71.48; 2025: 0; 2026: 0; 2027: 0; 2028: 0; 2029: 0; 2030: 3.519; 2031: 0; 2032: 0; 2033: 71.48; 2034: 0; 2035: 0; 2036: 0; 2039: 0; 2040: 0
2018-02-02 21:00 | 2 | 20 | 6 | 0 | 0 | 0 | 1.6053 | 3.2105 | 0 | 20.3125 | 10.5647 | 17.0341 | 17.0341 | 65.2133 | 0 | 0 | 2024: 65.2133; 2025: 0; 2026: 0; 2027: 0; 2028: 0; 2029: 0; 2030: 3.2105; 2031: 0; 2032: 0; 2033: 65.2133; 2034: 0; 2035: 0; 2036: 0; 2039: 0; 2040: 0
2018-02-02 22:00 | 2 | 21 | 6 | 0 | 0 | 0 | 1.3751 | 2.7502 | 0 | 20.3125 | 10.5647 | 17.0341 | 17.0341 | 55.8627 | 0 | 0 | 2024: 55.8627; 2025: 0; 2026: 0; 2027: 0; 2028: 0; 2029: 0; 2030: 2.7502; 2031: 0; 2032: 0; 2033: 55.8627; 2034: 0; 2035: 0; 2036: 0; 2039: 0; 2040: 0
2018-02-02 23:00 | 2 | 22 | 6 | 0 | 0 | 0 | 1.1828 | 2.3656 | 0 | 20.3125 | 10.5647 | 17.0341 | 17.0341 | 48.0503 | 0 | 0 | 2024: 48.0503; 2025: 0; 2026: 0; 2027: 0; 2028: 0; 2029: 0; 2030: 2.3656; 2031: 0; 2032: 0; 2033: 48.0503; 2034: 0; 2035: 0; 2036: 0; 2039: 0; 2040: 0
2018-02-03 | 2 | 23 | 6 | 0 | 0 | 0 | 1.0071 | 2.0143 | 0 | 20.3125 | 10.5647 | 17.0341 | 17.0341 | 40.915 | 0 | 0 | 2024: 40.915; 2025: 0; 2026: 0; 2027: 0; 2028: 0; 2029: 0; 2030: 2.0143; 2031: 0; 2032: 0; 2033: 40.915; 2034: 0; 2035: 0; 2036: 0; 2039: 0; 2040: 0
2018-02-03 01:00 | 2 | 0 | 7 | 0 | 0 | 0 | 0.93946 | 1.8789 | 0 | 20.3125 | 10.5647 | 17.0341 | 17.0341 | 38.1656 | 0 | 0 | 2024: 38.1656; 2025: 0; 2026: 0; 2027: 0; 2028: 0; 2029: 0; 2030: 1.8789; 2031: 0; 2032: 0; 2033: 38.1656; 2034: 0; 2035: 0; 2036: 0; 2039: 0; 2040: 0
2018-02-03 02:00 | 2 | 1 | 7 | 0 | 0 | 0 | 0.95425 | 1.9085 | 0 | 20.3125 | 10.5647 | 17.0341 | 17.0341 | 38.7662 | 0 | 0 | 2024: 38.7662; 2025: 0; 2026: 0; 2027: 0; 2028: 0; 2029: 0; 2030: 1.9085; 2031: 0; 2032: 0; 2033: 38.7662; 2034: 0; 2035: 0; 2036: 0; 2039: 0; 2040: 0
2018-02-03 03:00 | 2 | 2 | 7 | 0 | 0 | 0 | 0.9624 | 1.9248 | 0 | 20.3125 | 10.5647 | 17.0341 | 17.0341 | 39.0975 | 0 | 0 | 2024: 39.0975; 2025: 0; 2026: 0; 2027: 0; 2028: 0; 2029: 0; 2030: 1.9248; 2031: 0; 2032: 0; 2033: 39.0975; 2034: 0; 2035: 0; 2036: 0; 2039: 0; 2040: 0
2018-02-03 04:00 | 2 | 3 | 7 | 0 | 0 | 0 | 0.96109 | 1.9222 | 0 | 20.3125 | 10.5647 | 17.0341 | 17.0341 | 39.0445 | 0 | 0 | 2024: 39.0445; 2025: 0; 2026: 0; 2027: 0; 2028: 0; 2029: 0; 2030: 1.9222; 2031: 0; 2032: 0; 2033: 39.0445; 2034: 0; 2035: 0; 2036: 0; 2039: 0; 2040: 0
2018-02-03 05:00 | 2 | 4 | 7 | 0 | 0 | 0 | 0.95492 | 1.9098 | 0 | 20.3125 | 10.5647 | 17.0341 | 17.0341 | 38.7937 | 0 | 0 | 2024: 38.7937; 2025: 0; 2026: 0; 2027: 0; 2028: 0; 2029: 0; 2030: 1.9098; 2031: 0; 2032: 0; 2033: 38.7937; 2034: 0; 2035: 0; 2036: 0; 2039: 0; 2040: 0
2018-02-03 06:00 | 2 | 5 | 7 | 0 | 0 | 0 | 1.0389 | 2.0778 | 0 | 20.3125 | 10.5647 | 17.0341 | 17.0341 | 42.2047 | 0 | 0 | 2024: 42.2047; 2025: 0; 2026: 0; 2027: 0; 2028: 0; 2029: 0; 2030: 2.0778; 2031: 0; 2032: 0; 2033: 42.2047; 2034: 0; 2035: 0; 2036: 0; 2039: 0; 2040: 0
2018-02-03 07:00 | 2 | 6 | 7 | 0 | 0 | 0 | 1.1684 | 2.3367 | 0 | 20.3125 | 10.5647 | 17.0341 | 17.0341 | 47.4644 | 0 | 0 | 2024: 47.4644; 2025: 0; 2026: 0; 2027: 0; 2028: 0; 2029: 0; 2030: 2.3367; 2031: 0; 2032: 0; 2033: 47.4644; 2034: 0; 2035: 0; 2036: 0; 2039: 0; 2040: 0
2018-02-03 08:00 | 2 | 7 | 7 | 0 | 0 | 0.052943 | 1.2919 | 2.5838 | 0.42355 | 20.3125 | 10.5647 | 17.0341 | 17.0341 | 52.4826 | 0.42355 | 0 | 2024: 43.8794; 2025: 8.6033; 2026: 0; 2027: 7.2147; 2028: 0; 2029: 0; 2030: 2.1602; 2031: 0; 2032: 0; 2033: 43.8794; 2034: 8.6033; 2035: 0; 2036: 7.2147; 2039: 0.052943; 2040: 0.068994
2018-02-03 09:00 | 2 | 8 | 7 | 0 | 0 | 0.18096 | 1.4435 | 2.8869 | 1.4477 | 20.3125 | 10.5647 | 17.0341 | 17.0341 | 58.6402 | 1.4477 | 0 | 2024: 29.2334; 2025: 29.4068; 2026: 0; 2027: 24.6607; 2028: 0; 2029: 0; 2030: 1.4392; 2031: 0; 2032: 0; 2033: 29.2334; 2034: 29.4068; 2035: 0; 2036: 24.6607; 2039: 0.18096; 2040: 0.24709
2018-02-03 10:00 | 2 | 9 | 7 | 0 | 0 | 0.33325 | 1.5008 | 3.0016 | 2.666 | 20.3125 | 10.5647 | 17.0341 | 17.0341 | 60.9709 | 2.666 | 0 | 2024: 6.8176; 2025: 54.1533; 2026: 0; 2027: 45.4132; 2028: 0; 2029: 0; 2030: 0.33564; 2031: 0; 2032: 0; 2033: 6.8176; 2034: 54.1533; 2035: 0; 2036: 45.4132; 2039: 0.33325; 2040: 0.35821
2018-02-03 11:00 | 2 | 10 | 7 | 0 | 0 | 0.36247 | 1.5046 | 3.0091 | 2.8998 | 20.3125 | 10.5647 | 17.0341 | 17.0341 | 61.1233 | 2.8998 | 0 | 2024: 2.2217; 2025: 58.9015; 2026: 0; 2027: 49.3951; 2028: 0; 2029: 0; 2030: 0.10938; 2031: 0; 2032: 0; 2033: 2.2217; 2034: 58.9015; 2035: 0; 2036: 49.3951; 2039: 0.36247; 2040: 0.48467
2018-02-03 12:00 | 2 | 11 | 7 | 0 | 0 | 0.46476 | 1.4826 | 2.9651 | 3.7181 | 20.3125 | 10.5647 | 17.0341 | 17.0341 | 60.2289 | 2.9651 | 0.75301 | 2024: 0; 2025: 60.2289; 2026: 7.9553; 2027: 63.335; 2028: 0.75301; 2029: 0.75301; 2030: 0; 2031: 0; 2032: 0; 2033: 0; 2034: 60.2289; 2035: 0; 2036: 63.335; 2039: 0.46476; 2040: 0.52055
2018-02-03 13:00 | 2 | 12 | 7 | 0 | 0 | 0.54278 | 1.3864 | 2.7729 | 4.3422 | 20.3125 | 10.5647 | 17.0341 | 17.0341 | 56.324 | 2.7729 | 1.5694 | 2024: 0; 2025: 56.324; 2026: 16.5799; 2027: 73.9663; 2028: 1.5694; 2029: 2.3224; 2030: 0; 2031: 0; 2032: 0; 2033: 0; 2034: 56.324; 2035: 0; 2036: 73.9663; 2039: 0.54278; 2040: 0.48908
2018-02-03 14:00 | 2 | 13 | 7 | 0 | 0 | 0.51692 | 1.313 | 2.626 | 4.1354 | 20.3125 | 10.5647 | 17.0341 | 17.0341 | 53.3406 | 2.626 | 1.5094 | 2024: 0; 2025: 53.3406; 2026: 15.9461; 2027: 70.4425; 2028: 1.5094; 2029: 3.8317; 2030: 0; 2031: 0; 2032: 0; 2033: 0; 2034: 53.3406; 2035: 0; 2036: 70.4425; 2039: 0.51692; 2040: 0.36747
2018-02-03 15:00 | 2 | 14 | 7 | 0 | 0 | 0.39154 | 1.354 | 2.7081 | 3.1324 | 20.3125 | 10.5647 | 17.0341 | 17.0341 | 55.0082 | 2.7081 | 0.42426 | 2024: 0; 2025: 55.0082; 2026: 4.4822; 2027: 53.3569; 2028: 0.42426; 2029: 4.256; 2030: 0; 2031: 0; 2032: 0; 2033: 0; 2034: 55.0082; 2035: 0; 2036: 53.3569; 2039: 0.39154; 2040: 0.28206
2018-02-03 16:00 | 2 | 15 | 7 | 0 | 1 | 0.21563 | 1.4343 | 2.8687 | 1.7251 | 21.7915 | 12.0437 | 17.0341 | 17.0341 | 62.5129 | 1.7251 | 0 | 2024: 24.9211; 2025: 37.5919; 2026: 0; 2027: 29.3851; 2028: 0; 2029: 4.256; 2030: 1.1436; 2031: 1.1436; 2032: 0; 2033: 0; 2034: 62.5129; 2035: 0; 2036: 29.3851; 2039: 0.21563; 2040: 0.1338
2018-02-03 17:00 | 2 | 16 | 7 | 0 | 1 | 0.0079721 | 1.4506 | 2.9012 | 0.063777 | 21.7915 | 12.0437 | 17.0341 | 17.0341 | 63.2206 | 0.063777 | 0 | 2024: 61.8308; 2025: 1.3898; 2026: 0; 2027: 1.0864; 2028: 0; 2029: 3.0129; 2030: 2.8374; 2031: 2.7719; 2032: 0; 2033: 1.4269; 2034: 61.7937; 2035: 0; 2036: 1.0864; 2039: 0.0079721; 2040: 0.019682
2018-02-03 18:00 | 2 | 17 | 7 | 0 | 1 | 0 | 1.5389 | 3.0778 | 0 | 21.7915 | 12.0437 | 17.0341 | 17.0341 | 67.0704 | 0 | 0 | 2024: 67.0704; 2025: 0; 2026: 0; 2027: 0; 2028: 0; 2029: 0; 2030: 3.0778; 2031: 0; 2032: 0; 2033: 67.0704; 2034: 0; 2035: 0; 2036: 0; 2039: 0; 2040: 0
2018-02-03 19:00 | 2 | 18 | 7 | 0 | 1 | 0 | 1.615 | 3.2301 | 0 | 21.7915 | 12.0437 | 17.0341 | 17.0341 | 70.388 | 0 | 0 | 2024: 70.388; 2025: 0; 2026: 0; 2027: 0; 2028: 0; 2029: 0; 2030: 3.2301; 2031: 0; 2032: 0; 2033: 70.388; 2034: 0; 2035: 0; 2036: 0; 2039: 0; 2040: 0
2018-02-03 20:00 | 2 | 19 | 7 | 0 | 0 | 0 | 1.6751 | 3.3501 | 0 | 20.3125 | 10.5647 | 17.0341 | 17.0341 | 68.0495 | 0 | 0 | 2024: 68.0495; 2025: 0; 2026: 0; 2027: 0; 2028: 0; 2029: 0; 2030: 3.3501; 2031: 0; 2032: 0; 2033: 68.0495; 2034: 0; 2035: 0; 2036: 0; 2039: 0; 2040: 0
2018-02-03 21:00 | 2 | 20 | 7 | 0 | 0 | 0 | 1.5936 | 3.1871 | 0 | 20.3125 | 10.5647 | 17.0341 | 17.0341 | 64.7389 | 0 | 0 | 2024: 64.7389; 2025: 0; 2026: 0; 2027: 0; 2028: 0; 2029: 0; 2030: 3.1871; 2031: 0; 2032: 0; 2033: 64.7389; 2034: 0; 2035: 0; 2036: 0; 2039: 0; 2040: 0
2018-02-03 22:00 | 2 | 21 | 7 | 0 | 0 | 0 | 1.243 | 2.4859 | 0 | 20.3125 | 10.5647 | 17.0341 | 17.0341 | 50.4953 | 0 | 0 | 2024: 50.4953; 2025: 0; 2026: 0; 2027: 0; 2028: 0; 2029: 0; 2030: 2.4859; 2031: 0; 2032: 0; 2033: 50.4953; 2034: 0; 2035: 0; 2036: 0; 2039: 0; 2040: 0
2018-02-03 23:00 | 2 | 22 | 7 | 0 | 0 | 0 | 1.0702 | 2.1404 | 0 | 20.3125 | 10.5647 | 17.0341 | 17.0341 | 43.4764 | 0 | 0 | 2024: 43.4764; 2025: 0; 2026: 0; 2027: 0; 2028: 0; 2029: 0; 2030: 2.1404; 2031: 0; 2032: 0; 2033: 43.4764; 2034: 0; 2035: 0; 2036: 0; 2039: 0; 2040: 0
2018-02-04 | 2 | 23 | 7 | 0 | 0 | 0 | 1.0119 | 2.0237 | 0 | 20.3125 | 10.5647 | 17.0341 | 17.0341 | 41.1073 | 0 | 0 | 2024: 41.1073; 2025: 0; 2026: 0; 2027: 0; 2028: 0; 2029: 0; 2030: 2.0237; 2031: 0; 2032: 0; 2033: 41.1073; 2034: 0; 2035: 0; 2036: 0; 2039: 0; 2040: 0
2018-02-04 01:00 | 2 | 0 | 1 | 0 | 0 | 0 | 1.0055 | 2.011 | 0 | 20.3125 | 10.5647 | 17.0341 | 17.0341 | 40.8493 | 0 | 0 | 2024: 40.8493; 2025: 0; 2026: 0; 2027: 0; 2028: 0; 2029: 0; 2030: 2.011; 2031: 0; 2032: 0; 2033: 40.8493; 2034: 0; 2035: 0; 2036: 0; 2039: 0; 2040: 0
2018-02-04 02:00 | 2 | 1 | 1 | 0 | 0 | 0 | 1.0532 | 2.1064 | 0 | 20.3125 | 10.5647 | 17.0341 | 17.0341 | 42.7872 | 0 | 0 | 2024: 42.7872; 2025: 0; 2026: 0; 2027: 0; 2028: 0; 2029: 0; 2030: 2.1064; 2031: 0; 2032: 0; 2033: 42.7872; 2034: 0; 2035: 0; 2036: 0; 2039: 0; 2040: 0
2018-02-04 03:00 | 2 | 2 | 1 | 0 | 0 | 0 | 1.1152 | 2.2303 | 0 | 20.3125 | 10.5647 | 17.0341 | 17.0341 | 45.3034 | 0 | 0 | 2024: 45.3034; 2025: 0; 2026: 0; 2027: 0; 2028: 0; 2029: 0; 2030: 2.2303; 2031: 0; 2032: 0; 2033: 45.3034; 2034: 0; 2035: 0; 2036: 0; 2039: 0; 2040: 0
2018-02-04 04:00 | 2 | 3 | 1 | 0 | 0 | 0 | 1.2446 | 2.4891 | 0 | 20.3125 | 10.5647 | 17.0341 | 17.0341 | 50.5603 | 0 | 0 | 2024: 50.5603; 2025: 0; 2026: 0; 2027: 0; 2028: 0; 2029: 0; 2030: 2.4891; 2031: 0; 2032: 0; 2033: 50.5603; 2034: 0; 2035: 0; 2036: 0; 2039: 0; 2040: 0
2018-02-04 05:00 | 2 | 4 | 1 | 0 | 0 | 0 | 1.2413 | 2.4826 | 0 | 20.3125 | 10.5647 | 17.0341 | 17.0341 | 50.4281 | 0 | 0 | 2024: 50.4281; 2025: 0; 2026: 0; 2027: 0; 2028: 0; 2029: 0; 2030: 2.4826; 2031: 0; 2032: 0; 2033: 50.4281; 2034: 0; 2035: 0; 2036: 0; 2039: 0; 2040: 0
2018-02-04 06:00 | 2 | 5 | 1 | 0 | 0 | 0 | 1.3809 | 2.7619 | 0 | 20.3125 | 10.5647 | 17.0341 | 17.0341 | 56.1002 | 0 | 0 | 2024: 56.1002; 2025: 0; 2026: 0; 2027: 0; 2028: 0; 2029: 0; 2030: 2.7619; 2031: 0; 2032: 0; 2033: 56.1002; 2034: 0; 2035: 0; 2036: 0; 2039: 0; 2040: 0
2018-02-04 07:00 | 2 | 6 | 1 | 0 | 0 | 0 | 1.5516 | 3.1032 | 0 | 20.3125 | 10.5647 | 17.0341 | 17.0341 | 63.0339 | 0 | 0 | 2024: 63.0339; 2025: 0; 2026: 0; 2027: 0; 2028: 0; 2029: 0; 2030: 3.1032; 2031: 0; 2032: 0; 2033: 63.0339; 2034: 0; 2035: 0; 2036: 0; 2039: 0; 2040: 0
2018-02-04 08:00 | 2 | 7 | 1 | 0 | 0 | 0.011442 | 1.7734 | 3.5468 | 0.091537 | 20.3125 | 10.5647 | 17.0341 | 17.0341 | 72.0441 | 0.091537 | 0 | 2024: 70.1848; 2025: 1.8593; 2026: 0; 2027: 1.5593; 2028: 0; 2029: 0; 2030: 3.4553; 2031: 0; 2032: 0; 2033: 70.1848; 2034: 1.8593; 2035: 0; 2036: 1.5593; 2039: 0.011442; 2040: 0.12667
2018-02-04 09:00 | 2 | 8 | 1 | 0 | 0 | 0.010756 | 1.837 | 3.674 | 0.086046 | 20.3125 | 10.5647 | 17.0341 | 17.0341 | 74.6281 | 0.086046 | 0 | 2024: 72.8803; 2025: 1.7478; 2026: 0; 2027: 1.4657; 2028: 0; 2029: 0; 2030: 3.588; 2031: 0; 2032: 0; 2033: 72.8803; 2034: 1.7478; 2035: 0; 2036: 1.4657; 2039: 0.010756; 2040: 0.31608
2018-02-04 10:00 | 2 | 9 | 1 | 0 | 0 | 0.0099829 | 1.7753 | 3.5506 | 0.079863 | 20.3125 | 10.5647 | 17.0341 | 17.0341 | 72.1216 | 0.079863 | 0 | 2024: 70.4994; 2025: 1.6222; 2026: 0; 2027: 1.3604; 2028: 0; 2029: 0; 2030: 3.4707; 2031: 0; 2032: 0; 2033: 70.4994; 2034: 1.6222; 2035: 0; 2036: 1.3604; 2039: 0.0099829; 2040: 0.45225
2018-02-04 11:00 | 2 | 10 | 1 | 0 | 0 | 0.020765 | 1.6532 | 3.3064 | 0.16612 | 20.3125 | 10.5647 | 17.0341 | 17.0341 | 67.1614 | 0.16612 | 0 | 2024: 63.7871; 2025: 3.3742; 2026: 0; 2027: 2.8297; 2028: 0; 2029: 0; 2030: 3.1403; 2031: 0; 2032: 0; 2033: 63.7871; 2034: 3.3742; 2035: 0; 2036: 2.8297; 2039: 0.020765; 2040: 0.49827
2018-02-04 12:00 | 2 | 11 | 1 | 0 | 0 | 0.013424 | 1.6116 | 3.2233 | 0.10739 | 20.3125 | 10.5647 | 17.0341 | 17.0341 | 65.4726 | 0.10739 | 0 | 2024: 63.2913; 2025: 2.1814; 2026: 0; 2027: 1.8293; 2028: 0; 2029: 0; 2030: 3.1159; 2031: 0; 2032: 0; 2033: 63.2913; 2034: 2.1814; 2035: 0; 2036: 1.8293; 2039: 0.013424; 2040: 0.53699
2018-02-04 13:00 | 2 | 12 | 1 | 0 | 0 | 0.028745 | 1.6703 | 3.3405 | 0.22996 | 20.3125 | 10.5647 | 17.0341 | 17.0341 | 67.8541 | 0.22996 | 0 | 2024: 63.183; 2025: 4.6711; 2026: 0; 2027: 3.9172; 2028: 0; 2029: 0; 2030: 3.1105; 2031: 0; 2032: 0; 2033: 63.183; 2034: 4.6711; 2035: 0; 2036: 3.9172; 2039: 0.028745; 2040: 0.467
2018-02-04 14:00 | 2 | 13 | 1 | 0 | 0 | 0.023759 | 1.5592 | 3.1184 | 0.19008 | 20.3125 | 10.5647 | 17.0341 | 17.0341 | 63.3419 | 0.19008 | 0 | 2024: 59.4809; 2025: 3.8609; 2026: 0; 2027: 3.2378; 2028: 0; 2029: 0; 2030: 2.9283; 2031: 0; 2032: 0; 2033: 59.4809; 2034: 3.8609; 2035: 0; 2036: 3.2378; 2039: 0.023759; 2040: 0.46775
2018-02-04 15:00 | 2 | 14 | 1 | 0 | 0 | 0.022482 | 1.5482 | 3.0963 | 0.17985 | 20.3125 | 10.5647 | 17.0341 | 17.0341 | 62.8937 | 0.17985 | 0 | 2024: 59.2405; 2025: 3.6533; 2026: 0; 2027: 3.0636; 2028: 0; 2029: 0; 2030: 2.9165; 2031: 0; 2032: 0; 2033: 59.2405; 2034: 3.6533; 2035: 0; 2036: 3.0636; 2039: 0.022482; 2040: 0.38651
2018-02-04 16:00 | 2 | 15 | 1 | 0 | 1 | 0.013634 | 1.5465 | 3.0929 | 0.10908 | 21.7915 | 12.0437 | 17.0341 | 17.0341 | 67.3995 | 0.10908 | 0 | 2024: 65.0226; 2025: 2.3769; 2026: 0; 2027: 1.858; 2028: 0; 2029: 0; 2030: 2.9839; 2031: 0; 2032: 0; 2033: 65.0226; 2034: 2.3769; 2035: 0; 2036: 1.858; 2039: 0.013634; 2040: 0.2257
2018-02-04 17:00 | 2 | 16 | 1 | 0 | 1 | 0.00069534 | 1.6736 | 3.3472 | 0.0055627 | 21.7915 | 12.0437 | 17.0341 | 17.0341 | 72.9409 | 0.0055627 | 0 | 2024: 72.8197; 2025: 0.12122; 2026: 0; 2027: 0.094757; 2028: 0; 2029: 0; 2030: 3.3417; 2031: 0; 2032: 0; 2033: 72.8197; 2034: 0.12122; 2035: 0; 2036: 0.094757; 2039: 0.00069534; 2040: 0.028186
2018-02-04 18:00 | 2 | 17 | 1 | 0 | 1 | 0 | 1.7685 | 3.537 | 0 | 21.7915 | 12.0437 | 17.0341 | 17.0341 | 77.0757 | 0 | 0 | 2024: 77.0757; 2025: 0; 2026: 0; 2027: 0; 2028: 0; 2029: 0; 2030: 3.537; 2031: 0; 2032: 0; 2033: 77.0757; 2034: 0; 2035: 0; 2036: 0; 2039: 0; 2040: 0
2018-02-04 19:00 | 2 | 18 | 1 | 0 | 1 | 0 | 1.8896 | 3.7793 | 0 | 21.7915 | 12.0437 | 17.0341 | 17.0341 | 82.3563 | 0 | 0 | 2024: 82.3563; 2025: 0; 2026: 0; 2027: 0; 2028: 0; 2029: 0; 2030: 3.7793; 2031: 0; 2032: 0; 2033: 82.3563; 2034: 0; 2035: 0; 2036: 0; 2039: 0; 2040: 0
2018-02-04 20:00 | 2 | 19 | 1 | 0 | 0 | 0 | 1.9301 | 3.8602 | 0 | 20.3125 | 10.5647 | 17.0341 | 17.0341 | 78.411 | 0 | 0 | 2024: 78.411; 2025: 0; 2026: 0; 2027: 0; 2028: 0; 2029: 0; 2030: 3.8602; 2031: 0; 2032: 0; 2033: 78.411; 2034: 0; 2035: 0; 2036: 0; 2039: 0; 2040: 0
2018-02-04 21:00 | 2 | 20 | 1 | 0 | 0 | 0 | 1.8737 | 3.7473 | 0 | 20.3125 | 10.5647 | 17.0341 | 17.0341 | 76.1179 | 0 | 0 | 2024: 76.1179; 2025: 0; 2026: 0; 2027: 0; 2028: 0; 2029: 0; 2030: 3.7473; 2031: 0; 2032: 0; 2033: 76.1179; 2034: 0; 2035: 0; 2036: 0; 2039: 0; 2040: 0
2018-02-04 22:00 | 2 | 21 | 1 | 0 | 0 | 0 | 1.6784 | 3.3568 | 0 | 20.3125 | 10.5647 | 17.0341 | 17.0341 | 68.186 | 0 | 0 | 2024: 68.186; 2025: 0; 2026: 0; 2027: 0; 2028: 0; 2029: 0; 2030: 3.3568; 2031: 0; 2032: 0; 2033: 68.186; 2034: 0; 2035: 0; 2036: 0; 2039: 0; 2040: 0
2018-02-04 23:00 | 2 | 22 | 1 | 0 | 0 | 0 | 1.5764 | 3.1528 | 0 | 20.3125 | 10.5647 | 17.0341 | 17.0341 | 64.0411 | 0 | 0 | 2024: 64.0411; 2025: 0; 2026: 0; 2027: 0; 2028: 0; 2029: 0; 2030: 3.1528; 2031: 0; 2032: 0; 2033: 64.0411; 2034: 0; 2035: 0; 2036: 0; 2039: 0; 2040: 0
2018-02-05 | 2 | 23 | 1 | 0 | 0 | 0 | 1.4676 | 2.9351 | 0 | 20.3125 | 10.5647 | 17.0341 | 17.0341 | 59.6194 | 0 | 0 | 2024: 59.6194; 2025: 0; 2026: 0; 2027: 0; 2028: 0; 2029: 0; 2030: 2.9351; 2031: 0; 2032: 0; 2033: 59.6194; 2034: 0; 2035: 0; 2036: 0; 2039: 0; 2040: 0
2018-02-05 01:00 | 2 | 0 | 2 | 0 | 0 | 0 | 1.3492 | 2.6983 | 0 | 20.3125 | 10.5647 | 17.0341 | 17.0341 | 54.8102 | 0 | 0 | 2024: 54.8102; 2025: 0; 2026: 0; 2027: 0; 2028: 0; 2029: 0; 2030: 2.6983; 2031: 0; 2032: 0; 2033: 54.8102; 2034: 0; 2035: 0; 2036: 0; 2039: 0; 2040: 0
2018-02-05 02:00 | 2 | 1 | 2 | 0 | 0 | 0 | 1.2908 | 2.5815 | 0 | 20.3125 | 10.5647 | 17.0341 | 17.0341 | 52.4372 | 0 | 0 | 2024: 52.4372; 2025: 0; 2026: 0; 2027: 0; 2028: 0; 2029: 0; 2030: 2.5815; 2031: 0; 2032: 0; 2033: 52.4372; 2034: 0; 2035: 0; 2036: 0; 2039: 0; 2040: 0
2018-02-05 03:00 | 2 | 2 | 2 | 0 | 0 | 0 | 1.2534 | 2.5069 | 0 | 20.3125 | 10.5647 | 17.0341 | 17.0341 | 50.9205 | 0 | 0 | 2024: 50.9205; 2025: 0; 2026: 0; 2027: 0; 2028: 0; 2029: 0; 2030: 2.5069; 2031: 0; 2032: 0; 2033: 50.9205; 2034: 0; 2035: 0; 2036: 0; 2039: 0; 2040: 0
2018-02-05 04:00 | 2 | 3 | 2 | 0 | 0 | 0 | 1.2549 | 2.5098 | 0 | 20.3125 | 10.5647 | 17.0341 | 17.0341 | 50.9812 | 0 | 0 | 2024: 50.9812; 2025: 0; 2026: 0; 2027: 0; 2028: 0; 2029: 0; 2030: 2.5098; 2031: 0; 2032: 0; 2033: 50.9812; 2034: 0; 2035: 0; 2036: 0; 2039: 0; 2040: 0
2018-02-05 05:00 | 2 | 4 | 2 | 0 | 0 | 0 | 1.2724 | 2.5448 | 0 | 20.3125 | 10.5647 | 17.0341 | 17.0341 | 51.6903 | 0 | 0 | 2024: 51.6903; 2025: 0; 2026: 0; 2027: 0; 2028: 0; 2029: 0; 2030: 2.5448; 2031: 0; 2032: 0; 2033: 51.6903; 2034: 0; 2035: 0; 2036: 0; 2039: 0; 2040: 0
2018-02-05 06:00 | 2 | 5 | 2 | 0 | 0 | 0 | 1.4509 | 2.9019 | 0 | 20.3125 | 10.5647 | 17.0341 | 17.0341 | 58.9446 | 0 | 0 | 2024: 58.9446; 2025: 0; 2026: 0; 2027: 0; 2028: 0; 2029: 0; 2030: 2.9019; 2031: 0; 2032: 0; 2033: 58.9446; 2034: 0; 2035: 0; 2036: 0; 2039: 0; 2040: 0
2018-02-05 07:00 | 2 | 6 | 2 | 0 | 0 | 0 | 1.6029 | 3.2057 | 0 | 20.3125 | 10.5647 | 17.0341 | 17.0341 | 65.1168 | 0 | 0 | 2024: 65.1168; 2025: 0; 2026: 0; 2027: 0; 2028: 0; 2029: 0; 2030: 3.2057; 2031: 0; 2032: 0; 2033: 65.1168; 2034: 0; 2035: 0; 2036: 0; 2039: 0; 2040: 0
2018-02-05 08:00 | 2 | 7 | 2 | 0 | 0 | 0.065889 | 1.6456 | 3.2912 | 0.52711 | 20.3125 | 10.5647 | 17.0341 | 17.0341 | 66.8522 | 0.52711 | 0 | 2024: 56.1452; 2025: 10.7069; 2026: 0; 2027: 8.9789; 2028: 0; 2029: 0; 2030: 2.7641; 2031: 0; 2032: 0; 2033: 56.1452; 2034: 10.7069; 2035: 0; 2036: 8.9789; 2039: 0.065889; 2040: 0.045718
2018-02-05 09:00 | 2 | 8 | 2 | 0 | 0 | 0.26913 | 1.6628 | 3.3255 | 2.153 | 20.3125 | 10.5647 | 17.0341 | 17.0341 | 67.5496 | 2.153 | 0 | 2024: 23.8166; 2025: 43.733; 2026: 0; 2027: 36.6746; 2028: 0; 2029: 0; 2030: 1.1725; 2031: 0; 2032: 0; 2033: 23.8166; 2034: 43.733; 2035: 0; 2036: 36.6746; 2039: 0.26913; 2040: 0.029369
2018-02-05 10:00 | 2 | 9 | 2 | 0 | 0 | 0.19753 | 1.5635 | 3.127 | 1.5803 | 20.3125 | 10.5647 | 17.0341 | 17.0341 | 63.5177 | 1.5803 | 0 | 2024: 31.4188; 2025: 32.099; 2026: 0; 2027: 26.9183; 2028: 0; 2029: 0; 2030: 1.5468; 2031: 0; 2032: 0; 2033: 31.4188; 2034: 32.099; 2035: 0; 2036: 26.9183; 2039: 0.19753; 2040: 0.073082
2018-02-05 11:00 | 2 | 10 | 2 | 0 | 0 | 0.25014 | 1.4843 | 2.9685 | 2.0011 | 20.3125 | 10.5647 | 17.0341 | 17.0341 | 60.2984 | 2.0011 | 0 | 2024: 19.6513; 2025: 40.6471; 2026: 0; 2027: 34.0868; 2028: 0; 2029: 0; 2030: 0.96745; 2031: 0; 2032: 0; 2033: 19.6513; 2034: 40.6471; 2035: 0; 2036: 34.0868; 2039: 0.25014; 2040: 0.17146
2018-02-05 12:00 | 2 | 11 | 2 | 0 | 0 | 0.44206 | 1.4028 | 2.8056 | 3.5365 | 20.3125 | 10.5647 | 17.0341 | 17.0341 | 56.9891 | 2.8056 | 0.7309 | 2024: 0; 2025: 56.9891; 2026: 7.7218; 2027: 60.2416; 2028: 0.7309; 2029: 0.7309; 2030: 0; 2031: 0; 2032: 0; 2033: 0; 2034: 56.9891; 2035: 0; 2036: 60.2416; 2039: 0.44206; 2040: 0.11195
2018-02-05 13:00 | 2 | 12 | 2 | 0 | 0 | 0.21227 | 1.3682 | 2.7364 | 1.6982 | 20.3125 | 10.5647 | 17.0341 | 17.0341 | 55.5837 | 1.6982 | 0 | 2024: 21.0894; 2025: 34.4944; 2026: 0; 2027: 28.9271; 2028: 0; 2029: 0.7309; 2030: 1.0382; 2031: 0.67243; 2032: 0; 2033: 7.4307; 2034: 48.1531; 2035: 0; 2036: 28.9271; 2039: 0.21227; 2040: 0.1214
2018-02-05 14:00 | 2 | 13 | 2 | 0 | 0 | 0.10679 | 1.3809 | 2.7618 | 0.8543 | 20.3125 | 10.5647 | 17.0341 | 17.0341 | 56.0984 | 0.8543 | 0 | 2024: 38.7454; 2025: 17.3531; 2026: 0; 2027: 14.5523; 2028: 0; 2029: 0; 2030: 1.9075; 2031: 0; 2032: 0; 2033: 38.7454; 2034: 17.3531; 2035: 0; 2036: 14.5523; 2039: 0.10679; 2040: 0.083413
2018-02-05 15:00 | 2 | 14 | 2 | 0 | 0 | 0.044825 | 1.3773 | 2.7545 | 0.3586 | 20.3125 | 10.5647 | 17.0341 | 17.0341 | 55.9513 | 0.3586 | 0 | 2024: 48.6672; 2025: 7.2841; 2026: 0; 2027: 6.1085; 2028: 0; 2029: 0; 2030: 2.3959; 2031: 0; 2032: 0; 2033: 48.6672; 2034: 7.2841; 2035: 0; 2036: 6.1085; 2039: 0.044825; 2040: 0.082128
2018-02-05 16:00 | 2 | 15 | 2 | 0 | 1 | 0.016702 | 1.4215 | 2.843 | 0.13362 | 21.7915 | 12.0437 | 17.0341 | 17.0341 | 61.9525 | 0.13362 | 0 | 2024: 59.0407; 2025: 2.9117; 2026: 0; 2027: 2.2761; 2028: 0; 2029: 0; 2030: 2.7093; 2031: 0; 2032: 0; 2033: 59.0407; 2034: 2.9117; 2035: 0; 2036: 2.2761; 2039: 0.016702; 2040: 0.022364
2018-02-05 17:00 | 2 | 16 | 2 | 0 | 1 | 0.00024592 | 1.5823 | 3.1647 | 0.0019674 | 21.7915 | 12.0437 | 17.0341 | 17.0341 | 68.9624 | 0.0019674 | 0 | 2024: 68.9196; 2025: 0.042872; 2026: 0; 2027: 0.033513; 2028: 0; 2029: 0; 2030: 3.1627; 2031: 0; 2032: 0; 2033: 68.9196; 2034: 0.042872; 2035: 0; 2036: 0.033513; 2039: 0.00024592; 2040: 0.001289
2018-02-05 18:00 | 2 | 17 | 2 | 0 | 1 | 0 | 1.7327 | 3.4654 | 0 | 21.7915 | 12.0437 | 17.0341 | 17.0341 | 75.5159 | 0 | 0 | 2024: 75.5159; 2025: 0; 2026: 0; 2027: 0; 2028: 0; 2029: 0; 2030: 3.4654; 2031: 0; 2032: 0; 2033: 75.5159; 2034: 0; 2035: 0; 2036: 0; 2039: 0; 2040: 0
2018-02-05 19:00 | 2 | 18 | 2 | 0 | 1 | 0 | 1.8096 | 3.6191 | 0 | 21.7915 | 12.0437 | 17.0341 | 17.0341 | 78.8665 | 0 | 0 | 2024: 78.8665; 2025: 0; 2026: 0; 2027: 0; 2028: 0; 2029: 0; 2030: 3.6191; 2031: 0; 2032: 0; 2033: 78.8665; 2034: 0; 2035: 0; 2036: 0; 2039: 0; 2040: 0
2018-02-05 20:00 | 2 | 19 | 2 | 0 | 0 | 0 | 1.7398 | 3.4796 | 0 | 20.3125 | 10.5647 | 17.0341 | 17.0341 | 70.6802 | 0 | 0 | 2024: 70.6802; 2025: 0; 2026: 0; 2027: 0; 2028: 0; 2029: 0; 2030: 3.4796; 2031: 0; 2032: 0; 2033: 70.6802; 2034: 0; 2035: 0; 2036: 0; 2039: 0; 2040: 0
2018-02-05 21:00 | 2 | 20 | 2 | 0 | 0 | 0 | 1.715 | 3.4299 | 0 | 20.3125 | 10.5647 | 17.0341 | 17.0341 | 69.6701 | 0 | 0 | 2024: 69.6701; 2025: 0; 2026: 0; 2027: 0; 2028: 0; 2029: 0; 2030: 3.4299; 2031: 0; 2032: 0; 2033: 69.6701; 2034: 0; 2035: 0; 2036: 0; 2039: 0; 2040: 0
2018-02-05 22:00 | 2 | 21 | 2 | 0 | 0 | 0 | 1.4415 | 2.883 | 0 | 20.3125 | 10.5647 | 17.0341 | 17.0341 | 58.5602 | 0 | 0 | 2024: 58.5602; 2025: 0; 2026: 0; 2027: 0; 2028: 0; 2029: 0; 2030: 2.883; 2031: 0; 2032: 0; 2033: 58.5602; 2034: 0; 2035: 0; 2036: 0; 2039: 0; 2040: 0
2018-02-05 23:00 | 2 | 22 | 2 | 0 | 0 | 0 | 1.1993 | 2.3986 | 0 | 20.3125 | 10.5647 | 17.0341 | 17.0341 | 48.7209 | 0 | 0 | 2024: 48.7209; 2025: 0; 2026: 0; 2027: 0; 2028: 0; 2029: 0; 2030: 2.3986; 2031: 0; 2032: 0; 2033: 48.7209; 2034: 0; 2035: 0; 2036: 0; 2039: 0; 2040: 0
2018-02-06 | 2 | 23 | 2 | 0 | 0 | 0 | 1.0594 | 2.1188 | 0 | 20.3125 | 10.5647 | 17.0341 | 17.0341 | 43.0377 | 0 | 0 | 2024: 43.0377; 2025: 0; 2026: 0; 2027: 0; 2028: 0; 2029: 0; 2030: 2.1188; 2031: 0; 2032: 0; 2033: 43.0377; 2034: 0; 2035: 0; 2036: 0; 2039: 0; 2040: 0
2018-02-06 01:00 | 2 | 0 | 3 | 0 | 0 | 0 | 0.96917 | 1.9383 | 0 | 20.3125 | 10.5647 | 17.0341 | 17.0341 | 39.3725 | 0 | 0 | 2024: 39.3725; 2025: 0; 2026: 0; 2027: 0; 2028: 0; 2029: 0; 2030: 1.9383; 2031: 0; 2032: 0; 2033: 39.3725; 2034: 0; 2035: 0; 2036: 0; 2039: 0; 2040: 0
2018-02-06 02:00 | 2 | 1 | 3 | 0 | 0 | 0 | 0.95136 | 1.9027 | 0 | 20.3125 | 10.5647 | 17.0341 | 17.0341 | 38.6488 | 0 | 0 | 2024: 38.6488; 2025: 0; 2026: 0; 2027: 0; 2028: 0; 2029: 0; 2030: 1.9027; 2031: 0; 2032: 0; 2033: 38.6488; 2034: 0; 2035: 0; 2036: 0; 2039: 0; 2040: 0
2018-02-06 03:00 | 2 | 2 | 3 | 0 | 0 | 0 | 0.94773 | 1.8955 | 0 | 20.3125 | 10.5647 | 17.0341 | 17.0341 | 38.5014 | 0 | 0 | 2024: 38.5014; 2025: 0; 2026: 0; 2027: 0; 2028: 0; 2029: 0; 2030: 1.8955; 2031: 0; 2032: 0; 2033: 38.5014; 2034: 0; 2035: 0; 2036: 0; 2039: 0; 2040: 0
2018-02-06 04:00 | 2 | 3 | 3 | 0 | 0 | 0 | 0.97329 | 1.9466 | 0 | 20.3125 | 10.5647 | 17.0341 | 17.0341 | 39.54 | 0 | 0 | 2024: 39.54; 2025: 0; 2026: 0; 2027: 0; 2028: 0; 2029: 0; 2030: 1.9466; 2031: 0; 2032: 0; 2033: 39.54; 2034: 0; 2035: 0; 2036: 0; 2039: 0; 2040: 0
2018-02-06 05:00 | 2 | 4 | 3 | 0 | 0 | 0 | 0.98725 | 1.9745 | 0 | 20.3125 | 10.5647 | 17.0341 | 17.0341 | 40.1071 | 0 | 0 | 2024: 40.1071; 2025: 0; 2026: 0; 2027: 0; 2028: 0; 2029: 0; 2030: 1.9745; 2031: 0; 2032: 0; 2033: 40.1071; 2034: 0; 2035: 0; 2036: 0; 2039: 0; 2040: 0
2018-02-06 06:00 | 2 | 5 | 3 | 0 | 0 | 0 | 1.1228 | 2.2457 | 0 | 20.3125 | 10.5647 | 17.0341 | 17.0341 | 45.6152 | 0 | 0 | 2024: 45.6152; 2025: 0; 2026: 0; 2027: 0; 2028: 0; 2029: 0; 2030: 2.2457; 2031: 0; 2032: 0; 2033: 45.6152; 2034: 0; 2035: 0; 2036: 0; 2039: 0; 2040: 0
2018-02-06 07:00 | 2 | 6 | 3 | 0 | 0 | 0 | 1.2658 | 2.5315 | 0 | 20.3125 | 10.5647 | 17.0341 | 17.0341 | 51.4216 | 0 | 0 | 2024: 51.4216; 2025: 0; 2026: 0; 2027: 0; 2028: 0; 2029: 0; 2030: 2.5315; 2031: 0; 2032: 0; 2033: 51.4216; 2034: 0; 2035: 0; 2036: 0; 2039: 0; 2040: 0
2018-02-06 08:00 | 2 | 7 | 3 | 0 | 0 | 0.044887 | 1.2923 | 2.5847 | 0.35909 | 20.3125 | 10.5647 | 17.0341 | 17.0341 | 52.5014 | 0.35909 | 0 | 2024: 45.2073; 2025: 7.2941; 2026: 0; 2027: 6.1169; 2028: 0; 2029: 0; 2030: 2.2256; 2031: 0; 2032: 0; 2033: 45.2073; 2034: 7.2941; 2035: 0; 2036: 6.1169; 2039: 0.044887; 2040: 0.034478
2018-02-06 09:00 | 2 | 8 | 3 | 0 | 0 | 0.10034 | 1.3806 | 2.7611 | 0.80273 | 20.3125 | 10.5647 | 17.0341 | 17.0341 | 56.085 | 0.80273 | 0 | 2024: 39.7796; 2025: 16.3054; 2026: 0; 2027: 13.6738; 2028: 0; 2029: 0; 2030: 1.9584; 2031: 0; 2032: 0; 2033: 39.7796; 2034: 16.3054; 2035: 0; 2036: 13.6738; 2039: 0.10034; 2040: 0.07346
2018-02-06 10:00 | 2 | 9 | 3 | 0 | 0 | 0.078507 | 1.3184 | 2.6369 | 0.62806 | 20.3125 | 10.5647 | 17.0341 | 17.0341 | 53.5614 | 0.62806 | 0 | 2024: 40.804; 2025: 12.7574; 2026: 0; 2027: 10.6984; 2028: 0; 2029: 0; 2030: 2.0088; 2031: 0; 2032: 0; 2033: 40.804; 2034: 12.7574; 2035: 0; 2036: 10.6984; 2039: 0.078507; 2040: 0.041371
2018-02-06 11:00 | 2 | 10 | 3 | 0 | 0 | 0.079924 | 1.2639 | 2.5278 | 0.63939 | 20.3125 | 10.5647 | 17.0341 | 17.0341 | 51.3455 | 0.63939 | 0 | 2024: 38.3579; 2025: 12.9876; 2026: 0; 2027: 10.8915; 2028: 0; 2029: 0; 2030: 1.8884; 2031: 0; 2032: 0; 2033: 38.3579; 2034: 12.9876; 2035: 0; 2036: 10.8915; 2039: 0.079924; 2040: 0.094378
2018-02-06 12:00 | 2 | 11 | 3 | 0 | 0 | 0.041734 | 1.265 | 2.53 | 0.33387 | 20.3125 | 10.5647 | 17.0341 | 17.0341 | 51.3906 | 0.33387 | 0 | 2024: 44.6089; 2025: 6.7817; 2026: 0; 2027: 5.6872; 2028: 0; 2029: 0; 2030: 2.1961; 2031: 0; 2032: 0; 2033: 44.6089; 2034: 6.7817; 2035: 0; 2036: 5.6872; 2039: 0.041734; 2040: 0.10827
2018-02-06 13:00 | 2 | 12 | 3 | 0 | 0 | 0.040956 | 1.224 | 2.448 | 0.32765 | 20.3125 | 10.5647 | 17.0341 | 17.0341 | 49.7245 | 0.32765 | 0 | 2024: 43.0691; 2025: 6.6554; 2026: 0; 2027: 5.5813; 2028: 0; 2029: 0; 2030: 2.1203; 2031: 0; 2032: 0; 2033: 43.0691; 2034: 6.6554; 2035: 0; 2036: 5.5813; 2039: 0.040956; 2040: 0.089736
2018-02-06 14:00 | 2 | 13 | 3 | 0 | 0 | 0.042684 | 1.1653 | 2.3306 | 0.34147 | 20.3125 | 10.5647 | 17.0341 | 17.0341 | 47.3402 | 0.34147 | 0 | 2024: 40.4041; 2025: 6.9361; 2026: 0; 2027: 5.8166; 2028: 0; 2029: 0; 2030: 1.9891; 2031: 0; 2032: 0; 2033: 40.4041; 2034: 6.9361; 2035: 0; 2036: 5.8166; 2039: 0.042684; 2040: 0.09633
2018-02-06 15:00 | 2 | 14 | 3 | 0 | 0 | 0.016345 | 1.1377 | 2.2754 | 0.13076 | 20.3125 | 10.5647 | 17.0341 | 17.0341 | 46.2191 | 0.13076 | 0 | 2024: 43.563; 2025: 2.6561; 2026: 0; 2027: 2.2274; 2028: 0; 2029: 0; 2030: 2.1446; 2031: 0; 2032: 0; 2033: 43.563; 2034: 2.6561; 2035: 0; 2036: 2.2274; 2039: 0.016345; 2040: 0.071707
2018-02-06 16:00 | 2 | 15 | 3 | 0 | 1 | 0.04527 | 1.2547 | 2.5093 | 0.36216 | 21.7915 | 12.0437 | 17.0341 | 17.0341 | 54.682 | 0.36216 | 0 | 2024: 46.79; 2025: 7.892; 2026: 0; 2027: 6.1691; 2028: 0; 2029: 0; 2030: 2.1472; 2031: 0; 2032: 0; 2033: 46.79; 2034: 7.892; 2035: 0; 2036: 6.1691; 2039: 0.04527; 2040: 0.088612
2018-02-06 17:00 | 2 | 16 | 3 | 0 | 1 | 0.0049428 | 1.3344 | 2.6687 | 0.039543 | 21.7915 | 12.0437 | 17.0341 | 17.0341 | 58.1553 | 0.039543 | 0 | 2024: 57.2937; 2025: 0.86169; 2026: 0; 2027: 0.67357; 2028: 0; 2029: 0; 2030: 2.6292; 2031: 0; 2032: 0; 2033: 57.2937; 2034: 0.86169; 2035: 0; 2036: 0.67357; 2039: 0.0049428; 2040: 0.0084213
2018-02-06 18:00 | 2 | 17 | 3 | 0 | 1 | 0 | 1.4723 | 2.9446 | 0 | 21.7915 | 12.0437 | 17.0341 | 17.0341 | 64.1675 | 0 | 0 | 2024: 64.1675; 2025: 0; 2026: 0; 2027: 0; 2028: 0; 2029: 0; 2030: 2.9446; 2031: 0; 2032: 0; 2033: 64.1675; 2034: 0; 2035: 0; 2036: 0; 2039: 0; 2040: 0
2018-02-06 19:00 | 2 | 18 | 3 | 0 | 1 | 0 | 1.5559 | 3.1117 | 0 | 21.7915 | 12.0437 | 17.0341 | 17.0341 | 67.8087 | 0 | 0 | 2024: 67.8087; 2025: 0; 2026: 0; 2027: 0; 2028: 0; 2029: 0; 2030: 3.1117; 2031: 0; 2032: 0; 2033: 67.8087; 2034: 0; 2035: 0; 2036: 0; 2039: 0; 2040: 0
2018-02-06 20:00 | 2 | 19 | 3 | 0 | 0 | 0 | 1.6584 | 3.3168 | 0 | 20.3125 | 10.5647 | 17.0341 | 17.0341 | 67.3721 | 0 | 0 | 2024: 67.3721; 2025: 0; 2026: 0; 2027: 0; 2028: 0; 2029: 0; 2030: 3.3168; 2031: 0; 2032: 0; 2033: 67.3721; 2034: 0; 2035: 0; 2036: 0; 2039: 0; 2040: 0
2018-02-06 21:00 | 2 | 20 | 3 | 0 | 0 | 0 | 1.5729 | 3.1459 | 0 | 20.3125 | 10.5647 | 17.0341 | 17.0341 | 63.9006 | 0 | 0 | 2024: 63.9006; 2025: 0; 2026: 0; 2027: 0; 2028: 0; 2029: 0; 2030: 3.1459; 2031: 0; 2032: 0; 2033: 63.9006; 2034: 0; 2035: 0; 2036: 0; 2039: 0; 2040: 0
2018-02-06 22:00 | 2 | 21 | 3 | 0 | 0 | 0 | 1.3166 | 2.6331 | 0 | 20.3125 | 10.5647 | 17.0341 | 17.0341 | 53.4849 | 0 | 0 | 2024: 53.4849; 2025: 0; 2026: 0; 2027: 0; 2028: 0; 2029: 0; 2030: 2.6331; 2031: 0; 2032: 0; 2033: 53.4849; 2034: 0; 2035: 0; 2036: 0; 2039: 0; 2040: 0
2018-02-06 23:00 | 2 | 22 | 3 | 0 | 0 | 0 | 1.1115 | 2.223 | 0 | 20.3125 | 10.5647 | 17.0341 | 17.0341 | 45.1546 | 0 | 0 | 2024: 45.1546; 2025: 0; 2026: 0; 2027: 0; 2028: 0; 2029: 0; 2030: 2.223; 2031: 0; 2032: 0; 2033: 45.1546; 2034: 0; 2035: 0; 2036: 0; 2039: 0; 2040: 0
2018-02-07 | 2 | 23 | 3 | 0 | 0 | 0 | 1.013 | 2.0261 | 0 | 20.3125 | 10.5647 | 17.0341 | 17.0341 | 41.1549 | 0 | 0 | 2024: 41.1549; 2025: 0; 2026: 0; 2027: 0; 2028: 0; 2029: 0; 2030: 2.0261; 2031: 0; 2032: 0; 2033: 41.1549; 2034: 0; 2035: 0; 2036: 0; 2039: 0; 2040: 0
2018-02-07 01:00 | 2 | 0 | 4 | 0 | 0 | 0 | 0.98 | 1.96 | 0 | 20.3125 | 10.5647 | 17.0341 | 17.0341 | 39.8125 | 0 | 0 | 2024: 39.8125; 2025: 0; 2026: 0; 2027: 0; 2028: 0; 2029: 0; 2030: 1.96; 2031: 0; 2032: 0; 2033: 39.8125; 2034: 0; 2035: 0; 2036: 0; 2039: 0; 2040: 0
2018-02-07 02:00 | 2 | 1 | 4 | 0 | 0 | 0 | 0.9714 | 1.9428 | 0 | 20.3125 | 10.5647 | 17.0341 | 17.0341 | 39.4629 | 0 | 0 | 2024: 39.4629; 2025: 0; 2026: 0; 2027: 0; 2028: 0; 2029: 0; 2030: 1.9428; 2031: 0; 2032: 0; 2033: 39.4629; 2034: 0; 2035: 0; 2036: 0; 2039: 0; 2040: 0
2018-02-07 03:00 | 2 | 2 | 4 | 0 | 0 | 0 | 1.0158 | 2.0316 | 0 | 20.3125 | 10.5647 | 17.0341 | 17.0341 | 41.2674 | 0 | 0 | 2024: 41.2674; 2025: 0; 2026: 0; 2027: 0; 2028: 0; 2029: 0; 2030: 2.0316; 2031: 0; 2032: 0; 2033: 41.2674; 2034: 0; 2035: 0; 2036: 0; 2039: 0; 2040: 0
2018-02-07 04:00 | 2 | 3 | 4 | 0 | 0 | 0 | 1.1241 | 2.2483 | 0 | 20.3125 | 10.5647 | 17.0341 | 17.0341 | 45.6678 | 0 | 0 | 2024: 45.6678; 2025: 0; 2026: 0; 2027: 0; 2028: 0; 2029: 0; 2030: 2.2483; 2031: 0; 2032: 0; 2033: 45.6678; 2034: 0; 2035: 0; 2036: 0; 2039: 0; 2040: 0
2018-02-07 05:00 | 2 | 4 | 4 | 0 | 0 | 0 | 1.2138 | 2.4276 | 0 | 20.3125 | 10.5647 | 17.0341 | 17.0341 | 49.31 | 0 | 0 | 2024: 49.31; 2025: 0; 2026: 0; 2027: 0; 2028: 0; 2029: 0; 2030: 2.4276; 2031: 0; 2032: 0; 2033: 49.31; 2034: 0; 2035: 0; 2036: 0; 2039: 0; 2040: 0
2018-02-07 06:00 | 2 | 5 | 4 | 0 | 0 | 0 | 1.331 | 2.662 | 0 | 20.3125 | 10.5647 | 17.0341 | 17.0341 | 54.0717 | 0 | 0 | 2024: 54.0717; 2025: 0; 2026: 0; 2027: 0; 2028: 0; 2029: 0; 2030: 2.662; 2031: 0; 2032: 0; 2033: 54.0717; 2034: 0; 2035: 0; 2036: 0; 2039: 0; 2040: 0
2018-02-07 07:00 | 2 | 6 | 4 | 0 | 0 | 0 | 1.4826 | 2.9652 | 0 | 20.3125 | 10.5647 | 17.0341 | 17.0341 | 60.2301 | 0 | 0 | 2024: 60.2301; 2025: 0; 2026: 0; 2027: 0; 2028: 0; 2029: 0; 2030: 2.9652; 2031: 0; 2032: 0; 2033: 60.2301; 2034: 0; 2035: 0; 2036: 0; 2039: 0; 2040: 0
2018-02-07 08:00 | 2 | 7 | 4 | 0 | 0 | 0.061132 | 1.4786 | 2.9573 | 0.48905 | 20.3125 | 10.5647 | 17.0341 | 17.0341 | 60.0697 | 0.48905 | 0 | 2024: 50.1358; 2025: 9.9339; 2026: 0; 2027: 8.3306; 2028: 0; 2029: 0; 2030: 2.4682; 2031: 0; 2032: 0; 2033: 50.1358; 2034: 9.9339; 2035: 0; 2036: 8.3306; 2039: 0.061132; 2040: 0.067818
2018-02-07 09:00 | 2 | 8 | 4 | 0 | 0 | 0.24628 | 1.4787 | 2.9574 | 1.9703 | 20.3125 | 10.5647 | 17.0341 | 17.0341 | 60.0729 | 1.9703 | 0 | 2024: 20.0519; 2025: 40.021; 2026: 0; 2027: 33.5618; 2028: 0; 2029: 0; 2030: 0.98717; 2031: 0; 2032: 0; 2033: 20.0519; 2034: 40.021; 2035: 0; 2036: 33.5618; 2039: 0.24628; 2040: 0.15652
2018-02-07 10:00 | 2 | 9 | 4 | 0 | 0 | 0.30963 | 1.5115 | 3.023 | 2.477 | 20.3125 | 10.5647 | 17.0341 | 17.0341 | 61.4049 | 2.477 | 0 | 2024: 11.0906; 2025: 50.3142; 2026: 0; 2027: 42.1937; 2028: 0; 2029: 0; 2030: 0.546; 2031: 0; 2032: 0; 2033: 11.0906; 2034: 50.3142; 2035: 0; 2036: 42.1937; 2039: 0.30963; 2040: 0.10299
2018-02-07 11:00 | 2 | 10 | 4 | 0 | 0 | 0.36529 | 1.3415 | 2.683 | 2.9223 | 20.3125 | 10.5647 | 17.0341 | 17.0341 | 54.4983 | 2.683 | 0.23929 | 2024: 0; 2025: 54.4983; 2026: 2.5281; 2027: 49.7787; 2028: 0.23929; 2029: 0.23929; 2030: 0; 2031: 0; 2032: 0; 2033: 0; 2034: 54.4983; 2035: 0; 2036: 49.7787; 2039: 0.36529; 2040: 0.18009
2018-02-07 12:00 | 2 | 11 | 4 | 0 | 0 | 0.57736 | 1.401 | 2.802 | 4.6189 | 20.3125 | 10.5647 | 17.0341 | 17.0341 | 56.9155 | 2.802 | 1.8169 | 2024: 0; 2025: 56.9155; 2026: 19.1953; 2027: 78.6792; 2028: 1.8169; 2029: 2.0562; 2030: 0; 2031: 0; 2032: 0; 2033: 0; 2034: 56.9155; 2035: 0; 2036: 78.6792; 2039: 0.57736; 2040: 0.18111
2018-02-07 13:00 | 2 | 12 | 4 | 0 | 0 | 0.52463 | 1.3161 | 2.6323 | 4.1971 | 20.3125 | 10.5647 | 17.0341 | 17.0341 | 53.4685 | 2.6323 | 1.5648 | 2024: 0; 2025: 53.4685; 2026: 16.5313; 2027: 71.4934; 2028: 1.5648; 2029: 3.621; 2030: 0; 2031: 0; 2032: 0; 2033: 0; 2034: 53.4685; 2035: 0; 2036: 71.4934; 2039: 0.52463; 2040: 0.20341
2018-02-07 14:00 | 2 | 13 | 4 | 0 | 0 | 0.45852 | 1.2318 | 2.4636 | 3.6681 | 20.3125 | 10.5647 | 17.0341 | 17.0341 | 50.0426 | 2.4636 | 1.2045 | 2024: 0; 2025: 50.0426; 2026: 12.7253; 2027: 62.4837; 2028: 1.2045; 2029: 4.8255; 2030: 0; 2031: 0; 2032: 0; 2033: 0; 2034: 50.0426; 2035: 0; 2036: 62.4837; 2039: 0.45852; 2040: 0.14903
2018-02-07 15:00 | 2 | 14 | 4 | 0 | 0 | 0.23066 | 1.3151 | 2.6301 | 1.8453 | 20.3125 | 10.5647 | 17.0341 | 17.0341 | 53.4247 | 1.8453 | 0 | 2024: 15.9428; 2025: 37.4819; 2026: 0; 2027: 31.4325; 2028: 0; 2029: 4.8255; 2030: 0.78488; 2031: 0.78488; 2032: 0; 2033: 0; 2034: 53.4247; 2035: 0; 2036: 31.4325; 2039: 0.23066; 2040: 0.070271
2018-02-07 16:00 | 2 | 15 | 4 | 0 | 1 | 0.14609 | 1.3599 | 2.7197 | 1.1687 | 21.7915 | 12.0437 | 17.0341 | 17.0341 | 59.2672 | 1.1687 | 0 | 2024: 33.7996; 2025: 25.4676; 2026: 0; 2027: 19.9077; 2028: 0; 2029: 3.9724; 2030: 1.551; 2031: 1.551; 2032: 0; 2033: 0; 2034: 59.2672; 2035: 0; 2036: 19.9077; 2039: 0.14609; 2040: 0.049108
2018-02-07 17:00 | 2 | 16 | 4 | 0 | 1 | 0.014349 | 1.49 | 2.98 | 0.11479 | 21.7915 | 12.0437 | 17.0341 | 17.0341 | 64.9379 | 0.11479 | 0 | 2024: 62.4364; 2025: 2.5015; 2026: 0; 2027: 1.9554; 2028: 0; 2029: 2.2864; 2030: 2.8652; 2031: 2.1035; 2032: 0; 2033: 16.5975; 2034: 48.3404; 2035: 0; 2036: 1.9554; 2039: 0.014349; 2040: 0.0036
2018-02-07 18:00 | 2 | 17 | 4 | 0 | 1 | 0 | 1.6585 | 3.3169 | 0 | 21.7915 | 12.0437 | 17.0341 | 17.0341 | 72.2802 | 0 | 0 | 2024: 72.2802; 2025: 0; 2026: 0; 2027: 0; 2028: 0; 2029: 0; 2030: 3.3169; 2031: 0; 2032: 0; 2033: 72.2802; 2034: 0; 2035: 0; 2036: 0; 2039: 0; 2040: 0
2018-02-07 19:00 | 2 | 18 | 4 | 0 | 1 | 0 | 1.7535 | 3.507 | 0 | 21.7915 | 12.0437 | 17.0341 | 17.0341 | 76.4235 | 0 | 0 | 2024: 76.4235; 2025: 0; 2026: 0; 2027: 0; 2028: 0; 2029: 0; 2030: 3.507; 2031: 0; 2032: 0; 2033: 76.4235; 2034: 0; 2035: 0; 2036: 0; 2039: 0; 2040: 0
2018-02-07 20:00 | 2 | 19 | 4 | 0 | 0 | 0 | 1.752 | 3.5041 | 0 | 20.3125 | 10.5647 | 17.0341 | 17.0341 | 71.1767 | 0 | 0 | 2024: 71.1767; 2025: 0; 2026: 0; 2027: 0; 2028: 0; 2029: 0; 2030: 3.5041; 2031: 0; 2032: 0; 2033: 71.1767; 2034: 0; 2035: 0; 2036: 0; 2039: 0; 2040: 0
2018-02-07 21:00 | 2 | 20 | 4 | 0 | 0 | 0 | 1.8095 | 3.619 | 0 | 20.3125 | 10.5647 | 17.0341 | 17.0341 | 73.5118 | 0 | 0 | 2024: 73.5118; 2025: 0; 2026: 0; 2027: 0; 2028: 0; 2029: 0; 2030: 3.619; 2031: 0; 2032: 0; 2033: 73.5118; 2034: 0; 2035: 0; 2036: 0; 2039: 0; 2040: 0
2018-02-07 22:00 | 2 | 21 | 4 | 0 | 0 | 0 | 1.5231 | 3.0462 | 0 | 20.3125 | 10.5647 | 17.0341 | 17.0341 | 61.8758 | 0 | 0 | 2024: 61.8758; 2025: 0; 2026: 0; 2027: 0; 2028: 0; 2029: 0; 2030: 3.0462; 2031: 0; 2032: 0; 2033: 61.8758; 2034: 0; 2035: 0; 2036: 0; 2039: 0; 2040: 0
2018-02-07 23:00 | 2 | 22 | 4 | 0 | 0 | 0 | 1.3481 | 2.6962 | 0 | 20.3125 | 10.5647 | 17.0341 | 17.0341 | 54.7671 | 0 | 0 | 2024: 54.7671; 2025: 0; 2026: 0; 2027: 0; 2028: 0; 2029: 0; 2030: 2.6962; 2031: 0; 2032: 0; 2033: 54.7671; 2034: 0; 2035: 0; 2036: 0; 2039: 0; 2040: 0
2018-02-08 | 2 | 23 | 4 | 0 | 0 | 0 | 1.3283 | 2.6565 | 0 | 20.3125 | 10.5647 | 17.0341 | 17.0341 | 53.9611 | 0 | 0 | 2024: 53.9611; 2025: 0; 2026: 0; 2027: 0; 2028: 0; 2029: 0; 2030: 2.6565; 2031: 0; 2032: 0; 2033: 53.9611; 2034: 0; 2035: 0; 2036: 0; 2039: 0; 2040: 0
2018-02-08 01:00 | 2 | 0 | 5 | 0 | 0 | 0 | 1.3719 | 2.7437 | 0 | 20.3125 | 10.5647 | 17.0341 | 17.0341 | 55.7317 | 0 | 0 | 2024: 55.7317; 2025: 0; 2026: 0; 2027: 0; 2028: 0; 2029: 0; 2030: 2.7437; 2031: 0; 2032: 0; 2033: 55.7317; 2034: 0; 2035: 0; 2036: 0; 2039: 0; 2040: 0
2018-02-08 02:00 | 2 | 1 | 5 | 0 | 0 | 0 | 1.355 | 2.71 | 0 | 20.3125 | 10.5647 | 17.0341 | 17.0341 | 55.0462 | 0 | 0 | 2024: 55.0462; 2025: 0; 2026: 0; 2027: 0; 2028: 0; 2029: 0; 2030: 2.71; 2031: 0; 2032: 0; 2033: 55.0462; 2034: 0; 2035: 0; 2036: 0; 2039: 0; 2040: 0
2018-02-08 03:00 | 2 | 2 | 5 | 0 | 0 | 0 | 1.4055 | 2.8111 | 0 | 20.3125 | 10.5647 | 17.0341 | 17.0341 | 57.0999 | 0 | 0 | 2024: 57.0999; 2025: 0; 2026: 0; 2027: 0; 2028: 0; 2029: 0; 2030: 2.8111; 2031: 0; 2032: 0; 2033: 57.0999; 2034: 0; 2035: 0; 2036: 0; 2039: 0; 2040: 0
2018-02-08 04:00 | 2 | 3 | 5 | 0 | 0 | 0 | 1.5139 | 3.0278 | 0 | 20.3125 | 10.5647 | 17.0341 | 17.0341 | 61.5032 | 0 | 0 | 2024: 61.5032; 2025: 0; 2026: 0; 2027: 0; 2028: 0; 2029: 0; 2030: 3.0278; 2031: 0; 2032: 0; 2033: 61.5032; 2034: 0; 2035: 0; 2036: 0; 2039: 0; 2040: 0
2018-02-08 05:00 | 2 | 4 | 5 | 0 | 0 | 0 | 1.5569 | 3.1138 | 0 | 20.3125 | 10.5647 | 17.0341 | 17.0341 | 63.2492 | 0 | 0 | 2024: 63.2492; 2025: 0; 2026: 0; 2027: 0; 2028: 0; 2029: 0; 2030: 3.1138; 2031: 0; 2032: 0; 2033: 63.2492; 2034: 0; 2035: 0; 2036: 0; 2039: 0; 2040: 0
2018-02-08 06:00 | 2 | 5 | 5 | 0 | 0 | 0 | 1.7594 | 3.5188 | 0 | 20.3125 | 10.5647 | 17.0341 | 17.0341 | 71.4747 | 0 | 0 | 2024: 71.4747; 2025: 0; 2026: 0; 2027: 0; 2028: 0; 2029: 0; 2030: 3.5188; 2031: 0; 2032: 0; 2033: 71.4747; 2034: 0; 2035: 0; 2036: 0; 2039: 0; 2040: 0
2018-02-08 07:00 | 2 | 6 | 5 | 0 | 0 | 0 | 1.989 | 3.978 | 0 | 20.3125 | 10.5647 | 17.0341 | 17.0341 | 80.8036 | 0 | 0 | 2024: 80.8036; 2025: 0; 2026: 0; 2027: 0; 2028: 0; 2029: 0; 2030: 3.978; 2031: 0; 2032: 0; 2033: 80.8036; 2034: 0; 2035: 0; 2036: 0; 2039: 0; 2040: 0
2018-02-08 08:00 | 2 | 7 | 5 | 0 | 0 | 0.069358 | 1.9999 | 3.9997 | 0.55486 | 20.3125 | 10.5647 | 17.0341 | 17.0341 | 81.2443 | 0.55486 | 0 | 2024: 69.9737; 2025: 11.2706; 2026: 0; 2027: 9.4516; 2028: 0; 2029: 0; 2030: 3.4449; 2031: 0; 2032: 0; 2033: 69.9737; 2034: 11.2706; 2035: 0; 2036: 9.4516; 2039: 0.069358; 2040: 0.072612
2018-02-08 09:00 | 2 | 8 | 5 | 0 | 0 | 0.21047 | 1.9498 | 3.8995 | 1.6838 | 20.3125 | 10.5647 | 17.0341 | 17.0341 | 79.2093 | 1.6838 | 0 | 2024: 45.0071; 2025: 34.2022; 2026: 0; 2027: 28.6821; 2028: 0; 2029: 0; 2030: 2.2157; 2031: 0; 2032: 0; 2033: 45.0071; 2034: 34.2022; 2035: 0; 2036: 28.6821; 2039: 0.21047; 2040: 0.24967
2018-02-08 10:00 | 2 | 9 | 5 | 0 | 0 | 0.22963 | 1.8235 | 3.6471 | 1.8371 | 20.3125 | 10.5647 | 17.0341 | 17.0341 | 74.0813 | 1.8371 | 0 | 2024: 36.7658; 2025: 37.3155; 2026: 0; 2027: 31.2929; 2028: 0; 2029: 0; 2030: 1.81; 2031: 0; 2032: 0; 2033: 36.7658; 2034: 37.3155; 2035: 0; 2036: 31.2929; 2039: 0.22963; 2040: 0.43711
2018-02-08 11:00 | 2 | 10 | 5 | 0 | 0 | 0.28919 | 1.732 | 3.464 | 2.3136 | 20.3125 | 10.5647 | 17.0341 | 17.0341 | 70.363 | 2.3136 | 0 | 2024: 23.3689; 2025: 46.994; 2026: 0; 2027: 39.4094; 2028: 0; 2029: 0; 2030: 1.1505; 2031: 0; 2032: 0; 2033: 23.3689; 2034: 46.994; 2035: 0; 2036: 39.4094; 2039: 0.28919; 2040: 0.52453
2018-02-08 12:00 | 2 | 11 | 5 | 0 | 0 | 0.25698 | 1.6987 | 3.3973 | 2.0558 | 20.3125 | 10.5647 | 17.0341 | 17.0341 | 69.0079 | 2.0558 | 0 | 2024: 27.2488; 2025: 41.7591; 2026: 0; 2027: 35.0193; 2028: 0; 2029: 0; 2030: 1.3415; 2031: 0; 2032: 0; 2033: 27.2488; 2034: 41.7591; 2035: 0; 2036: 35.0193; 2039: 0.25698; 2040: 0.56108
2018-02-08 13:00 | 2 | 12 | 5 | 0 | 0 | 0.27919 | 1.5623 | 3.1245 | 2.2335 | 20.3125 | 10.5647 | 17.0341 | 17.0341 | 63.4666 | 2.2335 | 0 | 2024: 18.0991; 2025: 45.3676; 2026: 0; 2027: 38.0454; 2028: 0; 2029: 0; 2030: 0.89103; 2031: 0; 2032: 0; 2033: 18.0991; 2034: 45.3676; 2035: 0; 2036: 38.0454; 2039: 0.27919; 2040: 0.58323
2018-02-08 14:00 | 2 | 13 | 5 | 0 | 0 | 0.34946 | 1.4428 | 2.8857 | 2.7957 | 20.3125 | 10.5647 | 17.0341 | 17.0341 | 58.615 | 2.7957 | 0 | 2024: 1.8276; 2025: 56.7874; 2026: 0; 2027: 47.6222; 2028: 0; 2029: 0; 2030: 0.089974; 2031: 0; 2032: 0; 2033: 1.8276; 2034: 56.7874; 2035: 0; 2036: 47.6222; 2039: 0.34946; 2040: 0.35717
2018-02-08 15:00 | 2 | 14 | 5 | 0 | 0 | 0.34104 | 1.4498 | 2.8997 | 2.7283 | 20.3125 | 10.5647 | 17.0341 | 17.0341 | 58.9001 | 2.7283 | 0 | 2024: 3.4812; 2025: 55.4188; 2026: 0; 2027: 46.4745; 2028: 0; 2029: 0; 2030: 0.17138; 2031: 0; 2032: 0; 2033: 3.4812; 2034: 55.4188; 2035: 0; 2036: 46.4745; 2039: 0.34104; 2040: 0.41125
2018-02-08 16:00 | 2 | 15 | 5 | 0 | 1 | 0.10161 | 1.6062 | 3.2124 | 0.81285 | 21.7915 | 12.0437 | 17.0341 | 17.0341 | 70.0025 | 0.81285 | 0 | 2024: 52.2893; 2025: 17.7132; 2026: 0; 2027: 13.8462; 2028: 0; 2029: 0; 2030: 2.3995; 2031: 0; 2032: 0; 2033: 52.2893; 2034: 17.7132; 2035: 0; 2036: 13.8462; 2039: 0.10161; 2040: 0.23856
2018-02-08 17:00 | 2 | 16 | 5 | 0 | 1 | 0.014204 | 1.8279 | 3.6558 | 0.11363 | 21.7915 | 12.0437 | 17.0341 | 17.0341 | 79.6642 | 0.11363 | 0 | 2024: 77.1881; 2025: 2.4761; 2026: 0; 2027: 1.9356; 2028: 0; 2029: 0; 2030: 3.5421; 2031: 0; 2032: 0; 2033: 77.1881; 2034: 2.4761; 2035: 0; 2036: 1.9356; 2039: 0.014204; 2040: 0.034325
2018-02-08 18:00 | 2 | 17 | 5 | 0 | 1 | 0 | 1.9134 | 3.8267 | 0 | 21.7915 | 12.0437 | 17.0341 | 17.0341 | 83.3905 | 0 | 0 | 2024: 83.3905; 2025: 0; 2026: 0; 2027: 0; 2028: 0; 2029: 0; 2030: 3.8267; 2031: 0; 2032: 0; 2033: 83.3905; 2034: 0; 2035: 0; 2036: 0; 2039: 0; 2040: 0
2018-02-08 19:00 | 2 | 18 | 5 | 0 | 1 | 0 | 1.878 | 3.756 | 0 | 21.7915 | 12.0437 | 17.0341 | 17.0341 | 81.8492 | 0 | 0 | 2024: 81.8492; 2025: 0; 2026: 0; 2027: 0; 2028: 0; 2029: 0; 2030: 3.756; 2031: 0; 2032: 0; 2033: 81.8492; 2034: 0; 2035: 0; 2036: 0; 2039: 0; 2040: 0
2018-02-08 20:00 | 2 | 19 | 5 | 0 | 0 | 0 | 1.8717 | 3.7434 | 0 | 20.3125 | 10.5647 | 17.0341 | 17.0341 | 76.0378 | 0 | 0 | 2024: 76.0378; 2025: 0; 2026: 0; 2027: 0; 2028: 0; 2029: 0; 2030: 3.7434; 2031: 0; 2032: 0; 2033: 76.0378; 2034: 0; 2035: 0; 2036: 0; 2039: 0; 2040: 0
2018-02-08 21:00 | 2 | 20 | 5 | 0 | 0 | 0 | 1.8456 | 3.6911 | 0 | 20.3125 | 10.5647 | 17.0341 | 17.0341 | 74.976 | 0 | 0 | 2024: 74.976; 2025: 0; 2026: 0; 2027: 0; 2028: 0; 2029: 0; 2030: 3.6911; 2031: 0; 2032: 0; 2033: 74.976; 2034: 0; 2035: 0; 2036: 0; 2039: 0; 2040: 0
2018-02-08 22:00 | 2 | 21 | 5 | 0 | 0 | 0 | 1.6086 | 3.2173 | 0 | 20.3125 | 10.5647 | 17.0341 | 17.0341 | 65.3505 | 0 | 0 | 2024: 65.3505; 2025: 0; 2026: 0; 2027: 0; 2028: 0; 2029: 0; 2030: 3.2173; 2031: 0; 2032: 0; 2033: 65.3505; 2034: 0; 2035: 0; 2036: 0; 2039: 0; 2040: 0
2018-02-08 23:00 | 2 | 22 | 5 | 0 | 0 | 0 | 1.494 | 2.988 | 0 | 20.3125 | 10.5647 | 17.0341 | 17.0341 | 60.6947 | 0 | 0 | 2024: 60.6947; 2025: 0; 2026: 0; 2027: 0; 2028: 0; 2029: 0; 2030: 2.988; 2031: 0; 2032: 0; 2033: 60.6947; 2034: 0; 2035: 0; 2036: 0; 2039: 0; 2040: 0
2018-02-09 | 2 | 23 | 5 | 0 | 0 | 0 | 1.3929 | 2.7858 | 0 | 20.3125 | 10.5647 | 17.0341 | 17.0341 | 56.5867 | 0 | 0 | 2024: 56.5867; 2025: 0; 2026: 0; 2027: 0; 2028: 0; 2029: 0; 2030: 2.7858; 2031: 0; 2032: 0; 2033: 56.5867; 2034: 0; 2035: 0; 2036: 0; 2039: 0; 2040: 0
2018-02-09 01:00 | 2 | 0 | 6 | 0 | 0 | 0 | 1.2694 | 2.5388 | 0 | 20.3125 | 10.5647 | 17.0341 | 17.0341 | 51.5696 | 0 | 0 | 2024: 51.5696; 2025: 0; 2026: 0; 2027: 0; 2028: 0; 2029: 0; 2030: 2.5388; 2031: 0; 2032: 0; 2033: 51.5696; 2034: 0; 2035: 0; 2036: 0; 2039: 0; 2040: 0
2018-02-09 02:00 | 2 | 1 | 6 | 0 | 0 | 0 | 1.2096 | 2.4192 | 0 | 20.3125 | 10.5647 | 17.0341 | 17.0341 | 49.1403 | 0 | 0 | 2024: 49.1403; 2025: 0; 2026: 0; 2027: 0; 2028: 0; 2029: 0; 2030: 2.4192; 2031: 0; 2032: 0; 2033: 49.1403; 2034: 0; 2035: 0; 2036: 0; 2039: 0; 2040: 0
2018-02-09 03:00 | 2 | 2 | 6 | 0 | 0 | 0 | 1.1992 | 2.3983 | 0 | 20.3125 | 10.5647 | 17.0341 | 17.0341 | 48.7158 | 0 | 0 | 2024: 48.7158; 2025: 0; 2026: 0; 2027: 0; 2028: 0; 2029: 0; 2030: 2.3983; 2031: 0; 2032: 0; 2033: 48.7158; 2034: 0; 2035: 0; 2036: 0; 2039: 0; 2040: 0
2018-02-09 04:00 | 2 | 3 | 6 | 0 | 0 | 0 | 1.2405 | 2.4809 | 0 | 20.3125 | 10.5647 | 17.0341 | 17.0341 | 50.3943 | 0 | 0 | 2024: 50.3943; 2025: 0; 2026: 0; 2027: 0; 2028: 0; 2029: 0; 2030: 2.4809; 2031: 0; 2032: 0; 2033: 50.3943; 2034: 0; 2035: 0; 2036: 0; 2039: 0; 2040: 0
2018-02-09 05:00 | 2 | 4 | 6 | 0 | 0 | 0 | 1.2277 | 2.4554 | 0 | 20.3125 | 10.5647 | 17.0341 | 17.0341 | 49.8753 | 0 | 0 | 2024: 49.8753; 2025: 0; 2026: 0; 2027: 0; 2028: 0; 2029: 0; 2030: 2.4554; 2031: 0; 2032: 0; 2033: 49.8753; 2034: 0; 2035: 0; 2036: 0; 2039: 0; 2040: 0
2018-02-09 06:00 | 2 | 5 | 6 | 0 | 0 | 0 | 1.2897 | 2.5794 | 0 | 20.3125 | 10.5647 | 17.0341 | 17.0341 | 52.3934 | 0 | 0 | 2024: 52.3934; 2025: 0; 2026: 0; 2027: 0; 2028: 0; 2029: 0; 2030: 2.5794; 2031: 0; 2032: 0; 2033: 52.3934; 2034: 0; 2035: 0; 2036: 0; 2039: 0; 2040: 0
2018-02-09 07:00 | 2 | 6 | 6 | 0 | 0 | 0 | 1.3699 | 2.7399 | 0 | 20.3125 | 10.5647 | 17.0341 | 17.0341 | 55.6533 | 0 | 0 | 2024: 55.6533; 2025: 0; 2026: 0; 2027: 0; 2028: 0; 2029: 0; 2030: 2.7399; 2031: 0; 2032: 0; 2033: 55.6533; 2034: 0; 2035: 0; 2036: 0; 2039: 0; 2040: 0
2018-02-09 08:00 | 2 | 7 | 6 | 0 | 0 | 0.083102 | 1.3533 | 2.7066 | 0.66482 | 20.3125 | 10.5647 | 17.0341 | 17.0341 | 54.9777 | 0.66482 | 0 | 2024: 41.4735; 2025: 13.5042; 2026: 0; 2027: 11.3246; 2028: 0; 2029: 0; 2030: 2.0418; 2031: 0; 2032: 0; 2033: 41.4735; 2034: 13.5042; 2035: 0; 2036: 11.3246; 2039: 0.083102; 2040: 0.092793
2018-02-09 09:00 | 2 | 8 | 6 | 0 | 0 | 0.30839 | 1.4437 | 2.8873 | 2.4671 | 20.3125 | 10.5647 | 17.0341 | 17.0341 | 58.6483 | 2.4671 | 0 | 2024: 8.5345; 2025: 50.1139; 2026: 0; 2027: 42.0257; 2028: 0; 2029: 0; 2030: 0.42016; 2031: 0; 2032: 0; 2033: 8.5345; 2034: 50.1139; 2035: 0; 2036: 42.0257; 2039: 0.30839; 2040: 0.2886
2018-02-09 10:00 | 2 | 9 | 6 | 0 | 0 | 0.26415 | 1.3596 | 2.7193 | 2.1132 | 20.3125 | 10.5647 | 17.0341 | 17.0341 | 55.2357 | 2.1132 | 0 | 2024: 12.312; 2025: 42.9237; 2026: 0; 2027: 35.996; 2028: 0; 2029: 0; 2030: 0.60613; 2031: 0; 2032: 0; 2033: 12.312; 2034: 42.9237; 2035: 0; 2036: 35.996; 2039: 0.26415; 2040: 0.47517
2018-02-09 11:00 | 2 | 10 | 6 | 0 | 0 | 0.42109 | 1.3222 | 2.6444 | 3.3687 | 20.3125 | 10.5647 | 17.0341 | 17.0341 | 53.7147 | 2.6444 | 0.72427 | 2024: 0; 2025: 53.7147; 2026: 7.6517; 2027: 57.3827; 2028: 0.72427; 2029: 0.72427; 2030: 0; 2031: 0; 2032: 0; 2033: 0; 2034: 53.7147; 2035: 0; 2036: 57.3827; 2039: 0.42109; 2040: 0.51404
2018-02-09 12:00 | 2 | 11 | 6 | 0 | 0 | 0.51416 | 1.1888 | 2.3776 | 4.1132 | 20.3125 | 10.5647 | 17.0341 | 17.0341 | 48.2947 | 2.3776 | 1.7357 | 2024: 0; 2025: 48.2947; 2026: 18.3368; 2027: 70.0657; 2028: 1.7357; 2029: 2.4599; 2030: 0; 2031: 0; 2032: 0; 2033: 0; 2034: 48.2947; 2035: 0; 2036: 70.0657; 2039: 0.51416; 2040: 0.53377
2018-02-09 13:00 | 2 | 12 | 6 | 0 | 0 | 0.29315 | 1.1605 | 2.321 | 2.3452 | 20.3125 | 10.5647 | 17.0341 | 17.0341 | 47.1459 | 2.321 | 0.02414 | 2024: 0; 2025: 47.1459; 2026: 0.25504; 2027: 39.9479; 2028: 0.02414; 2029: 2.4841; 2030: 0; 2031: 0; 2032: 0; 2033: 0; 2034: 47.1459; 2035: 0; 2036: 39.9479; 2039: 0.29315; 2040: 0.50486
2018-02-09 14:00 | 2 | 13 | 6 | 0 | 0 | 0.14757 | 1.1394 | 2.2789 | 1.1805 | 20.3125 | 10.5647 | 17.0341 | 17.0341 | 46.2894 | 1.1805 | 0 | 2024: 22.3097; 2025: 23.9796; 2026: 0; 2027: 20.1094; 2028: 0; 2029: 2.4841; 2030: 1.0983; 2031: 1.0983; 2032: 0; 2033: 0; 2034: 46.2894; 2035: 0; 2036: 20.1094; 2039: 0.14757; 2040: 0.55417
2018-02-09 15:00 | 2 | 14 | 6 | 0 | 0 | 0.13453 | 1.205 | 2.4101 | 1.0762 | 20.3125 | 10.5647 | 17.0341 | 17.0341 | 48.9545 | 1.0762 | 0 | 2024: 27.0934; 2025: 21.8611; 2026: 0; 2027: 18.3328; 2028: 0; 2029: 1.2902; 2030: 1.3338; 2031: 1.187; 2032: 0; 2033: 2.982; 2034: 45.9726; 2035: 0; 2036: 18.3328; 2039: 0.13453; 2040: 0.3167
2018-02-09 16:00 | 2 | 15 | 6 | 0 | 1 | 0.044356 | 1.3096 | 2.6191 | 0.35484 | 21.7915 | 12.0437 | 17.0341 | 17.0341 | 57.0748 | 0.35484 | 0 | 2024: 49.3422; 2025: 7.7326; 2026: 0; 2027: 6.0445; 2028: 0; 2029: 0; 2030: 2.2643; 2031: 0; 2032: 0; 2033: 49.3422; 2034: 7.7326; 2035: 0; 2036: 6.0445; 2039: 0.044356; 2040: 0.19057
2018-02-09 17:00 | 2 | 16 | 6 | 0 | 1 | 0.0070399 | 1.4087 | 2.8174 | 0.056319 | 21.7915 | 12.0437 | 17.0341 | 17.0341 | 61.3953 | 0.056319 | 0 | 2024: 60.168; 2025: 1.2273; 2026: 0; 2027: 0.95934; 2028: 0; 2029: 0; 2030: 2.7611; 2031: 0; 2032: 0; 2033: 60.168; 2034: 1.2273; 2035: 0; 2036: 0.95934; 2039: 0.0070399; 2040: 0.034978
2018-02-09 18:00 | 2 | 17 | 6 | 0 | 1 | 0 | 1.5458 | 3.0916 | 0 | 21.7915 | 12.0437 | 17.0341 | 17.0341 | 67.3707 | 0 | 0 | 2024: 67.3707; 2025: 0; 2026: 0; 2027: 0; 2028: 0; 2029: 0; 2030: 3.0916; 2031: 0; 2032: 0; 2033: 67.3707; 2034: 0; 2035: 0; 2036: 0; 2039: 0; 2040: 0
2018-02-09 19:00 | 2 | 18 | 6 | 0 | 1 | 0 | 1.6458 | 3.2916 | 0 | 21.7915 | 12.0437 | 17.0341 | 17.0341 | 71.7284 | 0 | 0 | 2024: 71.7284; 2025: 0; 2026: 0; 2027: 0; 2028: 0; 2029: 0; 2030: 3.2916; 2031: 0; 2032: 0; 2033: 71.7284; 2034: 0; 2035: 0; 2036: 0; 2039: 0; 2040: 0
2018-02-09 20:00 | 2 | 19 | 6 | 0 | 0 | 0 | 1.7136 | 3.4272 | 0 | 20.3125 | 10.5647 | 17.0341 | 17.0341 | 69.6157 | 0 | 0 | 2024: 69.6157; 2025: 0; 2026: 0; 2027: 0; 2028: 0; 2029: 0; 2030: 3.4272; 2031: 0; 2032: 0; 2033: 69.6157; 2034: 0; 2035: 0; 2036: 0; 2039: 0; 2040: 0
2018-02-09 21:00 | 2 | 20 | 6 | 0 | 0 | 0 | 1.5384 | 3.0768 | 0 | 20.3125 | 10.5647 | 17.0341 | 17.0341 | 62.4967 | 0 | 0 | 2024: 62.4967; 2025: 0; 2026: 0; 2027: 0; 2028: 0; 2029: 0; 2030: 3.0768; 2031: 0; 2032: 0; 2033: 62.4967; 2034: 0; 2035: 0; 2036: 0; 2039: 0; 2040: 0
2018-02-09 22:00 | 2 | 21 | 6 | 0 | 0 | 0 | 1.28 | 2.56 | 0 | 20.3125 | 10.5647 | 17.0341 | 17.0341 | 52.0006 | 0 | 0 | 2024: 52.0006; 2025: 0; 2026: 0; 2027: 0; 2028: 0; 2029: 0; 2030: 2.56; 2031: 0; 2032: 0; 2033: 52.0006; 2034: 0; 2035: 0; 2036: 0; 2039: 0; 2040: 0
2018-02-09 23:00 | 2 | 22 | 6 | 0 | 0 | 0 | 1.0746 | 2.1492 | 0 | 20.3125 | 10.5647 | 17.0341 | 17.0341 | 43.6549 | 0 | 0 | 2024: 43.6549; 2025: 0; 2026: 0; 2027: 0; 2028: 0; 2029: 0; 2030: 2.1492; 2031: 0; 2032: 0; 2033: 43.6549; 2034: 0; 2035: 0; 2036: 0; 2039: 0; 2040: 0
2018-02-10 | 2 | 23 | 6 | 0 | 0 | 0 | 0.98505 | 1.9701 | 0 | 20.3125 | 10.5647 | 17.0341 | 17.0341 | 40.0176 | 0 | 0 | 2024: 40.0176; 2025: 0; 2026: 0; 2027: 0; 2028: 0; 2029: 0; 2030: 1.9701; 2031: 0; 2032: 0; 2033: 40.0176; 2034: 0; 2035: 0; 2036: 0; 2039: 0; 2040: 0
2018-02-10 01:00 | 2 | 0 | 7 | 0 | 0 | 0 | 0.92351 | 1.847 | 0 | 20.3125 | 10.5647 | 17.0341 | 17.0341 | 37.5176 | 0 | 0 | 2024: 37.5176; 2025: 0; 2026: 0; 2027: 0; 2028: 0; 2029: 0; 2030: 1.847; 2031: 0; 2032: 0; 2033: 37.5176; 2034: 0; 2035: 0; 2036: 0; 2039: 0; 2040: 0
2018-02-10 02:00 | 2 | 1 | 7 | 0 | 0 | 0 | 0.9087 | 1.8174 | 0 | 20.3125 | 10.5647 | 17.0341 | 17.0341 | 36.9159 | 0 | 0 | 2024: 36.9159; 2025: 0; 2026: 0; 2027: 0; 2028: 0; 2029: 0; 2030: 1.8174; 2031: 0; 2032: 0; 2033: 36.9159; 2034: 0; 2035: 0; 2036: 0; 2039: 0; 2040: 0
2018-02-10 03:00 | 2 | 2 | 7 | 0 | 0 | 0 | 0.92031 | 1.8406 | 0 | 20.3125 | 10.5647 | 17.0341 | 17.0341 | 37.3876 | 0 | 0 | 2024: 37.3876; 2025: 0; 2026: 0; 2027: 0; 2028: 0; 2029: 0; 2030: 1.8406; 2031: 0; 2032: 0; 2033: 37.3876; 2034: 0; 2035: 0; 2036: 0; 2039: 0; 2040: 0
2018-02-10 04:00 | 2 | 3 | 7 | 0 | 0 | 0 | 0.9527 | 1.9054 | 0 | 20.3125 | 10.5647 | 17.0341 | 17.0341 | 38.7033 | 0 | 0 | 2024: 38.7033; 2025: 0; 2026: 0; 2027: 0; 2028: 0; 2029: 0; 2030: 1.9054; 2031: 0; 2032: 0; 2033: 38.7033; 2034: 0; 2035: 0; 2036: 0; 2039: 0; 2040: 0
2018-02-10 05:00 | 2 | 4 | 7 | 0 | 0 | 0 | 0.98561 | 1.9712 | 0 | 20.3125 | 10.5647 | 17.0341 | 17.0341 | 40.0406 | 0 | 0 | 2024: 40.0406; 2025: 0; 2026: 0; 2027: 0; 2028: 0; 2029: 0; 2030: 1.9712; 2031: 0; 2032: 0; 2033: 40.0406; 2034: 0; 2035: 0; 2036: 0; 2039: 0; 2040: 0
2018-02-10 06:00 | 2 | 5 | 7 | 0 | 0 | 0 | 1.0889 | 2.1778 | 0 | 20.3125 | 10.5647 | 17.0341 | 17.0341 | 44.2356 | 0 | 0 | 2024: 44.2356; 2025: 0; 2026: 0; 2027: 0; 2028: 0; 2029: 0; 2030: 2.1778; 2031: 0; 2032: 0; 2033: 44.2356; 2034: 0; 2035: 0; 2036: 0; 2039: 0; 2040: 0
2018-02-10 07:00 | 2 | 6 | 7 | 0 | 0 | 0 | 1.2194 | 2.4388 | 0 | 20.3125 | 10.5647 | 17.0341 | 17.0341 | 49.5391 | 0 | 0 | 2024: 49.5391; 2025: 0; 2026: 0; 2027: 0; 2028: 0; 2029: 0; 2030: 2.4388; 2031: 0; 2032: 0; 2033: 49.5391; 2034: 0; 2035: 0; 2036: 0; 2039: 0; 2040: 0
2018-02-10 08:00 | 2 | 7 | 7 | 0 | 0 | 0.049337 | 1.3698 | 2.7397 | 0.3947 | 20.3125 | 10.5647 | 17.0341 | 17.0341 | 55.6499 | 0.3947 | 0 | 2024: 47.6326; 2025: 8.0173; 2026: 0; 2027: 6.7233; 2028: 0; 2029: 0; 2030: 2.345; 2031: 0; 2032: 0; 2033: 47.6326; 2034: 8.0173; 2035: 0; 2036: 6.7233; 2039: 0.049337; 2040: 0.085036
2018-02-10 09:00 | 2 | 8 | 7 | 0 | 0 | 0.10605 | 1.463 | 2.9261 | 0.84843 | 20.3125 | 10.5647 | 17.0341 | 17.0341 | 59.4358 | 0.84843 | 0 | 2024: 42.2021; 2025: 17.2338; 2026: 0; 2027: 14.4523; 2028: 0; 2029: 0; 2030: 2.0776; 2031: 0; 2032: 0; 2033: 42.2021; 2034: 17.2338; 2035: 0; 2036: 14.4523; 2039: 0.10605; 2040: 0.21267
2018-02-10 10:00 | 2 | 9 | 7 | 0 | 0 | 0.13617 | 1.4461 | 2.8921 | 1.0894 | 20.3125 | 10.5647 | 17.0341 | 17.0341 | 58.7461 | 1.0894 | 0 | 2024: 36.6182; 2025: 22.128; 2026: 0; 2027: 18.5566; 2028: 0; 2029: 0; 2030: 1.8027; 2031: 0; 2032: 0; 2033: 36.6182; 2034: 22.128; 2035: 0; 2036: 18.5566; 2039: 0.13617; 2040: 0.35643
2018-02-10 11:00 | 2 | 10 | 7 | 0 | 0 | 0.088329 | 1.4436 | 2.8871 | 0.70663 | 20.3125 | 10.5647 | 17.0341 | 17.0341 | 58.6442 | 0.70663 | 0 | 2024: 44.2908; 2025: 14.3534; 2026: 0; 2027: 12.0369; 2028: 0; 2029: 0; 2030: 2.1805; 2031: 0; 2032: 0; 2033: 44.2908; 2034: 14.3534; 2035: 0; 2036: 12.0369; 2039: 0.088329; 2040: 0.5222
2018-02-10 12:00 | 2 | 11 | 7 | 0 | 0 | 0.043846 | 1.353 | 2.7061 | 0.35077 | 20.3125 | 10.5647 | 17.0341 | 17.0341 | 54.9672 | 0.35077 | 0 | 2024: 47.8422; 2025: 7.125; 2026: 0; 2027: 5.9751; 2028: 0; 2029: 0; 2030: 2.3553; 2031: 0; 2032: 0; 2033: 47.8422; 2034: 7.125; 2035: 0; 2036: 5.9751; 2039: 0.043846; 2040: 0.50975
2018-02-10 13:00 | 2 | 12 | 7 | 0 | 0 | 0.19995 | 1.2269 | 2.4538 | 1.5996 | 20.3125 | 10.5647 | 17.0341 | 17.0341 | 49.8424 | 1.5996 | 0 | 2024: 17.3512; 2025: 32.4912; 2026: 0; 2027: 27.2473; 2028: 0; 2029: 0; 2030: 0.85421; 2031: 0; 2032: 0; 2033: 17.3512; 2034: 32.4912; 2035: 0; 2036: 27.2473; 2039: 0.19995; 2040: 0.38717
2018-02-10 14:00 | 2 | 13 | 7 | 0 | 0 | 0.1985 | 1.2318 | 2.4637 | 1.588 | 20.3125 | 10.5647 | 17.0341 | 17.0341 | 50.0431 | 1.588 | 0 | 2024: 17.787; 2025: 32.2561; 2026: 0; 2027: 27.0501; 2028: 0; 2029: 0; 2030: 0.87567; 2031: 0; 2032: 0; 2033: 17.787; 2034: 32.2561; 2035: 0; 2036: 27.0501; 2039: 0.1985; 2040: 0.40681
2018-02-10 15:00 | 2 | 14 | 7 | 0 | 0 | 0.20039 | 1.3111 | 2.6222 | 1.6031 | 20.3125 | 10.5647 | 17.0341 | 17.0341 | 53.2634 | 1.6031 | 0 | 2024: 20.6997; 2025: 32.5637; 2026: 0; 2027: 27.308; 2028: 0; 2029: 0; 2030: 1.0191; 2031: 0; 2032: 0; 2033: 20.6997; 2034: 32.5637; 2035: 0; 2036: 27.308; 2039: 0.20039; 2040: 0.23796
2018-02-10 16:00 | 2 | 15 | 7 | 0 | 1 | 0.094688 | 1.4663 | 2.9326 | 0.75751 | 21.7915 | 12.0437 | 17.0341 | 17.0341 | 63.9059 | 0.75751 | 0 | 2024: 47.3987; 2025: 16.5072; 2026: 0; 2027: 12.9035; 2028: 0; 2029: 0; 2030: 2.1751; 2031: 0; 2032: 0; 2033: 47.3987; 2034: 16.5072; 2035: 0; 2036: 12.9035; 2039: 0.094688; 2040: 0.13173
2018-02-10 17:00 | 2 | 16 | 7 | 0 | 1 | 0.015102 | 1.607 | 3.214 | 0.12081 | 21.7915 | 12.0437 | 17.0341 | 17.0341 | 70.0378 | 0.12081 | 0 | 2024: 67.4051; 2025: 2.6327; 2026: 0; 2027: 2.0579; 2028: 0; 2029: 0; 2030: 3.0932; 2031: 0; 2032: 0; 2033: 67.4051; 2034: 2.6327; 2035: 0; 2036: 2.0579; 2039: 0.015102; 2040: 0.047215
2018-02-10 18:00 | 2 | 17 | 7 | 0 | 1 | 0 | 1.6241 | 3.2482 | 0 | 21.7915 | 12.0437 | 17.0341 | 17.0341 | 70.7834 | 0 | 0 | 2024: 70.7834; 2025: 0; 2026: 0; 2027: 0; 2028: 0; 2029: 0; 2030: 3.2482; 2031: 0; 2032: 0; 2033: 70.7834; 2034: 0; 2035: 0; 2036: 0; 2039: 0; 2040: 0
2018-02-10 19:00 | 2 | 18 | 7 | 0 | 1 | 0 | 1.7537 | 3.5073 | 0 | 21.7915 | 12.0437 | 17.0341 | 17.0341 | 76.43 | 0 | 0 | 2024: 76.43; 2025: 0; 2026: 0; 2027: 0; 2028: 0; 2029: 0; 2030: 3.5073; 2031: 0; 2032: 0; 2033: 76.43; 2034: 0; 2035: 0; 2036: 0; 2039: 0; 2040: 0
2018-02-10 20:00 | 2 | 19 | 7 | 0 | 0 | 0 | 1.88 | 3.7599 | 0 | 20.3125 | 10.5647 | 17.0341 | 17.0341 | 76.3735 | 0 | 0 | 2024: 76.3735; 2025: 0; 2026: 0; 2027: 0; 2028: 0; 2029: 0; 2030: 3.7599; 2031: 0; 2032: 0; 2033: 76.3735; 2034: 0; 2035: 0; 2036: 0; 2039: 0; 2040: 0
2018-02-10 21:00 | 2 | 20 | 7 | 0 | 0 | 0 | 1.7959 | 3.5919 | 0 | 20.3125 | 10.5647 | 17.0341 | 17.0341 | 72.9597 | 0 | 0 | 2024: 72.9597; 2025: 0; 2026: 0; 2027: 0; 2028: 0; 2029: 0; 2030: 3.5919; 2031: 0; 2032: 0; 2033: 72.9597; 2034: 0; 2035: 0; 2036: 0; 2039: 0; 2040: 0
2018-02-10 22:00 | 2 | 21 | 7 | 0 | 0 | 0 | 1.5206 | 3.0412 | 0 | 20.3125 | 10.5647 | 17.0341 | 17.0341 | 61.7752 | 0 | 0 | 2024: 61.7752; 2025: 0; 2026: 0; 2027: 0; 2028: 0; 2029: 0; 2030: 3.0412; 2031: 0; 2032: 0; 2033: 61.7752; 2034: 0; 2035: 0; 2036: 0; 2039: 0; 2040: 0
2018-02-10 23:00 | 2 | 22 | 7 | 0 | 0 | 0 | 1.3074 | 2.6148 | 0 | 20.3125 | 10.5647 | 17.0341 | 17.0341 | 53.1128 | 0 | 0 | 2024: 53.1128; 2025: 0; 2026: 0; 2027: 0; 2028: 0; 2029: 0; 2030: 2.6148; 2031: 0; 2032: 0; 2033: 53.1128; 2034: 0; 2035: 0; 2036: 0; 2039: 0; 2040: 0
2018-02-11 | 2 | 23 | 7 | 0 | 0 | 0 | 1.2348 | 2.4696 | 0 | 20.3125 | 10.5647 | 17.0341 | 17.0341 | 50.1645 | 0 | 0 | 2024: 50.1645; 2025: 0; 2026: 0; 2027: 0; 2028: 0; 2029: 0; 2030: 2.4696; 2031: 0; 2032: 0; 2033: 50.1645; 2034: 0; 2035: 0; 2036: 0; 2039: 0; 2040: 0
2018-02-11 01:00 | 2 | 0 | 1 | 0 | 0 | 0 | 1.2646 | 2.5292 | 0 | 20.3125 | 10.5647 | 17.0341 | 17.0341 | 51.3741 | 0 | 0 | 2024: 51.3741; 2025: 0; 2026: 0; 2027: 0; 2028: 0; 2029: 0; 2030: 2.5292; 2031: 0; 2032: 0; 2033: 51.3741; 2034: 0; 2035: 0; 2036: 0; 2039: 0; 2040: 0
2018-02-11 02:00 | 2 | 1 | 1 | 0 | 0 | 0 | 1.2819 | 2.5637 | 0 | 20.3125 | 10.5647 | 17.0341 | 17.0341 | 52.0754 | 0 | 0 | 2024: 52.0754; 2025: 0; 2026: 0; 2027: 0; 2028: 0; 2029: 0; 2030: 2.5637; 2031: 0; 2032: 0; 2033: 52.0754; 2034: 0; 2035: 0; 2036: 0; 2039: 0; 2040: 0
2018-02-11 03:00 | 2 | 2 | 1 | 0 | 0 | 0 | 1.258 | 2.516 | 0 | 20.3125 | 10.5647 | 17.0341 | 17.0341 | 51.1069 | 0 | 0 | 2024: 51.1069; 2025: 0; 2026: 0; 2027: 0; 2028: 0; 2029: 0; 2030: 2.516; 2031: 0; 2032: 0; 2033: 51.1069; 2034: 0; 2035: 0; 2036: 0; 2039: 0; 2040: 0
2018-02-11 04:00 | 2 | 3 | 1 | 0 | 0 | 0 | 1.2681 | 2.5362 | 0 | 20.3125 | 10.5647 | 17.0341 | 17.0341 | 51.5168 | 0 | 0 | 2024: 51.5168; 2025: 0; 2026: 0; 2027: 0; 2028: 0; 2029: 0; 2030: 2.5362; 2031: 0; 2032: 0; 2033: 51.5168; 2034: 0; 2035: 0; 2036: 0; 2039: 0; 2040: 0
2018-02-11 05:00 | 2 | 4 | 1 | 0 | 0 | 0 | 1.3274 | 2.6548 | 0 | 20.3125 | 10.5647 | 17.0341 | 17.0341 | 53.9259 | 0 | 0 | 2024: 53.9259; 2025: 0; 2026: 0; 2027: 0; 2028: 0; 2029: 0; 2030: 2.6548; 2031: 0; 2032: 0; 2033: 53.9259; 2034: 0; 2035: 0; 2036: 0; 2039: 0; 2040: 0
2018-02-11 06:00 | 2 | 5 | 1 | 0 | 0 | 0 | 1.4125 | 2.8249 | 0 | 20.3125 | 10.5647 | 17.0341 | 17.0341 | 57.3813 | 0 | 0 | 2024: 57.3813; 2025: 0; 2026: 0; 2027: 0; 2028: 0; 2029: 0; 2030: 2.8249; 2031: 0; 2032: 0; 2033: 57.3813; 2034: 0; 2035: 0; 2036: 0; 2039: 0; 2040: 0
2018-02-11 07:00 | 2 | 6 | 1 | 0 | 0 | 0 | 1.5429 | 3.0858 | 0 | 20.3125 | 10.5647 | 17.0341 | 17.0341 | 62.6799 | 0 | 0 | 2024: 62.6799; 2025: 0; 2026: 0; 2027: 0; 2028: 0; 2029: 0; 2030: 3.0858; 2031: 0; 2032: 0; 2033: 62.6799; 2034: 0; 2035: 0; 2036: 0; 2039: 0; 2040: 0
2018-02-11 08:00 | 2 | 7 | 1 | 0 | 0 | 0.029826 | 1.6887 | 3.3775 | 0.23861 | 20.3125 | 10.5647 | 17.0341 | 17.0341 | 68.6049 | 0.23861 | 0 | 2024: 63.7582; 2025: 4.8467; 2026: 0; 2027: 4.0645; 2028: 0; 2029: 0; 2030: 3.1389; 2031: 0; 2032: 0; 2033: 63.7582; 2034: 4.8467; 2035: 0; 2036: 4.0645; 2039: 0.029826; 2040: 0.11373
2018-02-11 09:00 | 2 | 8 | 1 | 0 | 0 | 0.34081 | 1.7595 | 3.519 | 2.7265 | 20.3125 | 10.5647 | 17.0341 | 17.0341 | 71.48 | 2.7265 | 0 | 2024: 16.098; 2025: 55.382; 2026: 0; 2027: 46.4435; 2028: 0; 2029: 0; 2030: 0.79252; 2031: 0; 2032: 0; 2033: 16.098; 2034: 55.382; 2035: 0; 2036: 46.4435; 2039: 0.34081; 2040: 0.30635
2018-02-11 10:00 | 2 | 9 | 1 | 0 | 0 | 0.51526 | 1.7549 | 3.5099 | 4.1221 | 20.3125 | 10.5647 | 17.0341 | 17.0341 | 71.2945 | 3.5099 | 0.61224 | 2024: 0; 2025: 71.2945; 2026: 6.4681; 2027: 70.2168; 2028: 0.61224; 2029: 0.61224; 2030: 0; 2031: 0; 2032: 0; 2033: 0; 2034: 71.2945; 2035: 0; 2036: 70.2168; 2039: 0.51526; 2040: 0.39412
2018-02-11 11:00 | 2 | 10 | 1 | 0 | 0 | 0.55402 | 1.6439 | 3.2878 | 4.4321 | 20.3125 | 10.5647 | 17.0341 | 17.0341 | 66.7825 | 3.2878 | 1.1444 | 2024: 0; 2025: 66.7825; 2026: 12.0902; 2027: 75.4978; 2028: 1.1444; 2029: 1.7566; 2030: 0; 2031: 0; 2032: 0; 2033: 0; 2034: 66.7825; 2035: 0; 2036: 75.4978; 2039: 0.55402; 2040: 0.33773
2018-02-11 12:00 | 2 | 11 | 1 | 0 | 0 | 0.30658 | 1.5611 | 3.1223 | 2.4527 | 20.3125 | 10.5647 | 17.0341 | 17.0341 | 63.4208 | 2.4527 | 0 | 2024: 13.6009; 2025: 49.8199; 2026: 0; 2027: 41.7792; 2028: 0; 2029: 1.7566; 2030: 0.66959; 2031: 0.66959; 2032: 0; 2033: 0; 2034: 63.4208; 2035: 0; 2036: 41.7792; 2039: 0.30658; 2040: 0.50595
2018-02-11 13:00 | 2 | 12 | 1 | 0 | 0 | 0.31102 | 1.4596 | 2.9191 | 2.4882 | 20.3125 | 10.5647 | 17.0341 | 17.0341 | 59.2949 | 2.4882 | 0 | 2024: 8.7542; 2025: 50.5408; 2026: 0; 2027: 42.3837; 2028: 0; 2029: 1.0288; 2030: 0.43097; 2031: 0.43097; 2032: 0; 2033: 0; 2034: 59.2949; 2035: 0; 2036: 42.3837; 2039: 0.31102; 2040: 0.32619
2018-02-11 14:00 | 2 | 13 | 1 | 0 | 0 | 0.26628 | 1.4712 | 2.9424 | 2.1303 | 20.3125 | 10.5647 | 17.0341 | 17.0341 | 59.7667 | 2.1303 | 0 | 2024: 16.4954; 2025: 43.2713; 2026: 0; 2027: 36.2875; 2028: 0; 2029: 0.56037; 2030: 0.81208; 2031: 0.51554; 2032: 0; 2033: 6.0235; 2034: 53.7432; 2035: 0; 2036: 36.2875; 2039: 0.26628; 2040: 0.42346
2018-02-11 15:00 | 2 | 14 | 1 | 0 | 0 | 0.19506 | 1.4233 | 2.8466 | 1.5605 | 20.3125 | 10.5647 | 17.0341 | 17.0341 | 57.8216 | 1.5605 | 0 | 2024: 26.1239; 2025: 31.6977; 2026: 0; 2027: 26.5819; 2028: 0; 2029: 0; 2030: 1.2861; 2031: 0; 2032: 0; 2033: 26.1239; 2034: 31.6977; 2035: 0; 2036: 26.5819; 2039: 0.19506; 2040: 0.23438
2018-02-11 16:00 | 2 | 15 | 1 | 0 | 1 | 0.13639 | 1.4628 | 2.9256 | 1.0911 | 21.7915 | 12.0437 | 17.0341 | 17.0341 | 63.7523 | 1.0911 | 0 | 2024: 39.9757; 2025: 23.7766; 2026: 0; 2027: 18.5859; 2028: 0; 2029: 0; 2030: 1.8345; 2031: 0; 2032: 0; 2033: 39.9757; 2034: 23.7766; 2035: 0; 2036: 18.5859; 2039: 0.13639; 2040: 0.088782
2018-02-11 17:00 | 2 | 16 | 1 | 0 | 1 | 0.02124 | 1.5729 | 3.1457 | 0.16992 | 21.7915 | 12.0437 | 17.0341 | 17.0341 | 68.55 | 0.16992 | 0 | 2024: 64.8472; 2025: 3.7028; 2026: 0; 2027: 2.8944; 2028: 0; 2029: 0; 2030: 2.9758; 2031: 0; 2032: 0; 2033: 64.8472; 2034: 3.7028; 2035: 0; 2036: 2.8944; 2039: 0.02124; 2040: 0.032923
2018-02-11 18:00 | 2 | 17 | 1 | 0 | 1 | 0 | 1.6149 | 3.2298 | 0 | 21.7915 | 12.0437 | 17.0341 | 17.0341 | 70.383 | 0 | 0 | 2024: 70.383; 2025: 0; 2026: 0; 2027: 0; 2028: 0; 2029: 0; 2030: 3.2298; 2031: 0; 2032: 0; 2033: 70.383; 2034: 0; 2035: 0; 2036: 0; 2039: 0; 2040: 0
2018-02-11 19:00 | 2 | 18 | 1 | 0 | 1 | 0 | 1.7342 | 3.4683 | 0 | 21.7915 | 12.0437 | 17.0341 | 17.0341 | 75.5802 | 0 | 0 | 2024: 75.5802; 2025: 0; 2026: 0; 2027: 0; 2028: 0; 2029: 0; 2030: 3.4683; 2031: 0; 2032: 0; 2033: 75.5802; 2034: 0; 2035: 0; 2036: 0; 2039: 0; 2040: 0
2018-02-11 20:00 | 2 | 19 | 1 | 0 | 0 | 0 | 1.7379 | 3.4757 | 0 | 20.3125 | 10.5647 | 17.0341 | 17.0341 | 70.6006 | 0 | 0 | 2024: 70.6006; 2025: 0; 2026: 0; 2027: 0; 2028: 0; 2029: 0; 2030: 3.4757; 2031: 0; 2032: 0; 2033: 70.6006; 2034: 0; 2035: 0; 2036: 0; 2039: 0; 2040: 0
2018-02-11 21:00 | 2 | 20 | 1 | 0 | 0 | 0 | 1.6467 | 3.2935 | 0 | 20.3125 | 10.5647 | 17.0341 | 17.0341 | 66.8986 | 0 | 0 | 2024: 66.8986; 2025: 0; 2026: 0; 2027: 0; 2028: 0; 2029: 0; 2030: 3.2935; 2031: 0; 2032: 0; 2033: 66.8986; 2034: 0; 2035: 0; 2036: 0; 2039: 0; 2040: 0
2018-02-11 22:00 | 2 | 21 | 1 | 0 | 0 | 0 | 1.355 | 2.71 | 0 | 20.3125 | 10.5647 | 17.0341 | 17.0341 | 55.046 | 0 | 0 | 2024: 55.046; 2025: 0; 2026: 0; 2027: 0; 2028: 0; 2029: 0; 2030: 2.71; 2031: 0; 2032: 0; 2033: 55.046; 2034: 0; 2035: 0; 2036: 0; 2039: 0; 2040: 0
2018-02-11 23:00 | 2 | 22 | 1 | 0 | 0 | 0 | 1.1755 | 2.3511 | 0 | 20.3125 | 10.5647 | 17.0341 | 17.0341 | 47.7559 | 0 | 0 | 2024: 47.7559; 2025: 0; 2026: 0; 2027: 0; 2028: 0; 2029: 0; 2030: 2.3511; 2031: 0; 2032: 0; 2033: 47.7559; 2034: 0; 2035: 0; 2036: 0; 2039: 0; 2040: 0
2018-02-12 | 2 | 23 | 1 | 0 | 0 | 0 | 1.0638 | 2.1275 | 0 | 20.3125 | 10.5647 | 17.0341 | 17.0341 | 43.2157 | 0 | 0 | 2024: 43.2157; 2025: 0; 2026: 0; 2027: 0; 2028: 0; 2029: 0; 2030: 2.1275; 2031: 0; 2032: 0; 2033: 43.2157; 2034: 0; 2035: 0; 2036: 0; 2039: 0; 2040: 0
2018-02-12 01:00 | 2 | 0 | 2 | 0 | 0 | 0 | 0.98597 | 1.9719 | 0 | 20.3125 | 10.5647 | 17.0341 | 17.0341 | 40.0549 | 0 | 0 | 2024: 40.0549; 2025: 0; 2026: 0; 2027: 0; 2028: 0; 2029: 0; 2030: 1.9719; 2031: 0; 2032: 0; 2033: 40.0549; 2034: 0; 2035: 0; 2036: 0; 2039: 0; 2040: 0
2018-02-12 02:00 | 2 | 1 | 2 | 0 | 0 | 0 | 1.0019 | 2.0038 | 0 | 20.3125 | 10.5647 | 17.0341 | 17.0341 | 40.7018 | 0 | 0 | 2024: 40.7018; 2025: 0; 2026: 0; 2027: 0; 2028: 0; 2029: 0; 2030: 2.0038; 2031: 0; 2032: 0; 2033: 40.7018; 2034: 0; 2035: 0; 2036: 0; 2039: 0; 2040: 0
2018-02-12 03:00 | 2 | 2 | 2 | 0 | 0 | 0 | 1.0248 | 2.0497 | 0 | 20.3125 | 10.5647 | 17.0341 | 17.0341 | 41.634 | 0 | 0 | 2024: 41.634; 2025: 0; 2026: 0; 2027: 0; 2028: 0; 2029: 0; 2030: 2.0497; 2031: 0; 2032: 0; 2033: 41.634; 2034: 0; 2035: 0; 2036: 0; 2039: 0; 2040: 0
2018-02-12 04:00 | 2 | 3 | 2 | 0 | 0 | 0 | 1.0573 | 2.1146 | 0 | 20.3125 | 10.5647 | 17.0341 | 17.0341 | 42.9525 | 0 | 0 | 2024: 42.9525; 2025: 0; 2026: 0; 2027: 0; 2028: 0; 2029: 0; 2030: 2.1146; 2031: 0; 2032: 0; 2033: 42.9525; 2034: 0; 2035: 0; 2036: 0; 2039: 0; 2040: 0
2018-02-12 05:00 | 2 | 4 | 2 | 0 | 0 | 0 | 1.1827 | 2.3655 | 0 | 20.3125 | 10.5647 | 17.0341 | 17.0341 | 48.0492 | 0 | 0 | 2024: 48.0492; 2025: 0; 2026: 0; 2027: 0; 2028: 0; 2029: 0; 2030: 2.3655; 2031: 0; 2032: 0; 2033: 48.0492; 2034: 0; 2035: 0; 2036: 0; 2039: 0; 2040: 0
2018-02-12 06:00 | 2 | 5 | 2 | 0 | 0 | 0 | 1.43 | 2.8601 | 0 | 20.3125 | 10.5647 | 17.0341 | 17.0341 | 58.0952 | 0 | 0 | 2024: 58.0952; 2025: 0; 2026: 0; 2027: 0; 2028: 0; 2029: 0; 2030: 2.8601; 2031: 0; 2032: 0; 2033: 58.0952; 2034: 0; 2035: 0; 2036: 0; 2039: 0; 2040: 0
2018-02-12 07:00 | 2 | 6 | 2 | 0 | 0 | 0 | 1.614 | 3.228 | 0 | 20.3125 | 10.5647 | 17.0341 | 17.0341 | 65.5685 | 0 | 0 | 2024: 65.5685; 2025: 0; 2026: 0; 2027: 0; 2028: 0; 2029: 0; 2030: 3.228; 2031: 0; 2032: 0; 2033: 65.5685; 2034: 0; 2035: 0; 2036: 0; 2039: 0; 2040: 0
2018-02-12 08:00 | 2 | 7 | 2 | 0 | 0 | 0.089905 | 1.5793 | 3.1586 | 0.71924 | 20.3125 | 10.5647 | 17.0341 | 17.0341 | 64.159 | 0.71924 | 0 | 2024: 49.5494; 2025: 14.6095; 2026: 0; 2027: 12.2516; 2028: 0; 2029: 0; 2030: 2.4394; 2031: 0; 2032: 0; 2033: 49.5494; 2034: 14.6095; 2035: 0; 2036: 12.2516; 2039: 0.089905; 2040: 0.12011
2018-02-12 09:00 | 2 | 8 | 2 | 0 | 0 | 0.38965 | 1.5034 | 3.0068 | 3.1172 | 20.3125 | 10.5647 | 17.0341 | 17.0341 | 61.0761 | 3.0068 | 0.11036 | 2024: 0; 2025: 61.0761; 2026: 1.1659; 2027: 53.0986; 2028: 0.11036; 2029: 0.11036; 2030: 0; 2031: 0; 2032: 0; 2033: 0; 2034: 61.0761; 2035: 0; 2036: 53.0986; 2039: 0.38965; 2040: 0.30628
2018-02-12 10:00 | 2 | 9 | 2 | 0 | 0 | 0.42122 | 1.5557 | 3.1114 | 3.3698 | 20.3125 | 10.5647 | 17.0341 | 17.0341 | 63.1997 | 3.1114 | 0.25842 | 2024: 0; 2025: 63.1997; 2026: 2.7302; 2027: 57.4015; 2028: 0.25842; 2029: 0.36878; 2030: 0; 2031: 0; 2032: 0; 2033: 0; 2034: 63.1997; 2035: 0; 2036: 57.4015; 2039: 0.42122; 2040: 0.34681
2018-02-12 11:00 | 2 | 10 | 2 | 0 | 0 | 0.43287 | 1.5391 | 3.0782 | 3.463 | 20.3125 | 10.5647 | 17.0341 | 17.0341 | 62.5252 | 3.0782 | 0.38482 | 2024: 0; 2025: 62.5252; 2026: 4.0655; 2027: 58.989; 2028: 0.38482; 2029: 0.7536; 2030: 0; 2031: 0; 2032: 0; 2033: 0; 2034: 62.5252; 2035: 0; 2036: 58.989; 2039: 0.43287; 2040: 0.43409
2018-02-12 12:00 | 2 | 11 | 2 | 0 | 0 | 0.34379 | 1.4747 | 2.9494 | 2.7503 | 20.3125 | 10.5647 | 17.0341 | 17.0341 | 59.9088 | 2.7503 | 0 | 2024: 4.0437; 2025: 55.8651; 2026: 0; 2027: 46.8487; 2028: 0; 2029: 0.7536; 2030: 0.19907; 2031: 0.19907; 2032: 0; 2033: 0; 2034: 59.9088; 2035: 0; 2036: 46.8487; 2039: 0.34379; 2040: 0.41092
2018-02-12 13:00 | 2 | 12 | 2 | 0 | 0 | 0.39459 | 1.3852 | 2.7704 | 3.1567 | 20.3125 | 10.5647 | 17.0341 | 17.0341 | 56.2741 | 2.7704 | 0.38631 | 2024: 0; 2025: 56.2741; 2026: 4.0813; 2027: 53.7722; 2028: 0.38631; 2029: 0.92353; 2030: 0; 2031: 0; 2032: 0; 2033: 0; 2034: 56.2741; 2035: 0; 2036: 53.7722; 2039: 0.39459; 2040: 0.44762
2018-02-12 14:00 | 2 | 13 | 2 | 0 | 0 | 0.26261 | 1.3178 | 2.6356 | 2.1009 | 20.3125 | 10.5647 | 17.0341 | 17.0341 | 53.5363 | 2.1009 | 0 | 2024: 10.8619; 2025: 42.6745; 2026: 0; 2027: 35.787; 2028: 0; 2029: 0.92353; 2030: 0.53474; 2031: 0.53474; 2032: 0; 2033: 0; 2034: 53.5363; 2035: 0; 2036: 35.787; 2039: 0.26261; 2040: 0.34092
2018-02-12 15:00 | 2 | 14 | 2 | 0 | 0 | 0.22303 | 1.305 | 2.61 | 1.7842 | 20.3125 | 10.5647 | 17.0341 | 17.0341 | 53.0163 | 1.7842 | 0 | 2024: 16.7746; 2025: 36.2417; 2026: 0; 2027: 30.3925; 2028: 0; 2029: 0.34229; 2030: 0.82583; 2031: 0.3149; 2032: 0; 2033: 10.3781; 2034: 42.6382; 2035: 0; 2036: 30.3925; 2039: 0.22303; 2040: 0.25041
2018-02-12 16:00 | 2 | 15 | 2 | 0 | 1 | 0.072414 | 1.4267 | 2.8534 | 0.57931 | 21.7915 | 12.0437 | 17.0341 | 17.0341 | 62.1792 | 0.57931 | 0 | 2024: 49.5552; 2025: 12.624; 2026: 0; 2027: 9.8681; 2028: 0; 2029: 0; 2030: 2.2741; 2031: 0; 2032: 0; 2033: 49.5552; 2034: 12.624; 2035: 0; 2036: 9.8681; 2039: 0.072414; 2040: 0.18188
2018-02-12 17:00 | 2 | 16 | 2 | 0 | 1 | 0.012783 | 1.5508 | 3.1015 | 0.10227 | 21.7915 | 12.0437 | 17.0341 | 17.0341 | 67.5865 | 0.10227 | 0 | 2024: 65.3579; 2025: 2.2285; 2026: 0; 2027: 1.742; 2028: 0; 2029: 0; 2030: 2.9992; 2031: 0; 2032: 0; 2033: 65.3579; 2034: 2.2285; 2035: 0; 2036: 1.742; 2039: 0.012783; 2040: 0.035169
2018-02-12 18:00 | 2 | 17 | 2 | 0 | 1 | 0 | 1.6747 | 3.3495 | 0 | 21.7915 | 12.0437 | 17.0341 | 17.0341 | 72.9897 | 0 | 0 | 2024: 72.9897; 2025: 0; 2026: 0; 2027: 0; 2028: 0; 2029: 0; 2030: 3.3495; 2031: 0; 2032: 0; 2033: 72.9897; 2034: 0; 2035: 0; 2036: 0; 2039: 0; 2040: 0
2018-02-12 19:00 | 2 | 18 | 2 | 0 | 1 | 0 | 1.71 | 3.4199 | 0 | 21.7915 | 12.0437 | 17.0341 | 17.0341 | 74.5257 | 0 | 0 | 2024: 74.5257; 2025: 0; 2026: 0; 2027: 0; 2028: 0; 2029: 0; 2030: 3.4199; 2031: 0; 2032: 0; 2033: 74.5257; 2034: 0; 2035: 0; 2036: 0; 2039: 0; 2040: 0
2018-02-12 20:00 | 2 | 19 | 2 | 0 | 0 | 0 | 1.7122 | 3.4245 | 0 | 20.3125 | 10.5647 | 17.0341 | 17.0341 | 69.5596 | 0 | 0 | 2024: 69.5596; 2025: 0; 2026: 0; 2027: 0; 2028: 0; 2029: 0; 2030: 3.4245; 2031: 0; 2032: 0; 2033: 69.5596; 2034: 0; 2035: 0; 2036: 0; 2039: 0; 2040: 0
2018-02-12 21:00 | 2 | 20 | 2 | 0 | 0 | 0 | 1.6182 | 3.2363 | 0 | 20.3125 | 10.5647 | 17.0341 | 17.0341 | 65.738 | 0 | 0 | 2024: 65.738; 2025: 0; 2026: 0; 2027: 0; 2028: 0; 2029: 0; 2030: 3.2363; 2031: 0; 2032: 0; 2033: 65.738; 2034: 0; 2035: 0; 2036: 0; 2039: 0; 2040: 0
2018-02-12 22:00 | 2 | 21 | 2 | 0 | 0 | 0 | 1.3403 | 2.6807 | 0 | 20.3125 | 10.5647 | 17.0341 | 17.0341 | 54.4514 | 0 | 0 | 2024: 54.4514; 2025: 0; 2026: 0; 2027: 0; 2028: 0; 2029: 0; 2030: 2.6807; 2031: 0; 2032: 0; 2033: 54.4514; 2034: 0; 2035: 0; 2036: 0; 2039: 0; 2040: 0
2018-02-12 23:00 | 2 | 22 | 2 | 0 | 0 | 0 | 1.1152 | 2.2305 | 0 | 20.3125 | 10.5647 | 17.0341 | 17.0341 | 45.3069 | 0 | 0 | 2024: 45.3069; 2025: 0; 2026: 0; 2027: 0; 2028: 0; 2029: 0; 2030: 2.2305; 2031: 0; 2032: 0; 2033: 45.3069; 2034: 0; 2035: 0; 2036: 0; 2039: 0; 2040: 0
2018-02-13 | 2 | 23 | 2 | 0 | 0 | 0 | 1.0458 | 2.0915 | 0 | 20.3125 | 10.5647 | 17.0341 | 17.0341 | 42.4841 | 0 | 0 | 2024: 42.4841; 2025: 0; 2026: 0; 2027: 0; 2028: 0; 2029: 0; 2030: 2.0915; 2031: 0; 2032: 0; 2033: 42.4841; 2034: 0; 2035: 0; 2036: 0; 2039: 0; 2040: 0
2018-02-13 01:00 | 2 | 0 | 3 | 0 | 0 | 0 | 1.0061 | 2.0122 | 0 | 20.3125 | 10.5647 | 17.0341 | 17.0341 | 40.8722 | 0 | 0 | 2024: 40.8722; 2025: 0; 2026: 0; 2027: 0; 2028: 0; 2029: 0; 2030: 2.0122; 2031: 0; 2032: 0; 2033: 40.8722; 2034: 0; 2035: 0; 2036: 0; 2039: 0; 2040: 0
2018-02-13 02:00 | 2 | 1 | 3 | 0 | 0 | 0 | 0.99391 | 1.9878 | 0 | 20.3125 | 10.5647 | 17.0341 | 17.0341 | 40.3775 | 0 | 0 | 2024: 40.3775; 2025: 0; 2026: 0; 2027: 0; 2028: 0; 2029: 0; 2030: 1.9878; 2031: 0; 2032: 0; 2033: 40.3775; 2034: 0; 2035: 0; 2036: 0; 2039: 0; 2040: 0
2018-02-13 03:00 | 2 | 2 | 3 | 0 | 0 | 0 | 0.99235 | 1.9847 | 0 | 20.3125 | 10.5647 | 17.0341 | 17.0341 | 40.3142 | 0 | 0 | 2024: 40.3142; 2025: 0; 2026: 0; 2027: 0; 2028: 0; 2029: 0; 2030: 1.9847; 2031: 0; 2032: 0; 2033: 40.3142; 2034: 0; 2035: 0; 2036: 0; 2039: 0; 2040: 0
2018-02-13 04:00 | 2 | 3 | 3 | 0 | 0 | 0 | 1.0566 | 2.1131 | 0 | 20.3125 | 10.5647 | 17.0341 | 17.0341 | 42.9228 | 0 | 0 | 2024: 42.9228; 2025: 0; 2026: 0; 2027: 0; 2028: 0; 2029: 0; 2030: 2.1131; 2031: 0; 2032: 0; 2033: 42.9228; 2034: 0; 2035: 0; 2036: 0; 2039: 0; 2040: 0
2018-02-13 05:00 | 2 | 4 | 3 | 0 | 0 | 0 | 1.141 | 2.2821 | 0 | 20.3125 | 10.5647 | 17.0341 | 17.0341 | 46.3551 | 0 | 0 | 2024: 46.3551; 2025: 0; 2026: 0; 2027: 0; 2028: 0; 2029: 0; 2030: 2.2821; 2031: 0; 2032: 0; 2033: 46.3551; 2034: 0; 2035: 0; 2036: 0; 2039: 0; 2040: 0
2018-02-13 06:00 | 2 | 5 | 3 | 0 | 0 | 0 | 1.2935 | 2.5871 | 0 | 20.3125 | 10.5647 | 17.0341 | 17.0341 | 52.5503 | 0 | 0 | 2024: 52.5503; 2025: 0; 2026: 0; 2027: 0; 2028: 0; 2029: 0; 2030: 2.5871; 2031: 0; 2032: 0; 2033: 52.5503; 2034: 0; 2035: 0; 2036: 0; 2039: 0; 2040: 0
2018-02-13 07:00 | 2 | 6 | 3 | 0 | 0 | 0 | 1.4186 | 2.8372 | 0 | 20.3125 | 10.5647 | 17.0341 | 17.0341 | 57.6304 | 0 | 0 | 2024: 57.6304; 2025: 0; 2026: 0; 2027: 0; 2028: 0; 2029: 0; 2030: 2.8372; 2031: 0; 2032: 0; 2033: 57.6304; 2034: 0; 2035: 0; 2036: 0; 2039: 0; 2040: 0
2018-02-13 08:00 | 2 | 7 | 3 | 0 | 0 | 0.043584 | 1.4831 | 2.9662 | 0.34868 | 20.3125 | 10.5647 | 17.0341 | 17.0341 | 60.2519 | 0.34868 | 0 | 2024: 53.1695; 2025: 7.0825; 2026: 0; 2027: 5.9394; 2028: 0; 2029: 0; 2030: 2.6176; 2031: 0; 2032: 0; 2033: 53.1695; 2034: 7.0825; 2035: 0; 2036: 5.9394; 2039: 0.043584; 2040: 0.075555
2018-02-13 09:00 | 2 | 8 | 3 | 0 | 0 | 0.078151 | 1.5496 | 3.0991 | 0.62521 | 20.3125 | 10.5647 | 17.0341 | 17.0341 | 62.9507 | 0.62521 | 0 | 2024: 50.2511; 2025: 12.6996; 2026: 0; 2027: 10.65; 2028: 0; 2029: 0; 2030: 2.4739; 2031: 0; 2032: 0; 2033: 50.2511; 2034: 12.6996; 2035: 0; 2036: 10.65; 2039: 0.078151; 2040: 0.16671
2018-02-13 10:00 | 2 | 9 | 3 | 0 | 0 | 0.12099 | 1.5071 | 3.0142 | 0.9679 | 20.3125 | 10.5647 | 17.0341 | 17.0341 | 61.2266 | 0.9679 | 0 | 2024: 41.5662; 2025: 19.6604; 2026: 0; 2027: 16.4873; 2028: 0; 2029: 0; 2030: 2.0463; 2031: 0; 2032: 0; 2033: 41.5662; 2034: 19.6604; 2035: 0; 2036: 16.4873; 2039: 0.12099; 2040: 0.43916
2018-02-13 11:00 | 2 | 10 | 3 | 0 | 0 | 0.12702 | 1.4662 | 2.9325 | 1.0162 | 20.3125 | 10.5647 | 17.0341 | 17.0341 | 59.5657 | 1.0162 | 0 | 2024: 38.9243; 2025: 20.6414; 2026: 0; 2027: 17.31; 2028: 0; 2029: 0; 2030: 1.9163; 2031: 0; 2032: 0; 2033: 38.9243; 2034: 20.6414; 2035: 0; 2036: 17.31; 2039: 0.12702; 2040: 0.48784
2018-02-13 12:00 | 2 | 11 | 3 | 0 | 0 | 0.12511 | 1.4377 | 2.8755 | 1.0009 | 20.3125 | 10.5647 | 17.0341 | 17.0341 | 58.4079 | 1.0009 | 0 | 2024: 38.0779; 2025: 20.3301; 2026: 0; 2027: 17.0489; 2028: 0; 2029: 0; 2030: 1.8746; 2031: 0; 2032: 0; 2033: 38.0779; 2034: 20.3301; 2035: 0; 2036: 17.0489; 2039: 0.12511; 2040: 0.54399
2018-02-13 13:00 | 2 | 12 | 3 | 0 | 0 | 0.11806 | 1.3925 | 2.7849 | 0.9445 | 20.3125 | 10.5647 | 17.0341 | 17.0341 | 56.5692 | 0.9445 | 0 | 2024: 37.3841; 2025: 19.1851; 2026: 0; 2027: 16.0887; 2028: 0; 2029: 0; 2030: 1.8404; 2031: 0; 2032: 0; 2033: 37.3841; 2034: 19.1851; 2035: 0; 2036: 16.0887; 2039: 0.11806; 2040: 0.48877
2018-02-13 14:00 | 2 | 13 | 3 | 0 | 0 | 0.10846 | 1.4153 | 2.8306 | 0.86769 | 20.3125 | 10.5647 | 17.0341 | 17.0341 | 57.496 | 0.86769 | 0 | 2024: 39.8711; 2025: 17.6249; 2026: 0; 2027: 14.7803; 2028: 0; 2029: 0; 2030: 1.9629; 2031: 0; 2032: 0; 2033: 39.8711; 2034: 17.6249; 2035: 0; 2036: 14.7803; 2039: 0.10846; 2040: 0.48845
2018-02-13 15:00 | 2 | 14 | 3 | 0 | 0 | 0.092857 | 1.3895 | 2.7791 | 0.74286 | 20.3125 | 10.5647 | 17.0341 | 17.0341 | 56.4499 | 0.74286 | 0 | 2024: 41.3606; 2025: 15.0892; 2026: 0; 2027: 12.6539; 2028: 0; 2029: 0; 2030: 2.0362; 2031: 0; 2032: 0; 2033: 41.3606; 2034: 15.0892; 2035: 0; 2036: 12.6539; 2039: 0.092857; 2040: 0.29037
2018-02-13 16:00 | 2 | 15 | 3 | 0 | 1 | 0.07262 | 1.4626 | 2.9251 | 0.58096 | 21.7915 | 12.0437 | 17.0341 | 17.0341 | 63.7428 | 0.58096 | 0 | 2024: 51.0828; 2025: 12.66; 2026: 0; 2027: 9.8962; 2028: 0; 2029: 0; 2030: 2.3442; 2031: 0; 2032: 0; 2033: 51.0828; 2034: 12.66; 2035: 0; 2036: 9.8962; 2039: 0.07262; 2040: 0.22635
2018-02-13 17:00 | 2 | 16 | 3 | 0 | 1 | 0.020495 | 1.6494 | 3.2989 | 0.16396 | 21.7915 | 12.0437 | 17.0341 | 17.0341 | 71.8871 | 0.16396 | 0 | 2024: 68.3141; 2025: 3.573; 2026: 0; 2027: 2.793; 2028: 0; 2029: 0; 2030: 3.1349; 2031: 0; 2032: 0; 2033: 68.3141; 2034: 3.573; 2035: 0; 2036: 2.793; 2039: 0.020495; 2040: 0.050692
2018-02-13 18:00 | 2 | 17 | 3 | 0 | 1 | 0 | 1.7604 | 3.5207 | 0 | 21.7915 | 12.0437 | 17.0341 | 17.0341 | 76.7214 | 0 | 0 | 2024: 76.7214; 2025: 0; 2026: 0; 2027: 0; 2028: 0; 2029: 0; 2030: 3.5207; 2031: 0; 2032: 0; 2033: 76.7214; 2034: 0; 2035: 0; 2036: 0; 2039: 0; 2040: 0
2018-02-13 19:00 | 2 | 18 | 3 | 0 | 1 | 0 | 1.8628 | 3.7256 | 0 | 21.7915 | 12.0437 | 17.0341 | 17.0341 | 81.1856 | 0 | 0 | 2024: 81.1856; 2025: 0; 2026: 0; 2027: 0; 2028: 0; 2029: 0; 2030: 3.7256; 2031: 0; 2032: 0; 2033: 81.1856; 2034: 0; 2035: 0; 2036: 0; 2039: 0; 2040: 0
2018-02-13 20:00 | 2 | 19 | 3 | 0 | 0 | 0 | 1.8714 | 3.7428 | 0 | 20.3125 | 10.5647 | 17.0341 | 17.0341 | 76.0251 | 0 | 0 | 2024: 76.0251; 2025: 0; 2026: 0; 2027: 0; 2028: 0; 2029: 0; 2030: 3.7428; 2031: 0; 2032: 0; 2033: 76.0251; 2034: 0; 2035: 0; 2036: 0; 2039: 0; 2040: 0
2018-02-13 21:00 | 2 | 20 | 3 | 0 | 0 | 0 | 1.7266 | 3.4532 | 0 | 20.3125 | 10.5647 | 17.0341 | 17.0341 | 70.143 | 0 | 0 | 2024: 70.143; 2025: 0; 2026: 0; 2027: 0; 2028: 0; 2029: 0; 2030: 3.4532; 2031: 0; 2032: 0; 2033: 70.143; 2034: 0; 2035: 0; 2036: 0; 2039: 0; 2040: 0
2018-02-13 22:00 | 2 | 21 | 3 | 0 | 0 | 0 | 1.4393 | 2.8786 | 0 | 20.3125 | 10.5647 | 17.0341 | 17.0341 | 58.4717 | 0 | 0 | 2024: 58.4717; 2025: 0; 2026: 0; 2027: 0; 2028: 0; 2029: 0; 2030: 2.8786; 2031: 0; 2032: 0; 2033: 58.4717; 2034: 0; 2035: 0; 2036: 0; 2039: 0; 2040: 0
2018-02-13 23:00 | 2 | 22 | 3 | 0 | 0 | 0 | 1.2589 | 2.5178 | 0 | 20.3125 | 10.5647 | 17.0341 | 17.0341 | 51.1428 | 0 | 0 | 2024: 51.1428; 2025: 0; 2026: 0; 2027: 0; 2028: 0; 2029: 0; 2030: 2.5178; 2031: 0; 2032: 0; 2033: 51.1428; 2034: 0; 2035: 0; 2036: 0; 2039: 0; 2040: 0
2018-02-14 | 2 | 23 | 3 | 0 | 0 | 0 | 1.119 | 2.2379 | 0 | 20.3125 | 10.5647 | 17.0341 | 17.0341 | 45.4582 | 0 | 0 | 2024: 45.4582; 2025: 0; 2026: 0; 2027: 0; 2028: 0; 2029: 0; 2030: 2.2379; 2031: 0; 2032: 0; 2033: 45.4582; 2034: 0; 2035: 0; 2036: 0; 2039: 0; 2040: 0
2018-02-14 01:00 | 2 | 0 | 4 | 0 | 0 | 0 | 1.0701 | 2.1402 | 0 | 20.3125 | 10.5647 | 17.0341 | 17.0341 | 43.4723 | 0 | 0 | 2024: 43.4723; 2025: 0; 2026: 0; 2027: 0; 2028: 0; 2029: 0; 2030: 2.1402; 2031: 0; 2032: 0; 2033: 43.4723; 2034: 0; 2035: 0; 2036: 0; 2039: 0; 2040: 0
2018-02-14 02:00 | 2 | 1 | 4 | 0 | 0 | 0 | 1.0505 | 2.101 | 0 | 20.3125 | 10.5647 | 17.0341 | 17.0341 | 42.6756 | 0 | 0 | 2024: 42.6756; 2025: 0; 2026: 0; 2027: 0; 2028: 0; 2029: 0; 2030: 2.101; 2031: 0; 2032: 0; 2033: 42.6756; 2034: 0; 2035: 0; 2036: 0; 2039: 0; 2040: 0
2018-02-14 03:00 | 2 | 2 | 4 | 0 | 0 | 0 | 1.0297 | 2.0594 | 0 | 20.3125 | 10.5647 | 17.0341 | 17.0341 | 41.8306 | 0 | 0 | 2024: 41.8306; 2025: 0; 2026: 0; 2027: 0; 2028: 0; 2029: 0; 2030: 2.0594; 2031: 0; 2032: 0; 2033: 41.8306; 2034: 0; 2035: 0; 2036: 0; 2039: 0; 2040: 0
2018-02-14 04:00 | 2 | 3 | 4 | 0 | 0 | 0 | 1.0313 | 2.0627 | 0 | 20.3125 | 10.5647 | 17.0341 | 17.0341 | 41.8983 | 0 | 0 | 2024: 41.8983; 2025: 0; 2026: 0; 2027: 0; 2028: 0; 2029: 0; 2030: 2.0627; 2031: 0; 2032: 0; 2033: 41.8983; 2034: 0; 2035: 0; 2036: 0; 2039: 0; 2040: 0
2018-02-14 05:00 | 2 | 4 | 4 | 0 | 0 | 0 | 1.0727 | 2.1454 | 0 | 20.3125 | 10.5647 | 17.0341 | 17.0341 | 43.5788 | 0 | 0 | 2024: 43.5788; 2025: 0; 2026: 0; 2027: 0; 2028: 0; 2029: 0; 2030: 2.1454; 2031: 0; 2032: 0; 2033: 43.5788; 2034: 0; 2035: 0; 2036: 0; 2039: 0; 2040: 0
2018-02-14 06:00 | 2 | 5 | 4 | 0 | 0 | 0 | 1.2698 | 2.5396 | 0 | 20.3125 | 10.5647 | 17.0341 | 17.0341 | 51.5861 | 0 | 0 | 2024: 51.5861; 2025: 0; 2026: 0; 2027: 0; 2028: 0; 2029: 0; 2030: 2.5396; 2031: 0; 2032: 0; 2033: 51.5861; 2034: 0; 2035: 0; 2036: 0; 2039: 0; 2040: 0
2018-02-14 07:00 | 2 | 6 | 4 | 0 | 0 | 0 | 1.3987 | 2.7974 | 0 | 20.3125 | 10.5647 | 17.0341 | 17.0341 | 56.8221 | 0 | 0 | 2024: 56.8221; 2025: 0; 2026: 0; 2027: 0; 2028: 0; 2029: 0; 2030: 2.7974; 2031: 0; 2032: 0; 2033: 56.8221; 2034: 0; 2035: 0; 2036: 0; 2039: 0; 2040: 0
2018-02-14 08:00 | 2 | 7 | 4 | 0 | 0 | 0.070482 | 1.445 | 2.89 | 0.56386 | 20.3125 | 10.5647 | 17.0341 | 17.0341 | 58.7024 | 0.56386 | 0 | 2024: 47.2491; 2025: 11.4533; 2026: 0; 2027: 9.6048; 2028: 0; 2029: 0; 2030: 2.3261; 2031: 0; 2032: 0; 2033: 47.2491; 2034: 11.4533; 2035: 0; 2036: 9.6048; 2039: 0.070482; 2040: 0.04821
2018-02-14 09:00 | 2 | 8 | 4 | 0 | 0 | 0.10568 | 1.4537 | 2.9074 | 0.8454 | 20.3125 | 10.5647 | 17.0341 | 17.0341 | 59.0571 | 0.8454 | 0 | 2024: 41.8849; 2025: 17.1722; 2026: 0; 2027: 14.4007; 2028: 0; 2029: 0; 2030: 2.062; 2031: 0; 2032: 0; 2033: 41.8849; 2034: 17.1722; 2035: 0; 2036: 14.4007; 2039: 0.10568; 2040: 0.18148
2018-02-14 10:00 | 2 | 9 | 4 | 0 | 0 | 0.095032 | 1.469 | 2.9381 | 0.76026 | 20.3125 | 10.5647 | 17.0341 | 17.0341 | 59.6793 | 0.76026 | 0 | 2024: 44.2366; 2025: 15.4427; 2026: 0; 2027: 12.9503; 2028: 0; 2029: 0; 2030: 2.1778; 2031: 0; 2032: 0; 2033: 44.2366; 2034: 15.4427; 2035: 0; 2036: 12.9503; 2039: 0.095032; 2040: 0.29934
2018-02-14 11:00 | 2 | 10 | 4 | 0 | 0 | 0.097705 | 1.3855 | 2.771 | 0.78164 | 20.3125 | 10.5647 | 17.0341 | 17.0341 | 56.2864 | 0.78164 | 0 | 2024: 40.4094; 2025: 15.877; 2026: 0; 2027: 13.3145; 2028: 0; 2029: 0; 2030: 1.9894; 2031: 0; 2032: 0; 2033: 40.4094; 2034: 15.877; 2035: 0; 2036: 13.3145; 2039: 0.097705; 2040: 0.61102
2018-02-14 12:00 | 2 | 11 | 4 | 0 | 0 | 0.12102 | 1.2811 | 2.5622 | 0.96813 | 20.3125 | 10.5647 | 17.0341 | 17.0341 | 52.0442 | 0.96813 | 0 | 2024: 32.3791; 2025: 19.6651; 2026: 0; 2027: 16.4912; 2028: 0; 2029: 0; 2030: 1.594; 2031: 0; 2032: 0; 2033: 32.3791; 2034: 19.6651; 2035: 0; 2036: 16.4912; 2039: 0.12102; 2040: 0.56248
2018-02-14 13:00 | 2 | 12 | 4 | 0 | 0 | 0.11616 | 1.1703 | 2.3406 | 0.92926 | 20.3125 | 10.5647 | 17.0341 | 17.0341 | 47.5434 | 0.92926 | 0 | 2024: 28.6677; 2025: 18.8757; 2026: 0; 2027: 15.8292; 2028: 0; 2029: 0; 2030: 1.4113; 2031: 0; 2032: 0; 2033: 28.6677; 2034: 18.8757; 2035: 0; 2036: 15.8292; 2039: 0.11616; 2040: 0.53277
2018-02-14 14:00 | 2 | 13 | 4 | 0 | 0 | 0.090118 | 1.1532 | 2.3065 | 0.72094 | 20.3125 | 10.5647 | 17.0341 | 17.0341 | 46.8499 | 0.72094 | 0 | 2024: 32.2058; 2025: 14.6442; 2026: 0; 2027: 12.2807; 2028: 0; 2029: 0; 2030: 1.5855; 2031: 0; 2032: 0; 2033: 32.2058; 2034: 14.6442; 2035: 0; 2036: 12.2807; 2039: 0.090118; 2040: 0.5266
2018-02-14 15:00 | 2 | 14 | 4 | 0 | 0 | 0.097775 | 1.1799 | 2.3598 | 0.7822 | 20.3125 | 10.5647 | 17.0341 | 17.0341 | 47.9336 | 0.7822 | 0 | 2024: 32.0451; 2025: 15.8885; 2026: 0; 2027: 13.3241; 2028: 0; 2029: 0; 2030: 1.5776; 2031: 0; 2032: 0; 2033: 32.0451; 2034: 15.8885; 2035: 0; 2036: 13.3241; 2039: 0.097775; 2040: 0.3855
2018-02-14 16:00 | 2 | 15 | 4 | 0 | 1 | 0.077381 | 1.2616 | 2.5232 | 0.61905 | 21.7915 | 12.0437 | 17.0341 | 17.0341 | 54.9844 | 0.61905 | 0 | 2024: 41.4944; 2025: 13.49; 2026: 0; 2027: 10.545; 2028: 0; 2029: 0; 2030: 1.9042; 2031: 0; 2032: 0; 2033: 41.4944; 2034: 13.49; 2035: 0; 2036: 10.545; 2039: 0.077381; 2040: 0.21398
2018-02-14 17:00 | 2 | 16 | 4 | 0 | 1 | 0.025605 | 1.3437 | 2.6875 | 0.20484 | 21.7915 | 12.0437 | 17.0341 | 17.0341 | 58.5639 | 0.20484 | 0 | 2024: 54.1002; 2025: 4.4637; 2026: 0; 2027: 3.4892; 2028: 0; 2029: 0; 2030: 2.4826; 2031: 0; 2032: 0; 2033: 54.1002; 2034: 4.4637; 2035: 0; 2036: 3.4892; 2039: 0.025605; 2040: 0.072573
2018-02-14 18:00 | 2 | 17 | 4 | 0 | 1 | 0 | 1.4683 | 2.9367 | 0 | 21.7915 | 12.0437 | 17.0341 | 17.0341 | 63.9948 | 0 | 0 | 2024: 63.9948; 2025: 0; 2026: 0; 2027: 0; 2028: 0; 2029: 0; 2030: 2.9367; 2031: 0; 2032: 0; 2033: 63.9948; 2034: 0; 2035: 0; 2036: 0; 2039: 0; 2040: 0
2018-02-14 19:00 | 2 | 18 | 4 | 0 | 1 | 0 | 1.5703 | 3.1407 | 0 | 21.7915 | 12.0437 | 17.0341 | 17.0341 | 68.4396 | 0 | 0 | 2024: 68.4396; 2025: 0; 2026: 0; 2027: 0; 2028: 0; 2029: 0; 2030: 3.1407; 2031: 0; 2032: 0; 2033: 68.4396; 2034: 0; 2035: 0; 2036: 0; 2039: 0; 2040: 0
2018-02-14 20:00 | 2 | 19 | 4 | 0 | 0 | 0 | 1.7381 | 3.4763 | 0 | 20.3125 | 10.5647 | 17.0341 | 17.0341 | 70.6114 | 0 | 0 | 2024: 70.6114; 2025: 0; 2026: 0; 2027: 0; 2028: 0; 2029: 0; 2030: 3.4763; 2031: 0; 2032: 0; 2033: 70.6114; 2034: 0; 2035: 0; 2036: 0; 2039: 0; 2040: 0
2018-02-14 21:00 | 2 | 20 | 4 | 0 | 0 | 0 | 1.5907 | 3.1813 | 0 | 20.3125 | 10.5647 | 17.0341 | 17.0341 | 64.6204 | 0 | 0 | 2024: 64.6204; 2025: 0; 2026: 0; 2027: 0; 2028: 0; 2029: 0; 2030: 3.1813; 2031: 0; 2032: 0; 2033: 64.6204; 2034: 0; 2035: 0; 2036: 0; 2039: 0; 2040: 0
2018-02-14 22:00 | 2 | 21 | 4 | 0 | 0 | 0 | 1.3637 | 2.7274 | 0 | 20.3125 | 10.5647 | 17.0341 | 17.0341 | 55.4011 | 0 | 0 | 2024: 55.4011; 2025: 0; 2026: 0; 2027: 0; 2028: 0; 2029: 0; 2030: 2.7274; 2031: 0; 2032: 0; 2033: 55.4011; 2034: 0; 2035: 0; 2036: 0; 2039: 0; 2040: 0
2018-02-14 23:00 | 2 | 22 | 4 | 0 | 0 | 0 | 1.1865 | 2.373 | 0 | 20.3125 | 10.5647 | 17.0341 | 17.0341 | 48.2021 | 0 | 0 | 2024: 48.2021; 2025: 0; 2026: 0; 2027: 0; 2028: 0; 2029: 0; 2030: 2.373; 2031: 0; 2032: 0; 2033: 48.2021; 2034: 0; 2035: 0; 2036: 0; 2039: 0; 2040: 0
2018-02-15 | 2 | 23 | 4 | 0 | 0 | 0 | 1.1756 | 2.3512 | 0 | 20.3125 | 10.5647 | 17.0341 | 17.0341 | 47.759 | 0 | 0 | 2024: 47.759; 2025: 0; 2026: 0; 2027: 0; 2028: 0; 2029: 0; 2030: 2.3512; 2031: 0; 2032: 0; 2033: 47.759; 2034: 0; 2035: 0; 2036: 0; 2039: 0; 2040: 0
2018-02-15 01:00 | 2 | 0 | 5 | 0 | 0 | 0 | 1.1599 | 2.3198 | 0 | 20.3125 | 10.5647 | 17.0341 | 17.0341 | 47.1212 | 0 | 0 | 2024: 47.1212; 2025: 0; 2026: 0; 2027: 0; 2028: 0; 2029: 0; 2030: 2.3198; 2031: 0; 2032: 0; 2033: 47.1212; 2034: 0; 2035: 0; 2036: 0; 2039: 0; 2040: 0
2018-02-15 02:00 | 2 | 1 | 5 | 0 | 0 | 0 | 1.2271 | 2.4543 | 0 | 20.3125 | 10.5647 | 17.0341 | 17.0341 | 49.8526 | 0 | 0 | 2024: 49.8526; 2025: 0; 2026: 0; 2027: 0; 2028: 0; 2029: 0; 2030: 2.4543; 2031: 0; 2032: 0; 2033: 49.8526; 2034: 0; 2035: 0; 2036: 0; 2039: 0; 2040: 0
2018-02-15 03:00 | 2 | 2 | 5 | 0 | 0 | 0 | 1.254 | 2.5079 | 0 | 20.3125 | 10.5647 | 17.0341 | 17.0341 | 50.9419 | 0 | 0 | 2024: 50.9419; 2025: 0; 2026: 0; 2027: 0; 2028: 0; 2029: 0; 2030: 2.5079; 2031: 0; 2032: 0; 2033: 50.9419; 2034: 0; 2035: 0; 2036: 0; 2039: 0; 2040: 0
2018-02-15 04:00 | 2 | 3 | 5 | 0 | 0 | 0 | 1.3089 | 2.6178 | 0 | 20.3125 | 10.5647 | 17.0341 | 17.0341 | 53.1741 | 0 | 0 | 2024: 53.1741; 2025: 0; 2026: 0; 2027: 0; 2028: 0; 2029: 0; 2030: 2.6178; 2031: 0; 2032: 0; 2033: 53.1741; 2034: 0; 2035: 0; 2036: 0; 2039: 0; 2040: 0
2018-02-15 05:00 | 2 | 4 | 5 | 0 | 0 | 0 | 1.4162 | 2.8324 | 0 | 20.3125 | 10.5647 | 17.0341 | 17.0341 | 57.5326 | 0 | 0 | 2024: 57.5326; 2025: 0; 2026: 0; 2027: 0; 2028: 0; 2029: 0; 2030: 2.8324; 2031: 0; 2032: 0; 2033: 57.5326; 2034: 0; 2035: 0; 2036: 0; 2039: 0; 2040: 0
2018-02-15 06:00 | 2 | 5 | 5 | 0 | 0 | 0 | 1.5961 | 3.1923 | 0 | 20.3125 | 10.5647 | 17.0341 | 17.0341 | 64.8434 | 0 | 0 | 2024: 64.8434; 2025: 0; 2026: 0; 2027: 0; 2028: 0; 2029: 0; 2030: 3.1923; 2031: 0; 2032: 0; 2033: 64.8434; 2034: 0; 2035: 0; 2036: 0; 2039: 0; 2040: 0
2018-02-15 07:00 | 2 | 6 | 5 | 0 | 0 | 0 | 1.6965 | 3.393 | 0 | 20.3125 | 10.5647 | 17.0341 | 17.0341 | 68.9195 | 0 | 0 | 2024: 68.9195; 2025: 0; 2026: 0; 2027: 0; 2028: 0; 2029: 0; 2030: 3.393; 2031: 0; 2032: 0; 2033: 68.9195; 2034: 0; 2035: 0; 2036: 0; 2039: 0; 2040: 0
2018-02-15 08:00 | 2 | 7 | 5 | 0 | 0 | 0.095457 | 1.6879 | 3.3759 | 0.76365 | 20.3125 | 10.5647 | 17.0341 | 17.0341 | 68.5728 | 0.76365 | 0 | 2024: 53.0611; 2025: 15.5117; 2026: 0; 2027: 13.0082; 2028: 0; 2029: 0; 2030: 2.6122; 2031: 0; 2032: 0; 2033: 53.0611; 2034: 15.5117; 2035: 0; 2036: 13.0082; 2039: 0.095457; 2040: 0.14718
2018-02-15 09:00 | 2 | 8 | 5 | 0 | 0 | 0.32529 | 1.6788 | 3.3576 | 2.6023 | 20.3125 | 10.5647 | 17.0341 | 17.0341 | 68.2016 | 2.6023 | 0 | 2024: 15.3419; 2025: 52.8596; 2026: 0; 2027: 44.3283; 2028: 0; 2029: 0; 2030: 0.7553; 2031: 0; 2032: 0; 2033: 15.3419; 2034: 52.8596; 2035: 0; 2036: 44.3283; 2039: 0.32529; 2040: 0.35622
2018-02-15 10:00 | 2 | 9 | 5 | 0 | 0 | 0.2311 | 1.7232 | 3.4464 | 1.8488 | 20.3125 | 10.5647 | 17.0341 | 17.0341 | 70.0058 | 1.8488 | 0 | 2024: 32.4517; 2025: 37.5541; 2026: 0; 2027: 31.493; 2028: 0; 2029: 0; 2030: 1.5976; 2031: 0; 2032: 0; 2033: 32.4517; 2034: 37.5541; 2035: 0; 2036: 31.493; 2039: 0.2311; 2040: 0.48272
2018-02-15 11:00 | 2 | 10 | 5 | 0 | 0 | 0.19165 | 1.6897 | 3.3793 | 1.5332 | 20.3125 | 10.5647 | 17.0341 | 17.0341 | 68.6426 | 1.5332 | 0 | 2024: 37.4991; 2025: 31.1435; 2026: 0; 2027: 26.117; 2028: 0; 2029: 0; 2030: 1.8461; 2031: 0; 2032: 0; 2033: 37.4991; 2034: 31.1435; 2035: 0; 2036: 26.117; 2039: 0.19165; 2040: 0.54079
2018-02-15 12:00 | 2 | 11 | 5 | 0 | 0 | 0.2337 | 1.4231 | 2.8462 | 1.8696 | 20.3125 | 10.5647 | 17.0341 | 17.0341 | 57.8144 | 1.8696 | 0 | 2024: 19.8383; 2025: 37.9761; 2026: 0; 2027: 31.8469; 2028: 0; 2029: 0; 2030: 0.97665; 2031: 0; 2032: 0; 2033: 19.8383; 2034: 37.9761; 2035: 0; 2036: 31.8469; 2039: 0.2337; 2040: 0.61117
2018-02-15 13:00 | 2 | 12 | 5 | 0 | 0 | 0.37212 | 1.2846 | 2.5691 | 2.9769 | 20.3125 | 10.5647 | 17.0341 | 17.0341 | 52.1851 | 2.5691 | 0.40781 | 2024: 0; 2025: 52.1851; 2026: 4.3084; 2027: 50.7094; 2028: 0.40781; 2029: 0.40781; 2030: 0; 2031: 0; 2032: 0; 2033: 0; 2034: 52.1851; 2035: 0; 2036: 50.7094; 2039: 0.37212; 2040: 0.71959
2018-02-15 14:00 | 2 | 13 | 5 | 0 | 0 | 0.36411 | 1.2357 | 2.4713 | 2.9129 | 20.3125 | 10.5647 | 17.0341 | 17.0341 | 50.1992 | 2.4713 | 0.44153 | 2024: 0; 2025: 50.1992; 2026: 4.6646; 2027: 49.6183; 2028: 0.44153; 2029: 0.84934; 2030: 0; 2031: 0; 2032: 0; 2033: 0; 2034: 50.1992; 2035: 0; 2036: 49.6183; 2039: 0.36411; 2040: 0.67511
2018-02-15 15:00 | 2 | 14 | 5 | 0 | 0 | 0.22288 | 1.1909 | 2.3817 | 1.783 | 20.3125 | 10.5647 | 17.0341 | 17.0341 | 48.3789 | 1.783 | 0 | 2024: 12.1613; 2025: 36.2177; 2026: 0; 2027: 30.3723; 2028: 0; 2029: 0.84934; 2030: 0.59871; 2031: 0.59871; 2032: 0; 2033: 0; 2034: 48.3789; 2035: 0; 2036: 30.3723; 2039: 0.22288; 2040: 0.52548
2018-02-15 16:00 | 2 | 15 | 5 | 0 | 1 | 0.06321 | 1.2548 | 2.5097 | 0.50568 | 21.7915 | 12.0437 | 17.0341 | 17.0341 | 54.6896 | 0.50568 | 0 | 2024: 43.6702; 2025: 11.0194; 2026: 0; 2027: 8.6138; 2028: 0; 2029: 0.19857; 2030: 2.004; 2031: 0.18268; 2032: 0; 2033: 39.6892; 2034: 15.0004; 2035: 0; 2036: 8.6138; 2039: 0.06321; 2040: 0.24122
2018-02-15 17:00 | 2 | 16 | 5 | 0 | 1 | 0.014951 | 1.424 | 2.848 | 0.11961 | 21.7915 | 12.0437 | 17.0341 | 17.0341 | 62.0629 | 0.11961 | 0 | 2024: 59.4564; 2025: 2.6065; 2026: 0; 2027: 2.0374; 2028: 0; 2029: 0; 2030: 2.7284; 2031: 0; 2032: 0; 2033: 59.4564; 2034: 2.6065; 2035: 0; 2036: 2.0374; 2039: 0.014951; 2040: 0.074614
2018-02-15 18:00 | 2 | 17 | 5 | 0 | 1 | 0 | 1.5484 | 3.0968 | 0 | 21.7915 | 12.0437 | 17.0341 | 17.0341 | 67.4844 | 0 | 0 | 2024: 67.4844; 2025: 0; 2026: 0; 2027: 0; 2028: 0; 2029: 0; 2030: 3.0968; 2031: 0; 2032: 0; 2033: 67.4844; 2034: 0; 2035: 0; 2036: 0; 2039: 0; 2040: 0
2018-02-15 19:00 | 2 | 18 | 5 | 0 | 1 | 0 | 1.6647 | 3.3294 | 0 | 21.7915 | 12.0437 | 17.0341 | 17.0341 | 72.5522 | 0 | 0 | 2024: 72.5522; 2025: 0; 2026: 0; 2027: 0; 2028: 0; 2029: 0; 2030: 3.3294; 2031: 0; 2032: 0; 2033: 72.5522; 2034: 0; 2035: 0; 2036: 0; 2039: 0; 2040: 0
2018-02-15 20:00 | 2 | 19 | 5 | 0 | 0 | 0 | 1.8022 | 3.6044 | 0 | 20.3125 | 10.5647 | 17.0341 | 17.0341 | 73.2134 | 0 | 0 | 2024: 73.2134; 2025: 0; 2026: 0; 2027: 0; 2028: 0; 2029: 0; 2030: 3.6044; 2031: 0; 2032: 0; 2033: 73.2134; 2034: 0; 2035: 0; 2036: 0; 2039: 0; 2040: 0
2018-02-15 21:00 | 2 | 20 | 5 | 0 | 0 | 0 | 1.7241 | 3.4481 | 0 | 20.3125 | 10.5647 | 17.0341 | 17.0341 | 70.0398 | 0 | 0 | 2024: 70.0398; 2025: 0; 2026: 0; 2027: 0; 2028: 0; 2029: 0; 2030: 3.4481; 2031: 0; 2032: 0; 2033: 70.0398; 2034: 0; 2035: 0; 2036: 0; 2039: 0; 2040: 0
2018-02-15 22:00 | 2 | 21 | 5 | 0 | 0 | 0 | 1.6043 | 3.2086 | 0 | 20.3125 | 10.5647 | 17.0341 | 17.0341 | 65.1745 | 0 | 0 | 2024: 65.1745; 2025: 0; 2026: 0; 2027: 0; 2028: 0; 2029: 0; 2030: 3.2086; 2031: 0; 2032: 0; 2033: 65.1745; 2034: 0; 2035: 0; 2036: 0; 2039: 0; 2040: 0
2018-02-15 23:00 | 2 | 22 | 5 | 0 | 0 | 0 | 1.4554 | 2.9108 | 0 | 20.3125 | 10.5647 | 17.0341 | 17.0341 | 59.1258 | 0 | 0 | 2024: 59.1258; 2025: 0; 2026: 0; 2027: 0; 2028: 0; 2029: 0; 2030: 2.9108; 2031: 0; 2032: 0; 2033: 59.1258; 2034: 0; 2035: 0; 2036: 0; 2039: 0; 2040: 0
2018-02-16 | 2 | 23 | 5 | 0 | 0 | 0 | 1.3995 | 2.799 | 0 | 20.3125 | 10.5647 | 17.0341 | 17.0341 | 56.8552 | 0 | 0 | 2024: 56.8552; 2025: 0; 2026: 0; 2027: 0; 2028: 0; 2029: 0; 2030: 2.799; 2031: 0; 2032: 0; 2033: 56.8552; 2034: 0; 2035: 0; 2036: 0; 2039: 0; 2040: 0
2018-02-16 01:00 | 2 | 0 | 6 | 0 | 0 | 0 | 1.3723 | 2.7445 | 0 | 20.3125 | 10.5647 | 17.0341 | 17.0341 | 55.7486 | 0 | 0 | 2024: 55.7486; 2025: 0; 2026: 0; 2027: 0; 2028: 0; 2029: 0; 2030: 2.7445; 2031: 0; 2032: 0; 2033: 55.7486; 2034: 0; 2035: 0; 2036: 0; 2039: 0; 2040: 0
2018-02-16 02:00 | 2 | 1 | 6 | 0 | 0 | 0 | 1.4501 | 2.9002 | 0 | 20.3125 | 10.5647 | 17.0341 | 17.0341 | 58.9094 | 0 | 0 | 2024: 58.9094; 2025: 0; 2026: 0; 2027: 0; 2028: 0; 2029: 0; 2030: 2.9002; 2031: 0; 2032: 0; 2033: 58.9094; 2034: 0; 2035: 0; 2036: 0; 2039: 0; 2040: 0
2018-02-16 03:00 | 2 | 2 | 6 | 0 | 0 | 0 | 1.4901 | 2.9801 | 0 | 20.3125 | 10.5647 | 17.0341 | 17.0341 | 60.5337 | 0 | 0 | 2024: 60.5337; 2025: 0; 2026: 0; 2027: 0; 2028: 0; 2029: 0; 2030: 2.9801; 2031: 0; 2032: 0; 2033: 60.5337; 2034: 0; 2035: 0; 2036: 0; 2039: 0; 2040: 0
2018-02-16 04:00 | 2 | 3 | 6 | 0 | 0 | 0 | 1.582 | 3.164 | 0 | 20.3125 | 10.5647 | 17.0341 | 17.0341 | 64.2685 | 0 | 0 | 2024: 64.2685; 2025: 0; 2026: 0; 2027: 0; 2028: 0; 2029: 0; 2030: 3.164; 2031: 0; 2032: 0; 2033: 64.2685; 2034: 0; 2035: 0; 2036: 0; 2039: 0; 2040: 0
2018-02-16 05:00 | 2 | 4 | 6 | 0 | 0 | 0 | 1.7148 | 3.4295 | 0 | 20.3125 | 10.5647 | 17.0341 | 17.0341 | 69.6621 | 0 | 0 | 2024: 69.6621; 2025: 0; 2026: 0; 2027: 0; 2028: 0; 2029: 0; 2030: 3.4295; 2031: 0; 2032: 0; 2033: 69.6621; 2034: 0; 2035: 0; 2036: 0; 2039: 0; 2040: 0
2018-02-16 06:00 | 2 | 5 | 6 | 0 | 0 | 0 | 1.8897 | 3.7794 | 0 | 20.3125 | 10.5647 | 17.0341 | 17.0341 | 76.7693 | 0 | 0 | 2024: 76.7693; 2025: 0; 2026: 0; 2027: 0; 2028: 0; 2029: 0; 2030: 3.7794; 2031: 0; 2032: 0; 2033: 76.7693; 2034: 0; 2035: 0; 2036: 0; 2039: 0; 2040: 0
2018-02-16 07:00 | 2 | 6 | 6 | 0 | 0 | 0 | 2.0266 | 4.0533 | 0 | 20.3125 | 10.5647 | 17.0341 | 17.0341 | 82.3317 | 0 | 0 | 2024: 82.3317; 2025: 0; 2026: 0; 2027: 0; 2028: 0; 2029: 0; 2030: 4.0533; 2031: 0; 2032: 0; 2033: 82.3317; 2034: 0; 2035: 0; 2036: 0; 2039: 0; 2040: 0
2018-02-16 08:00 | 2 | 7 | 6 | 0 | 0 | 0.050696 | 1.9894 | 3.9787 | 0.40557 | 20.3125 | 10.5647 | 17.0341 | 17.0341 | 80.8181 | 0.40557 | 0 | 2024: 72.58; 2025: 8.2381; 2026: 0; 2027: 6.9085; 2028: 0; 2029: 0; 2030: 3.5732; 2031: 0; 2032: 0; 2033: 72.58; 2034: 8.2381; 2035: 0; 2036: 6.9085; 2039: 0.050696; 2040: 0.12795
2018-02-16 09:00 | 2 | 8 | 6 | 0 | 0 | 0.34367 | 1.8361 | 3.6723 | 2.7493 | 20.3125 | 10.5647 | 17.0341 | 17.0341 | 74.5929 | 2.7493 | 0 | 2024: 18.7471; 2025: 55.8457; 2026: 0; 2027: 46.8324; 2028: 0; 2029: 0; 2030: 0.92294; 2031: 0; 2032: 0; 2033: 18.7471; 2034: 55.8457; 2035: 0; 2036: 46.8324; 2039: 0.34367; 2040: 0.31687
2018-02-16 10:00 | 2 | 9 | 6 | 0 | 0 | 0.4495 | 1.7532 | 3.5064 | 3.596 | 20.3125 | 10.5647 | 17.0341 | 17.0341 | 71.2237 | 3.5064 | 0.089584 | 2024: 0; 2025: 71.2237; 2026: 0.94643; 2027: 61.2545; 2028: 0.089584; 2029: 0.089584; 2030: 0; 2031: 0; 2032: 0; 2033: 0; 2034: 71.2237; 2035: 0; 2036: 61.2545; 2039: 0.4495; 2040: 0.4762
2018-02-16 11:00 | 2 | 10 | 6 | 0 | 0 | 0.51807 | 1.6532 | 3.3064 | 4.1446 | 20.3125 | 10.5647 | 17.0341 | 17.0341 | 67.1618 | 3.3064 | 0.83813 | 2024: 0; 2025: 67.1618; 2026: 8.8546; 2027: 70.5989; 2028: 0.83813; 2029: 0.92771; 2030: 0; 2031: 0; 2032: 0; 2033: 0; 2034: 67.1618; 2035: 0; 2036: 70.5989; 2039: 0.51807; 2040: 0.60046
2018-02-16 12:00 | 2 | 11 | 6 | 0 | 0 | 0.60027 | 1.5403 | 3.0807 | 4.8022 | 20.3125 | 10.5647 | 17.0341 | 17.0341 | 62.5758 | 3.0807 | 1.7215 | 2024: 0; 2025: 62.5758; 2026: 18.1872; 2027: 81.8006; 2028: 1.7215; 2029: 2.6492; 2030: 0; 2031: 0; 2032: 0; 2033: 0; 2034: 62.5758; 2035: 0; 2036: 81.8006; 2039: 0.60027; 2040: 0.44739
2018-02-16 13:00 | 2 | 12 | 6 | 0 | 0 | 0.67402 | 1.474 | 2.9481 | 5.3921 | 20.3125 | 10.5647 | 17.0341 | 17.0341 | 59.8829 | 2.9481 | 2.4441 | 2024: 0; 2025: 59.8829; 2026: 25.8209; 2027: 91.8506; 2028: 2.4441; 2029: 5.0933; 2030: 0; 2031: 0; 2032: 0; 2033: 0; 2034: 59.8829; 2035: 0; 2036: 91.8506; 2039: 0.67402; 2040: 0.48865
2018-02-16 14:00 | 2 | 13 | 6 | 0 | 0 | 0.61028 | 1.4109 | 2.8217 | 4.8822 | 20.3125 | 10.5647 | 17.0341 | 17.0341 | 57.3162 | 2.8217 | 2.0605 | 2024: 0; 2025: 57.3162; 2026: 21.7685; 2027: 83.1642; 2028: 2.0605; 2029: 7.1538; 2030: 0; 2031: 0; 2032: 0; 2033: 0; 2034: 57.3162; 2035: 0; 2036: 83.1642; 2039: 0.61028; 2040: 0.51328
2018-02-16 15:00 | 2 | 14 | 6 | 0 | 0 | 0.48308 | 1.452 | 2.9041 | 3.8646 | 20.3125 | 10.5647 | 17.0341 | 17.0341 | 58.989 | 2.9041 | 0.96057 | 2024: 0; 2025: 58.989; 2026: 10.1482; 2027: 65.831; 2028: 0.96057; 2029: 8.1143; 2030: 0; 2031: 0; 2032: 0; 2033: 0; 2034: 58.989; 2035: 0; 2036: 65.831; 2039: 0.48308; 2040: 0.35939
2018-02-16 16:00 | 2 | 15 | 6 | 0 | 1 | 0.30244 | 1.6156 | 3.2313 | 2.4195 | 21.7915 | 12.0437 | 17.0341 | 17.0341 | 70.4144 | 2.4195 | 0 | 2024: 17.6891; 2025: 52.7253; 2026: 0; 2027: 41.2147; 2028: 0; 2029: 8.1143; 2030: 0.81175; 2031: 0.81175; 2032: 0; 2033: 0; 2034: 70.4144; 2035: 0; 2036: 41.2147; 2039: 0.30244; 2040: 0.16676
2018-02-16 17:00 | 2 | 16 | 6 | 0 | 1 | 0.09376 | 1.7223 | 3.4446 | 0.75008 | 21.7915 | 12.0437 | 17.0341 | 17.0341 | 75.0633 | 0.75008 | 0 | 2024: 58.718; 2025: 16.3453; 2026: 0; 2027: 12.7769; 2028: 0; 2029: 7.232; 2030: 2.6945; 2031: 2.6945; 2032: 0; 2033: 0; 2034: 75.0633; 2035: 0; 2036: 12.7769; 2039: 0.09376; 2040: 0.03771
2018-02-16 18:00 | 2 | 17 | 6 | 0 | 1 | 0 | 1.8792 | 3.7584 | 0 | 21.7915 | 12.0437 | 17.0341 | 17.0341 | 81.9002 | 0 | 0 | 2024: 81.9002; 2025: 0; 2026: 0; 2027: 0; 2028: 0; 2029: 4.3032; 2030: 3.7584; 2031: 3.7584; 2032: 0; 2033: 0; 2034: 81.9002; 2035: 0; 2036: 0; 2039: 0; 2040: 0
2018-02-16 19:00 | 2 | 18 | 6 | 0 | 1 | 0 | 1.9078 | 3.8155 | 0 | 21.7915 | 12.0437 | 17.0341 | 17.0341 | 83.1463 | 0 | 0 | 2024: 83.1463; 2025: 0; 2026: 0; 2027: 0; 2028: 0; 2029: 0.21798; 2030: 3.8155; 2031: 0.20054; 2032: 0; 2033: 78.7762; 2034: 4.3701; 2035: 0; 2036: 0; 2039: 0; 2040: 0
2018-02-16 20:00 | 2 | 19 | 6 | 0 | 0 | 0 | 1.8553 | 3.7106 | 0 | 20.3125 | 10.5647 | 17.0341 | 17.0341 | 75.3723 | 0 | 0 | 2024: 75.3723; 2025: 0; 2026: 0; 2027: 0; 2028: 0; 2029: 0; 2030: 3.7106; 2031: 0; 2032: 0; 2033: 75.3723; 2034: 0; 2035: 0; 2036: 0; 2039: 0; 2040: 0
2018-02-16 21:00 | 2 | 20 | 6 | 0 | 0 | 0 | 1.7637 | 3.5274 | 0 | 20.3125 | 10.5647 | 17.0341 | 17.0341 | 71.6504 | 0 | 0 | 2024: 71.6504; 2025: 0; 2026: 0; 2027: 0; 2028: 0; 2029: 0; 2030: 3.5274; 2031: 0; 2032: 0; 2033: 71.6504; 2034: 0; 2035: 0; 2036: 0; 2039: 0; 2040: 0
2018-02-16 22:00 | 2 | 21 | 6 | 0 | 0 | 0 | 1.5123 | 3.0246 | 0 | 20.3125 | 10.5647 | 17.0341 | 17.0341 | 61.437 | 0 | 0 | 2024: 61.437; 2025: 0; 2026: 0; 2027: 0; 2028: 0; 2029: 0; 2030: 3.0246; 2031: 0; 2032: 0; 2033: 61.437; 2034: 0; 2035: 0; 2036: 0; 2039: 0; 2040: 0
2018-02-16 23:00 | 2 | 22 | 6 | 0 | 0 | 0 | 1.3371 | 2.6741 | 0 | 20.3125 | 10.5647 | 17.0341 | 17.0341 | 54.3178 | 0 | 0 | 2024: 54.3178; 2025: 0; 2026: 0; 2027: 0; 2028: 0; 2029: 0; 2030: 2.6741; 2031: 0; 2032: 0; 2033: 54.3178; 2034: 0; 2035: 0; 2036: 0; 2039: 0; 2040: 0
2018-02-17 | 2 | 23 | 6 | 0 | 0 | 0 | 1.2486 | 2.4972 | 0 | 20.3125 | 10.5647 | 17.0341 | 17.0341 | 50.7248 | 0 | 0 | 2024: 50.7248; 2025: 0; 2026: 0; 2027: 0; 2028: 0; 2029: 0; 2030: 2.4972; 2031: 0; 2032: 0; 2033: 50.7248; 2034: 0; 2035: 0; 2036: 0; 2039: 0; 2040: 0
2018-02-17 01:00 | 2 | 0 | 7 | 0 | 0 | 0 | 1.2544 | 2.5087 | 0 | 20.3125 | 10.5647 | 17.0341 | 17.0341 | 50.959 | 0 | 0 | 2024: 50.959; 2025: 0; 2026: 0; 2027: 0; 2028: 0; 2029: 0; 2030: 2.5087; 2031: 0; 2032: 0; 2033: 50.959; 2034: 0; 2035: 0; 2036: 0; 2039: 0; 2040: 0
2018-02-17 02:00 | 2 | 1 | 7 | 0 | 0 | 0 | 1.3163 | 2.6326 | 0 | 20.3125 | 10.5647 | 17.0341 | 17.0341 | 53.4738 | 0 | 0 | 2024: 53.4738; 2025: 0; 2026: 0; 2027: 0; 2028: 0; 2029: 0; 2030: 2.6326; 2031: 0; 2032: 0; 2033: 53.4738; 2034: 0; 2035: 0; 2036: 0; 2039: 0; 2040: 0
2018-02-17 03:00 | 2 | 2 | 7 | 0 | 0 | 0 | 1.3766 | 2.7531 | 0 | 20.3125 | 10.5647 | 17.0341 | 17.0341 | 55.9229 | 0 | 0 | 2024: 55.9229; 2025: 0; 2026: 0; 2027: 0; 2028: 0; 2029: 0; 2030: 2.7531; 2031: 0; 2032: 0; 2033: 55.9229; 2034: 0; 2035: 0; 2036: 0; 2039: 0; 2040: 0
2018-02-17 04:00 | 2 | 3 | 7 | 0 | 0 | 0 | 1.3721 | 2.7442 | 0 | 20.3125 | 10.5647 | 17.0341 | 17.0341 | 55.7411 | 0 | 0 | 2024: 55.7411; 2025: 0; 2026: 0; 2027: 0; 2028: 0; 2029: 0; 2030: 2.7442; 2031: 0; 2032: 0; 2033: 55.7411; 2034: 0; 2035: 0; 2036: 0; 2039: 0; 2040: 0
2018-02-17 05:00 | 2 | 4 | 7 | 0 | 0 | 0 | 1.3401 | 2.6803 | 0 | 20.3125 | 10.5647 | 17.0341 | 17.0341 | 54.4429 | 0 | 0 | 2024: 54.4429; 2025: 0; 2026: 0; 2027: 0; 2028: 0; 2029: 0; 2030: 2.6803; 2031: 0; 2032: 0; 2033: 54.4429; 2034: 0; 2035: 0; 2036: 0; 2039: 0; 2040: 0
2018-02-17 06:00 | 2 | 5 | 7 | 0 | 0 | 0 | 1.4169 | 2.8337 | 0 | 20.3125 | 10.5647 | 17.0341 | 17.0341 | 57.5603 | 0 | 0 | 2024: 57.5603; 2025: 0; 2026: 0; 2027: 0; 2028: 0; 2029: 0; 2030: 2.8337; 2031: 0; 2032: 0; 2033: 57.5603; 2034: 0; 2035: 0; 2036: 0; 2039: 0; 2040: 0
2018-02-17 07:00 | 2 | 6 | 7 | 0 | 0 | 0 | 1.5504 | 3.1009 | 0 | 20.3125 | 10.5647 | 17.0341 | 17.0341 | 62.9866 | 0 | 0 | 2024: 62.9866; 2025: 0; 2026: 0; 2027: 0; 2028: 0; 2029: 0; 2030: 3.1009; 2031: 0; 2032: 0; 2033: 62.9866; 2034: 0; 2035: 0; 2036: 0; 2039: 0; 2040: 0
2018-02-17 08:00 | 2 | 7 | 7 | 0 | 0 | 0.073532 | 1.6838 | 3.3675 | 0.58826 | 20.3125 | 10.5647 | 17.0341 | 17.0341 | 68.4029 | 0.58826 | 0 | 2024: 56.454; 2025: 11.9489; 2026: 0; 2027: 10.0204; 2028: 0; 2029: 0; 2030: 2.7793; 2031: 0; 2032: 0; 2033: 56.454; 2034: 11.9489; 2035: 0; 2036: 10.0204; 2039: 0.073532; 2040: 0.044282
2018-02-17 09:00 | 2 | 8 | 7 | 0 | 0 | 0.31888 | 1.7743 | 3.5485 | 2.551 | 20.3125 | 10.5647 | 17.0341 | 17.0341 | 72.0793 | 2.551 | 0 | 2024: 20.2621; 2025: 51.8172; 2026: 0; 2027: 43.4541; 2028: 0; 2029: 0; 2030: 0.99752; 2031: 0; 2032: 0; 2033: 20.2621; 2034: 51.8172; 2035: 0; 2036: 43.4541; 2039: 0.31888; 2040: 0.18499
2018-02-17 10:00 | 2 | 9 | 7 | 0 | 0 | 0.47546 | 1.728 | 3.456 | 3.8037 | 20.3125 | 10.5647 | 17.0341 | 17.0341 | 70.1998 | 3.456 | 0.34772 | 2024: 0; 2025: 70.1998; 2026: 3.6735; 2027: 64.7928; 2028: 0.34772; 2029: 0.34772; 2030: 0; 2031: 0; 2032: 0; 2033: 0; 2034: 70.1998; 2035: 0; 2036: 64.7928; 2039: 0.47546; 2040: 0.29174
2018-02-17 11:00 | 2 | 10 | 7 | 0 | 0 | 0.45415 | 1.6704 | 3.3407 | 3.6332 | 20.3125 | 10.5647 | 17.0341 | 17.0341 | 67.8581 | 3.3407 | 0.29252 | 2024: 0; 2025: 67.8581; 2026: 3.0904; 2027: 61.8889; 2028: 0.29252; 2029: 0.64023; 2030: 0; 2031: 0; 2032: 0; 2033: 0; 2034: 67.8581; 2035: 0; 2036: 61.8889; 2039: 0.45415; 2040: 0.40924
2018-02-17 12:00 | 2 | 11 | 7 | 0 | 0 | 0.53493 | 1.6108 | 3.2216 | 4.2794 | 20.3125 | 10.5647 | 17.0341 | 17.0341 | 65.438 | 3.2216 | 1.0578 | 2024: 0; 2025: 65.438; 2026: 11.1758; 2027: 72.8961; 2028: 1.0578; 2029: 1.6981; 2030: 0; 2031: 0; 2032: 0; 2033: 0; 2034: 65.438; 2035: 0; 2036: 72.8961; 2039: 0.53493; 2040: 0.44894
2018-02-17 13:00 | 2 | 12 | 7 | 0 | 0 | 0.41853 | 1.4941 | 2.9882 | 3.3482 | 20.3125 | 10.5647 | 17.0341 | 17.0341 | 60.6976 | 2.9882 | 0.36006 | 2024: 0; 2025: 60.6976; 2026: 3.8039; 2027: 57.0345; 2028: 0.36006; 2029: 2.0581; 2030: 0; 2031: 0; 2032: 0; 2033: 0; 2034: 60.6976; 2035: 0; 2036: 57.0345; 2039: 0.41853; 2040: 0.4804
2018-02-17 14:00 | 2 | 13 | 7 | 0 | 0 | 0.35918 | 1.3701 | 2.7402 | 2.8734 | 20.3125 | 10.5647 | 17.0341 | 17.0341 | 55.6593 | 2.7402 | 0.13329 | 2024: 0; 2025: 55.6593; 2026: 1.4082; 2027: 48.9466; 2028: 0.13329; 2029: 2.1914; 2030: 0; 2031: 0; 2032: 0; 2033: 0; 2034: 55.6593; 2035: 0; 2036: 48.9466; 2039: 0.35918; 2040: 0.45915
2018-02-17 15:00 | 2 | 14 | 7 | 0 | 0 | 0.16715 | 1.3853 | 2.7705 | 1.3372 | 20.3125 | 10.5647 | 17.0341 | 17.0341 | 56.2766 | 1.3372 | 0 | 2024: 29.1147; 2025: 27.1619; 2026: 0; 2027: 22.7781; 2028: 0; 2029: 2.1914; 2030: 1.4333; 2031: 1.4333; 2032: 0; 2033: 0; 2034: 56.2766; 2035: 0; 2036: 22.7781; 2039: 0.16715; 2040: 0.32316
2018-02-17 16:00 | 2 | 15 | 7 | 0 | 1 | 0.060913 | 1.4556 | 2.9112 | 0.4873 | 21.7915 | 12.0437 | 17.0341 | 17.0341 | 63.4393 | 0.4873 | 0 | 2024: 52.8202; 2025: 10.6191; 2026: 0; 2027: 8.3008; 2028: 0; 2029: 0.63345; 2030: 2.4239; 2031: 0.58277; 2032: 0; 2033: 40.1207; 2034: 23.3185; 2035: 0; 2036: 8.3008; 2039: 0.060913; 2040: 0.19329
2018-02-17 17:00 | 2 | 16 | 7 | 0 | 1 | 0.016748 | 1.5447 | 3.0894 | 0.13398 | 21.7915 | 12.0437 | 17.0341 | 17.0341 | 67.3217 | 0.13398 | 0 | 2024: 64.4021; 2025: 2.9197; 2026: 0; 2027: 2.2823; 2028: 0; 2029: 0; 2030: 2.9554; 2031: 0; 2032: 0; 2033: 64.4021; 2034: 2.9197; 2035: 0; 2036: 2.2823; 2039: 0.016748; 2040: 0.057573
2018-02-17 18:00 | 2 | 17 | 7 | 0 | 1 | 0 | 1.6529 | 3.3058 | 0 | 21.7915 | 12.0437 | 17.0341 | 17.0341 | 72.0379 | 0 | 0 | 2024: 72.0379; 2025: 0; 2026: 0; 2027: 0; 2028: 0; 2029: 0; 2030: 3.3058; 2031: 0; 2032: 0; 2033: 72.0379; 2034: 0; 2035: 0; 2036: 0; 2039: 0; 2040: 0
2018-02-17 19:00 | 2 | 18 | 7 | 0 | 1 | 0 | 1.6915 | 3.383 | 0 | 21.7915 | 12.0437 | 17.0341 | 17.0341 | 73.7199 | 0 | 0 | 2024: 73.7199; 2025: 0; 2026: 0; 2027: 0; 2028: 0; 2029: 0; 2030: 3.383; 2031: 0; 2032: 0; 2033: 73.7199; 2034: 0; 2035: 0; 2036: 0; 2039: 0; 2040: 0
2018-02-17 20:00 | 2 | 19 | 7 | 0 | 0 | 0 | 1.7294 | 3.4587 | 0 | 20.3125 | 10.5647 | 17.0341 | 17.0341 | 70.2555 | 0 | 0 | 2024: 70.2555; 2025: 0; 2026: 0; 2027: 0; 2028: 0; 2029: 0; 2030: 3.4587; 2031: 0; 2032: 0; 2033: 70.2555; 2034: 0; 2035: 0; 2036: 0; 2039: 0; 2040: 0
2018-02-17 21:00 | 2 | 20 | 7 | 0 | 0 | 0 | 1.624 | 3.2479 | 0 | 20.3125 | 10.5647 | 17.0341 | 17.0341 | 65.974 | 0 | 0 | 2024: 65.974; 2025: 0; 2026: 0; 2027: 0; 2028: 0; 2029: 0; 2030: 3.2479; 2031: 0; 2032: 0; 2033: 65.974; 2034: 0; 2035: 0; 2036: 0; 2039: 0; 2040: 0
2018-02-17 22:00 | 2 | 21 | 7 | 0 | 0 | 0 | 1.4119 | 2.8238 | 0 | 20.3125 | 10.5647 | 17.0341 | 17.0341 | 57.3588 | 0 | 0 | 2024: 57.3588; 2025: 0; 2026: 0; 2027: 0; 2028: 0; 2029: 0; 2030: 2.8238; 2031: 0; 2032: 0; 2033: 57.3588; 2034: 0; 2035: 0; 2036: 0; 2039: 0; 2040: 0
2018-02-17 23:00 | 2 | 22 | 7 | 0 | 0 | 0 | 1.3319 | 2.6639 | 0 | 20.3125 | 10.5647 | 17.0341 | 17.0341 | 54.1098 | 0 | 0 | 2024: 54.1098; 2025: 0; 2026: 0; 2027: 0; 2028: 0; 2029: 0; 2030: 2.6639; 2031: 0; 2032: 0; 2033: 54.1098; 2034: 0; 2035: 0; 2036: 0; 2039: 0; 2040: 0
2018-02-18 | 2 | 23 | 7 | 0 | 0 | 0 | 1.1786 | 2.3572 | 0 | 20.3125 | 10.5647 | 17.0341 | 17.0341 | 47.8803 | 0 | 0 | 2024: 47.8803; 2025: 0; 2026: 0; 2027: 0; 2028: 0; 2029: 0; 2030: 2.3572; 2031: 0; 2032: 0; 2033: 47.8803; 2034: 0; 2035: 0; 2036: 0; 2039: 0; 2040: 0
2018-02-18 01:00 | 2 | 0 | 1 | 0 | 0 | 0 | 1.1601 | 2.3202 | 0 | 20.3125 | 10.5647 | 17.0341 | 17.0341 | 47.1295 | 0 | 0 | 2024: 47.1295; 2025: 0; 2026: 0; 2027: 0; 2028: 0; 2029: 0; 2030: 2.3202; 2031: 0; 2032: 0; 2033: 47.1295; 2034: 0; 2035: 0; 2036: 0; 2039: 0; 2040: 0
2018-02-18 02:00 | 2 | 1 | 1 | 0 | 0 | 0 | 1.2217 | 2.4434 | 0 | 20.3125 | 10.5647 | 17.0341 | 17.0341 | 49.6324 | 0 | 0 | 2024: 49.6324; 2025: 0; 2026: 0; 2027: 0; 2028: 0; 2029: 0; 2030: 2.4434; 2031: 0; 2032: 0; 2033: 49.6324; 2034: 0; 2035: 0; 2036: 0; 2039: 0; 2040: 0
2018-02-18 03:00 | 2 | 2 | 1 | 0 | 0 | 0 | 1.2696 | 2.5392 | 0 | 20.3125 | 10.5647 | 17.0341 | 17.0341 | 51.5765 | 0 | 0 | 2024: 51.5765; 2025: 0; 2026: 0; 2027: 0; 2028: 0; 2029: 0; 2030: 2.5392; 2031: 0; 2032: 0; 2033: 51.5765; 2034: 0; 2035: 0; 2036: 0; 2039: 0; 2040: 0
2018-02-18 04:00 | 2 | 3 | 1 | 0 | 0 | 0 | 1.3536 | 2.7071 | 0 | 20.3125 | 10.5647 | 17.0341 | 17.0341 | 54.9885 | 0 | 0 | 2024: 54.9885; 2025: 0; 2026: 0; 2027: 0; 2028: 0; 2029: 0; 2030: 2.7071; 2031: 0; 2032: 0; 2033: 54.9885; 2034: 0; 2035: 0; 2036: 0; 2039: 0; 2040: 0
2018-02-18 05:00 | 2 | 4 | 1 | 0 | 0 | 0 | 1.3863 | 2.7727 | 0 | 20.3125 | 10.5647 | 17.0341 | 17.0341 | 56.3201 | 0 | 0 | 2024: 56.3201; 2025: 0; 2026: 0; 2027: 0; 2028: 0; 2029: 0; 2030: 2.7727; 2031: 0; 2032: 0; 2033: 56.3201; 2034: 0; 2035: 0; 2036: 0; 2039: 0; 2040: 0
2018-02-18 06:00 | 2 | 5 | 1 | 0 | 0 | 0 | 1.477 | 2.954 | 0 | 20.3125 | 10.5647 | 17.0341 | 17.0341 | 60.0041 | 0 | 0 | 2024: 60.0041; 2025: 0; 2026: 0; 2027: 0; 2028: 0; 2029: 0; 2030: 2.954; 2031: 0; 2032: 0; 2033: 60.0041; 2034: 0; 2035: 0; 2036: 0; 2039: 0; 2040: 0
2018-02-18 07:00 | 2 | 6 | 1 | 0 | 0 | 0 | 1.5729 | 3.1458 | 0 | 20.3125 | 10.5647 | 17.0341 | 17.0341 | 63.8993 | 0 | 0 | 2024: 63.8993; 2025: 0; 2026: 0; 2027: 0; 2028: 0; 2029: 0; 2030: 3.1458; 2031: 0; 2032: 0; 2033: 63.8993; 2034: 0; 2035: 0; 2036: 0; 2039: 0; 2040: 0
2018-02-18 08:00 | 2 | 7 | 1 | 0 | 0 | 0.023744 | 1.6668 | 3.3335 | 0.18995 | 20.3125 | 10.5647 | 17.0341 | 17.0341 | 67.7125 | 0.18995 | 0 | 2024: 63.8541; 2025: 3.8584; 2026: 0; 2027: 3.2357; 2028: 0; 2029: 0; 2030: 3.1436; 2031: 0; 2032: 0; 2033: 63.8541; 2034: 3.8584; 2035: 0; 2036: 3.2357; 2039: 0.023744; 2040: 0.12011
2018-02-18 09:00 | 2 | 8 | 1 | 0 | 0 | 0.10002 | 1.741 | 3.482 | 0.80013 | 20.3125 | 10.5647 | 17.0341 | 17.0341 | 70.729 | 0.80013 | 0 | 2024: 54.4764; 2025: 16.2526; 2026: 0; 2027: 13.6295; 2028: 0; 2029: 0; 2030: 2.6819; 2031: 0; 2032: 0; 2033: 54.4764; 2034: 16.2526; 2035: 0; 2036: 13.6295; 2039: 0.10002; 2040: 0.34435
2018-02-18 10:00 | 2 | 9 | 1 | 0 | 0 | 0.33704 | 1.8159 | 3.6318 | 2.6964 | 20.3125 | 10.5647 | 17.0341 | 17.0341 | 73.7702 | 2.6964 | 0 | 2024: 19.0005; 2025: 54.7697; 2026: 0; 2027: 45.93; 2028: 0; 2029: 0; 2030: 0.93541; 2031: 0; 2032: 0; 2033: 19.0005; 2034: 54.7697; 2035: 0; 2036: 45.93; 2039: 0.33704; 2040: 0.37723
2018-02-18 11:00 | 2 | 10 | 1 | 0 | 0 | 0.3324 | 1.6561 | 3.3122 | 2.6592 | 20.3125 | 10.5647 | 17.0341 | 17.0341 | 67.28 | 2.6592 | 0 | 2024: 13.2654; 2025: 54.0147; 2026: 0; 2027: 45.2969; 2028: 0; 2029: 0; 2030: 0.65306; 2031: 0; 2032: 0; 2033: 13.2654; 2034: 54.0147; 2035: 0; 2036: 45.2969; 2039: 0.3324; 2040: 0.50609
2018-02-18 12:00 | 2 | 11 | 1 | 0 | 0 | 0.32912 | 1.4983 | 2.9966 | 2.633 | 20.3125 | 10.5647 | 17.0341 | 17.0341 | 60.8684 | 2.633 | 0 | 2024: 7.3863; 2025: 53.4822; 2026: 0; 2027: 44.8504; 2028: 0; 2029: 0; 2030: 0.36363; 2031: 0; 2032: 0; 2033: 7.3863; 2034: 53.4822; 2035: 0; 2036: 44.8504; 2039: 0.32912; 2040: 0.58648
2018-02-18 13:00 | 2 | 12 | 1 | 0 | 0 | 0.29336 | 1.3829 | 2.7658 | 2.3469 | 20.3125 | 10.5647 | 17.0341 | 17.0341 | 56.1796 | 2.3469 | 0 | 2024: 8.5091; 2025: 47.6705; 2026: 0; 2027: 39.9767; 2028: 0; 2029: 0; 2030: 0.41891; 2031: 0; 2032: 0; 2033: 8.5091; 2034: 47.6705; 2035: 0; 2036: 39.9767; 2039: 0.29336; 2040: 0.682
2018-02-18 14:00 | 2 | 13 | 1 | 0 | 0 | 0.27221 | 1.2983 | 2.5966 | 2.1777 | 20.3125 | 10.5647 | 17.0341 | 17.0341 | 52.7436 | 2.1777 | 0 | 2024: 8.5098; 2025: 44.2338; 2026: 0; 2027: 37.0946; 2028: 0; 2029: 0; 2030: 0.41894; 2031: 0; 2032: 0; 2033: 8.5098; 2034: 44.2338; 2035: 0; 2036: 37.0946; 2039: 0.27221; 2040: 0.47951
2018-02-18 15:00 | 2 | 14 | 1 | 0 | 0 | 0.26438 | 1.2874 | 2.5749 | 2.115 | 20.3125 | 10.5647 | 17.0341 | 17.0341 | 52.3018 | 2.115 | 0 | 2024: 9.3407; 2025: 42.9611; 2026: 0; 2027: 36.0274; 2028: 0; 2029: 0; 2030: 0.45985; 2031: 0; 2032: 0; 2033: 9.3407; 2034: 42.9611; 2035: 0; 2036: 36.0274; 2039: 0.26438; 2040: 0.4169
2018-02-18 16:00 | 2 | 15 | 1 | 0 | 1 | 0.17611 | 1.4309 | 2.8618 | 1.4088 | 21.7915 | 12.0437 | 17.0341 | 17.0341 | 62.3629 | 1.4088 | 0 | 2024: 31.6622; 2025: 30.7007; 2026: 0; 2027: 23.9984; 2028: 0; 2029: 0; 2030: 1.453; 2031: 0; 2032: 0; 2033: 31.6622; 2034: 30.7007; 2035: 0; 2036: 23.9984; 2039: 0.17611; 2040: 0.2696
2018-02-18 17:00 | 2 | 16 | 1 | 0 | 1 | 0.097473 | 1.5005 | 3.0009 | 0.77978 | 21.7915 | 12.0437 | 17.0341 | 17.0341 | 65.3941 | 0.77978 | 0 | 2024: 48.4015; 2025: 16.9926; 2026: 0; 2027: 13.2829; 2028: 0; 2029: 0; 2030: 2.2211; 2031: 0; 2032: 0; 2033: 48.4015; 2034: 16.9926; 2035: 0; 2036: 13.2829; 2039: 0.097473; 2040: 0.070644
2018-02-18 18:00 | 2 | 17 | 1 | 0 | 1 | 0 | 1.585 | 3.17 | 0 | 21.7915 | 12.0437 | 17.0341 | 17.0341 | 69.0783 | 0 | 0 | 2024: 69.0783; 2025: 0; 2026: 0; 2027: 0; 2028: 0; 2029: 0; 2030: 3.17; 2031: 0; 2032: 0; 2033: 69.0783; 2034: 0; 2035: 0; 2036: 0; 2039: 0; 2040: 0
2018-02-18 19:00 | 2 | 18 | 1 | 0 | 1 | 0 | 1.6102 | 3.2204 | 0 | 21.7915 | 12.0437 | 17.0341 | 17.0341 | 70.1764 | 0 | 0 | 2024: 70.1764; 2025: 0; 2026: 0; 2027: 0; 2028: 0; 2029: 0; 2030: 3.2204; 2031: 0; 2032: 0; 2033: 70.1764; 2034: 0; 2035: 0; 2036: 0; 2039: 0; 2040: 0
2018-02-18 20:00 | 2 | 19 | 1 | 0 | 0 | 0 | 1.6668 | 3.3336 | 0 | 20.3125 | 10.5647 | 17.0341 | 17.0341 | 67.7147 | 0 | 0 | 2024: 67.7147; 2025: 0; 2026: 0; 2027: 0; 2028: 0; 2029: 0; 2030: 3.3336; 2031: 0; 2032: 0; 2033: 67.7147; 2034: 0; 2035: 0; 2036: 0; 2039: 0; 2040: 0
2018-02-18 21:00 | 2 | 20 | 1 | 0 | 0 | 0 | 1.4608 | 2.9216 | 0 | 20.3125 | 10.5647 | 17.0341 | 17.0341 | 59.3444 | 0 | 0 | 2024: 59.3444; 2025: 0; 2026: 0; 2027: 0; 2028: 0; 2029: 0; 2030: 2.9216; 2031: 0; 2032: 0; 2033: 59.3444; 2034: 0; 2035: 0; 2036: 0; 2039: 0; 2040: 0
2018-02-18 22:00 | 2 | 21 | 1 | 0 | 0 | 0 | 1.1875 | 2.375 | 0 | 20.3125 | 10.5647 | 17.0341 | 17.0341 | 48.2417 | 0 | 0 | 2024: 48.2417; 2025: 0; 2026: 0; 2027: 0; 2028: 0; 2029: 0; 2030: 2.375; 2031: 0; 2032: 0; 2033: 48.2417; 2034: 0; 2035: 0; 2036: 0; 2039: 0; 2040: 0
2018-02-18 23:00 | 2 | 22 | 1 | 0 | 0 | 0 | 0.91994 | 1.8399 | 0 | 20.3125 | 10.5647 | 17.0341 | 17.0341 | 37.3725 | 0 | 0 | 2024: 37.3725; 2025: 0; 2026: 0; 2027: 0; 2028: 0; 2029: 0; 2030: 1.8399; 2031: 0; 2032: 0; 2033: 37.3725; 2034: 0; 2035: 0; 2036: 0; 2039: 0; 2040: 0
2018-02-19 | 2 | 23 | 1 | 0 | 0 | 0 | 0.86362 | 1.7272 | 0 | 20.3125 | 10.5647 | 17.0341 | 17.0341 | 35.0848 | 0 | 0 | 2024: 35.0848; 2025: 0; 2026: 0; 2027: 0; 2028: 0; 2029: 0; 2030: 1.7272; 2031: 0; 2032: 0; 2033: 35.0848; 2034: 0; 2035: 0; 2036: 0; 2039: 0; 2040: 0
2018-02-19 01:00 | 2 | 0 | 2 | 0 | 0 | 0 | 0.83471 | 1.6694 | 0 | 20.3125 | 10.5647 | 17.0341 | 17.0341 | 33.9102 | 0 | 0 | 2024: 33.9102; 2025: 0; 2026: 0; 2027: 0; 2028: 0; 2029: 0; 2030: 1.6694; 2031: 0; 2032: 0; 2033: 33.9102; 2034: 0; 2035: 0; 2036: 0; 2039: 0; 2040: 0
2018-02-19 02:00 | 2 | 1 | 2 | 0 | 0 | 0 | 0.83554 | 1.6711 | 0 | 20.3125 | 10.5647 | 17.0341 | 17.0341 | 33.944 | 0 | 0 | 2024: 33.944; 2025: 0; 2026: 0; 2027: 0; 2028: 0; 2029: 0; 2030: 1.6711; 2031: 0; 2032: 0; 2033: 33.944; 2034: 0; 2035: 0; 2036: 0; 2039: 0; 2040: 0
2018-02-19 03:00 | 2 | 2 | 2 | 0 | 0 | 0 | 0.87033 | 1.7407 | 0 | 20.3125 | 10.5647 | 17.0341 | 17.0341 | 35.3571 | 0 | 0 | 2024: 35.3571; 2025: 0; 2026: 0; 2027: 0; 2028: 0; 2029: 0; 2030: 1.7407; 2031: 0; 2032: 0; 2033: 35.3571; 2034: 0; 2035: 0; 2036: 0; 2039: 0; 2040: 0
2018-02-19 04:00 | 2 | 3 | 2 | 0 | 0 | 0 | 0.98471 | 1.9694 | 0 | 20.3125 | 10.5647 | 17.0341 | 17.0341 | 40.0038 | 0 | 0 | 2024: 40.0038; 2025: 0; 2026: 0; 2027: 0; 2028: 0; 2029: 0; 2030: 1.9694; 2031: 0; 2032: 0; 2033: 40.0038; 2034: 0; 2035: 0; 2036: 0; 2039: 0; 2040: 0
2018-02-19 05:00 | 2 | 4 | 2 | 0 | 0 | 0 | 1.029 | 2.0581 | 0 | 20.3125 | 10.5647 | 17.0341 | 17.0341 | 41.8048 | 0 | 0 | 2024: 41.8048; 2025: 0; 2026: 0; 2027: 0; 2028: 0; 2029: 0; 2030: 2.0581; 2031: 0; 2032: 0; 2033: 41.8048; 2034: 0; 2035: 0; 2036: 0; 2039: 0; 2040: 0
2018-02-19 06:00 | 2 | 5 | 2 | 0 | 0 | 0 | 1.1708 | 2.3415 | 0 | 20.3125 | 10.5647 | 17.0341 | 17.0341 | 47.5623 | 0 | 0 | 2024: 47.5623; 2025: 0; 2026: 0; 2027: 0; 2028: 0; 2029: 0; 2030: 2.3415; 2031: 0; 2032: 0; 2033: 47.5623; 2034: 0; 2035: 0; 2036: 0; 2039: 0; 2040: 0
2018-02-19 07:00 | 2 | 6 | 2 | 0 | 0 | 0.0015085 | 1.33 | 2.66 | 0.012068 | 20.3125 | 10.5647 | 17.0341 | 17.0341 | 54.0314 | 0.012068 | 0 | 2024: 53.7862; 2025: 0.24513; 2026: 0; 2027: 0.20557; 2028: 0; 2029: 0; 2030: 2.6479; 2031: 0; 2032: 0; 2033: 53.7862; 2034: 0.24513; 2035: 0; 2036: 0.20557; 2039: 0.0015085; 2040: 0.00081067
2018-02-19 08:00 | 2 | 7 | 2 | 0 | 0 | 0.19688 | 1.3902 | 2.7803 | 1.5751 | 20.3125 | 10.5647 | 17.0341 | 17.0341 | 56.4753 | 1.5751 | 0 | 2024: 24.482; 2025: 31.9933; 2026: 0; 2027: 26.8297; 2028: 0; 2029: 0; 2030: 1.2053; 2031: 0; 2032: 0; 2033: 24.482; 2034: 31.9933; 2035: 0; 2036: 26.8297; 2039: 0.19688; 2040: 0.1426
2018-02-19 09:00 | 2 | 8 | 2 | 0 | 0 | 0.41999 | 1.4512 | 2.9025 | 3.36 | 20.3125 | 10.5647 | 17.0341 | 17.0341 | 58.957 | 2.9025 | 0.45745 | 2024: 0; 2025: 58.957; 2026: 4.8329; 2027: 57.2339; 2028: 0.45745; 2029: 0.45745; 2030: 0; 2031: 0; 2032: 0; 2033: 0; 2034: 58.957; 2035: 0; 2036: 57.2339; 2039: 0.41999; 2040: 0.38995
2018-02-19 10:00 | 2 | 9 | 2 | 0 | 0 | 0.57519 | 1.3615 | 2.7231 | 4.6015 | 20.3125 | 10.5647 | 17.0341 | 17.0341 | 55.3121 | 2.7231 | 1.8785 | 2024: 0; 2025: 55.3121; 2026: 19.8455; 2027: 78.383; 2028: 1.8785; 2029: 2.3359; 2030: 0; 2031: 0; 2032: 0; 2033: 0; 2034: 55.3121; 2035: 0; 2036: 78.383; 2039: 0.57519; 2040: 0.57426
2018-02-19 11:00 | 2 | 10 | 2 | 0 | 0 | 0.66974 | 1.3613 | 2.7225 | 5.3579 | 20.3125 | 10.5647 | 17.0341 | 17.0341 | 55.3009 | 2.7225 | 2.6354 | 2024: 0; 2025: 55.3009; 2026: 27.8425; 2027: 91.2676; 2028: 2.6354; 2029: 4.9713; 2030: 0; 2031: 0; 2032: 0; 2033: 0; 2034: 55.3009; 2035: 0; 2036: 91.2676; 2039: 0.66974; 2040: 0.60228
2018-02-19 12:00 | 2 | 11 | 2 | 0 | 0 | 0.71305 | 1.3138 | 2.6276 | 5.7044 | 20.3125 | 10.5647 | 17.0341 | 17.0341 | 53.3735 | 2.6276 | 3.0767 | 2024: 0; 2025: 53.3735; 2026: 32.505; 2027: 97.1689; 2028: 3.0767; 2029: 8.0481; 2030: 0; 2031: 0; 2032: 0; 2033: 0; 2034: 53.3735; 2035: 0; 2036: 97.1689; 2039: 0.71305; 2040: 0.68756
2018-02-19 13:00 | 2 | 12 | 2 | 0 | 0 | 0.69986 | 1.1952 | 2.3904 | 5.5989 | 20.3125 | 10.5647 | 17.0341 | 17.0341 | 48.5541 | 2.3904 | 3.2085 | 2024: 0; 2025: 48.5541; 2026: 33.8973; 2027: 95.3723; 2028: 3.2085; 2029: 11.2566; 2030: 0; 2031: 0; 2032: 0; 2033: 0; 2034: 48.5541; 2035: 0; 2036: 95.3723; 2039: 0.69986; 2040: 0.6928
2018-02-19 14:00 | 2 | 13 | 2 | 0 | 0 | 0.62815 | 1.0789 | 2.1577 | 5.0252 | 20.3125 | 10.5647 | 17.0341 | 17.0341 | 43.8289 | 2.1577 | 2.8674 | 2024: 0; 2025: 43.8289; 2026: 30.2937; 2027: 85.5994; 2028: 1.2434; 2029: 12.5; 2030: 0; 2031: 0; 2032: 1.624; 2033: 0; 2034: 43.8289; 2035: 17.1576; 2036: 85.5994; 2039: 0.62815; 2040: 0.59335
2018-02-19 15:00 | 2 | 14 | 2 | 0 | 0 | 0.50589 | 1.1445 | 2.2889 | 4.0472 | 20.3125 | 10.5647 | 17.0341 | 17.0341 | 46.4939 | 2.2889 | 1.7582 | 2024: 0; 2025: 46.4939; 2026: 18.5751; 2027: 68.9398; 2028: 0; 2029: 12.5; 2030: 0; 2031: 0; 2032: 1.7582; 2033: 0; 2034: 46.4939; 2035: 18.5751; 2036: 68.9398; 2039: 0.50589; 2040: 0.46558
2018-02-19 16:00 | 2 | 15 | 2 | 0 | 1 | 0.32782 | 1.1962 | 2.3925 | 2.6226 | 21.7915 | 12.0437 | 17.0341 | 17.0341 | 52.136 | 2.3925 | 0.23007 | 2024: 0; 2025: 52.136; 2026: 2.7708; 2027: 44.6731; 2028: 0; 2029: 12.5; 2030: 0; 2031: 0; 2032: 0.23007; 2033: 0; 2034: 52.136; 2035: 2.7708; 2036: 44.6731; 2039: 0.32782; 2040: 0.30343
2018-02-19 17:00 | 2 | 16 | 2 | 0 | 1 | 0.10335 | 1.3226 | 2.6452 | 0.82683 | 21.7915 | 12.0437 | 17.0341 | 17.0341 | 57.6421 | 0.82683 | 0 | 2024: 39.6242; 2025: 18.0179; 2026: 0; 2027: 14.0844; 2028: 0; 2029: 12.5; 2030: 1.8183; 2031: 1.8183; 2032: 0; 2033: 0; 2034: 57.6421; 2035: 0; 2036: 14.0844; 2039: 0.10335; 2040: 0.089868
2018-02-19 18:00 | 2 | 17 | 2 | 0 | 1 | 0 | 1.4659 | 2.9318 | 0 | 21.7915 | 12.0437 | 17.0341 | 17.0341 | 63.8893 | 0 | 0 | 2024: 63.8893; 2025: 0; 2026: 0; 2027: 0; 2028: 0; 2029: 10.5236; 2030: 2.9318; 2031: 2.9318; 2032: 0; 2033: 0; 2034: 63.8893; 2035: 0; 2036: 0; 2039: 0; 2040: 0
2018-02-19 19:00 | 2 | 18 | 2 | 0 | 1 | 0 | 1.4366 | 2.8732 | 0 | 21.7915 | 12.0437 | 17.0341 | 17.0341 | 62.6107 | 0 | 0 | 2024: 62.6107; 2025: 0; 2026: 0; 2027: 0; 2028: 0; 2029: 7.3368; 2030: 2.8732; 2031: 2.8732; 2032: 0; 2033: 0; 2034: 62.6107; 2035: 0; 2036: 0; 2039: 0; 2040: 0
2018-02-19 20:00 | 2 | 19 | 2 | 0 | 0 | 0 | 1.4734 | 2.9468 | 0 | 20.3125 | 10.5647 | 17.0341 | 17.0341 | 59.8564 | 0 | 0 | 2024: 59.8564; 2025: 0; 2026: 0; 2027: 0; 2028: 0; 2029: 4.2137; 2030: 2.9468; 2031: 2.9468; 2032: 0; 2033: 0; 2034: 59.8564; 2035: 0; 2036: 0; 2039: 0; 2040: 0
2018-02-19 21:00 | 2 | 20 | 2 | 0 | 0 | 0 | 1.4661 | 2.9322 | 0 | 20.3125 | 10.5647 | 17.0341 | 17.0341 | 59.5593 | 0 | 0 | 2024: 59.5593; 2025: 0; 2026: 0; 2027: 0; 2028: 0; 2029: 1.0107; 2030: 2.9322; 2031: 0.92987; 2032: 0; 2033: 40.6714; 2034: 18.888; 2035: 0; 2036: 0; 2039: 0; 2040: 0
2018-02-19 22:00 | 2 | 21 | 2 | 0 | 0 | 0 | 1.2171 | 2.4342 | 0 | 20.3125 | 10.5647 | 17.0341 | 17.0341 | 49.444 | 0 | 0 | 2024: 49.444; 2025: 0; 2026: 0; 2027: 0; 2028: 0; 2029: 0; 2030: 2.4342; 2031: 0; 2032: 0; 2033: 49.444; 2034: 0; 2035: 0; 2036: 0; 2039: 0; 2040: 0
2018-02-19 23:00 | 2 | 22 | 2 | 0 | 0 | 0 | 1.0154 | 2.0308 | 0 | 20.3125 | 10.5647 | 17.0341 | 17.0341 | 41.2512 | 0 | 0 | 2024: 41.2512; 2025: 0; 2026: 0; 2027: 0; 2028: 0; 2029: 0; 2030: 2.0308; 2031: 0; 2032: 0; 2033: 41.2512; 2034: 0; 2035: 0; 2036: 0; 2039: 0; 2040: 0
2018-02-20 | 2 | 23 | 2 | 0 | 0 | 0 | 0.87323 | 1.7465 | 0 | 20.3125 | 10.5647 | 17.0341 | 17.0341 | 35.4749 | 0 | 0 | 2024: 35.4749; 2025: 0; 2026: 0; 2027: 0; 2028: 0; 2029: 0; 2030: 1.7465; 2031: 0; 2032: 0; 2033: 35.4749; 2034: 0; 2035: 0; 2036: 0; 2039: 0; 2040: 0
2018-02-20 01:00 | 2 | 0 | 3 | 0 | 0 | 0 | 0.81911 | 1.6382 | 0 | 20.3125 | 10.5647 | 17.0341 | 17.0341 | 33.2762 | 0 | 0 | 2024: 33.2762; 2025: 0; 2026: 0; 2027: 0; 2028: 0; 2029: 0; 2030: 1.6382; 2031: 0; 2032: 0; 2033: 33.2762; 2034: 0; 2035: 0; 2036: 0; 2039: 0; 2040: 0
2018-02-20 02:00 | 2 | 1 | 3 | 0 | 0 | 0 | 0.80658 | 1.6132 | 0 | 20.3125 | 10.5647 | 17.0341 | 17.0341 | 32.7674 | 0 | 0 | 2024: 32.7674; 2025: 0; 2026: 0; 2027: 0; 2028: 0; 2029: 0; 2030: 1.6132; 2031: 0; 2032: 0; 2033: 32.7674; 2034: 0; 2035: 0; 2036: 0; 2039: 0; 2040: 0
2018-02-20 03:00 | 2 | 2 | 3 | 0 | 0 | 0 | 0.80685 | 1.6137 | 0 | 20.3125 | 10.5647 | 17.0341 | 17.0341 | 32.7781 | 0 | 0 | 2024: 32.7781; 2025: 0; 2026: 0; 2027: 0; 2028: 0; 2029: 0; 2030: 1.6137; 2031: 0; 2032: 0; 2033: 32.7781; 2034: 0; 2035: 0; 2036: 0; 2039: 0; 2040: 0
2018-02-20 04:00 | 2 | 3 | 3 | 0 | 0 | 0 | 0.8527 | 1.7054 | 0 | 20.3125 | 10.5647 | 17.0341 | 17.0341 | 34.6408 | 0 | 0 | 2024: 34.6408; 2025: 0; 2026: 0; 2027: 0; 2028: 0; 2029: 0; 2030: 1.7054; 2031: 0; 2032: 0; 2033: 34.6408; 2034: 0; 2035: 0; 2036: 0; 2039: 0; 2040: 0
2018-02-20 05:00 | 2 | 4 | 3 | 0 | 0 | 0 | 0.93314 | 1.8663 | 0 | 20.3125 | 10.5647 | 17.0341 | 17.0341 | 37.9088 | 0 | 0 | 2024: 37.9088; 2025: 0; 2026: 0; 2027: 0; 2028: 0; 2029: 0; 2030: 1.8663; 2031: 0; 2032: 0; 2033: 37.9088; 2034: 0; 2035: 0; 2036: 0; 2039: 0; 2040: 0
2018-02-20 06:00 | 2 | 5 | 3 | 0 | 0 | 0 | 1.1149 | 2.2298 | 0 | 20.3125 | 10.5647 | 17.0341 | 17.0341 | 45.2928 | 0 | 0 | 2024: 45.2928; 2025: 0; 2026: 0; 2027: 0; 2028: 0; 2029: 0; 2030: 2.2298; 2031: 0; 2032: 0; 2033: 45.2928; 2034: 0; 2035: 0; 2036: 0; 2039: 0; 2040: 0
2018-02-20 07:00 | 2 | 6 | 3 | 0 | 0 | 0 | 1.2654 | 2.5307 | 0 | 20.3125 | 10.5647 | 17.0341 | 17.0341 | 51.4055 | 0 | 0 | 2024: 51.4055; 2025: 0; 2026: 0; 2027: 0; 2028: 0; 2029: 0; 2030: 2.5307; 2031: 0; 2032: 0; 2033: 51.4055; 2034: 0; 2035: 0; 2036: 0; 2039: 0; 2040: 0
2018-02-20 08:00 | 2 | 7 | 3 | 0 | 0 | 0.19048 | 1.2996 | 2.5992 | 1.5238 | 20.3125 | 10.5647 | 17.0341 | 17.0341 | 52.7968 | 1.5238 | 0 | 2024: 21.8441; 2025: 30.9527; 2026: 0; 2027: 25.957; 2028: 0; 2029: 0; 2030: 1.0754; 2031: 0; 2032: 0; 2033: 21.8441; 2034: 30.9527; 2035: 0; 2036: 25.957; 2039: 0.19048; 2040: 0.038372
2018-02-20 09:00 | 2 | 8 | 3 | 0 | 0 | 0.43814 | 1.3279 | 2.6559 | 3.5051 | 20.3125 | 10.5647 | 17.0341 | 17.0341 | 53.9479 | 2.6559 | 0.8492 | 2024: 0; 2025: 53.9479; 2026: 8.9716; 2027: 59.7063; 2028: 0.8492; 2029: 0.8492; 2030: 0; 2031: 0; 2032: 0; 2033: 0; 2034: 53.9479; 2035: 0; 2036: 59.7063; 2039: 0.43814; 2040: 0.14609
2018-02-20 10:00 | 2 | 9 | 3 | 0 | 0 | 0.56222 | 1.246 | 2.492 | 4.4978 | 20.3125 | 10.5647 | 17.0341 | 17.0341 | 50.6191 | 2.492 | 2.0058 | 2024: 0; 2025: 50.6191; 2026: 21.1904; 2027: 76.6159; 2028: 2.0058; 2029: 2.855; 2030: 0; 2031: 0; 2032: 0; 2033: 0; 2034: 50.6191; 2035: 0; 2036: 76.6159; 2039: 0.56222; 2040: 0.41127
2018-02-20 11:00 | 2 | 10 | 3 | 0 | 0 | 0.70125 | 1.1826 | 2.3653 | 5.61 | 20.3125 | 10.5647 | 17.0341 | 17.0341 | 48.0444 | 2.3653 | 3.2447 | 2024: 0; 2025: 48.0444; 2026: 34.2794; 2027: 95.5609; 2028: 3.2447; 2029: 6.0997; 2030: 0; 2031: 0; 2032: 0; 2033: 0; 2034: 48.0444; 2035: 0; 2036: 95.5609; 2039: 0.70125; 2040: 0.27978
2018-02-20 12:00 | 2 | 11 | 3 | 0 | 0 | 0.74566 | 1.2128 | 2.4255 | 5.9653 | 20.3125 | 10.5647 | 17.0341 | 17.0341 | 49.2688 | 2.4255 | 3.5397 | 2024: 0; 2025: 49.2688; 2026: 37.3962; 2027: 101.6132; 2028: 3.5397; 2029: 9.6394; 2030: 0; 2031: 0; 2032: 0; 2033: 0; 2034: 49.2688; 2035: 0; 2036: 101.6132; 2039: 0.74566; 2040: 0.24359
2018-02-20 13:00 | 2 | 12 | 3 | 0 | 0 | 0.7339 | 1.1729 | 2.3459 | 5.8712 | 20.3125 | 10.5647 | 17.0341 | 17.0341 | 47.6501 | 2.3459 | 3.5254 | 2024: 0; 2025: 47.6501; 2026: 37.2446; 2027: 100.0111; 2028: 2.8606; 2029: 12.5; 2030: 0; 2031: 0; 2032: 0.66475; 2033: 0; 2034: 47.6501; 2035: 7.023; 2036: 100.0111; 2039: 0.7339; 2040: 0.24682
2018-02-20 14:00 | 2 | 13 | 3 | 0 | 0 | 0.6651 | 1.1462 | 2.2923 | 5.3208 | 20.3125 | 10.5647 | 17.0341 | 17.0341 | 46.5625 | 2.2923 | 3.0285 | 2024: 0; 2025: 46.5625; 2026: 31.9956; 2027: 90.636; 2028: 0; 2029: 12.5; 2030: 0; 2031: 0; 2032: 3.0285; 2033: 0; 2034: 46.5625; 2035: 31.9956; 2036: 90.636; 2039: 0.6651; 2040: 0.1695
2018-02-20 15:00 | 2 | 14 | 3 | 0 | 0 | 0.54267 | 1.1614 | 2.3228 | 4.3413 | 20.3125 | 10.5647 | 17.0341 | 17.0341 | 47.1824 | 2.3228 | 2.0185 | 2024: 0; 2025: 47.1824; 2026: 21.3251; 2027: 73.9511; 2028: 0; 2029: 12.5; 2030: 0; 2031: 0; 2032: 2.0185; 2033: 0; 2034: 47.1824; 2035: 21.3251; 2036: 73.9511; 2039: 0.54267; 2040: 0.13816
2018-02-20 16:00 | 2 | 15 | 3 | 0 | 1 | 0.34983 | 1.212 | 2.424 | 2.7986 | 21.7915 | 12.0437 | 17.0341 | 17.0341 | 52.8226 | 2.424 | 0.37461 | 2024: 0; 2025: 52.8226; 2026: 4.5117; 2027: 47.6719; 2028: 0; 2029: 12.5; 2030: 0; 2031: 0; 2032: 0.37461; 2033: 0; 2034: 52.8226; 2035: 4.5117; 2036: 47.6719; 2039: 0.34983; 2040: 0.10313
2018-02-20 17:00 | 2 | 16 | 3 | 0 | 1 | 0.090693 | 1.3179 | 2.6358 | 0.72554 | 21.7915 | 12.0437 | 17.0341 | 17.0341 | 57.4382 | 0.72554 | 0 | 2024: 41.6276; 2025: 15.8106; 2026: 0; 2027: 12.359; 2028: 0; 2029: 12.5; 2030: 1.9103; 2031: 1.9103; 2032: 0; 2033: 0; 2034: 57.4382; 2035: 0; 2036: 12.359; 2039: 0.090693; 2040: 0.023873
2018-02-20 18:00 | 2 | 17 | 3 | 0 | 1 | 0 | 1.4139 | 2.8278 | 0 | 21.7915 | 12.0437 | 17.0341 | 17.0341 | 61.6228 | 0 | 0 | 2024: 61.6228; 2025: 0; 2026: 0; 2027: 0; 2028: 0; 2029: 10.4236; 2030: 2.8278; 2031: 2.8278; 2032: 0; 2033: 0; 2034: 61.6228; 2035: 0; 2036: 0; 2039: 0; 2040: 0
2018-02-20 19:00 | 2 | 18 | 3 | 0 | 1 | 0 | 1.4253 | 2.8506 | 0 | 21.7915 | 12.0437 | 17.0341 | 17.0341 | 62.1195 | 0 | 0 | 2024: 62.1195; 2025: 0; 2026: 0; 2027: 0; 2028: 0; 2029: 7.3499; 2030: 2.8506; 2031: 2.8506; 2032: 0; 2033: 0; 2034: 62.1195; 2035: 0; 2036: 0; 2039: 0; 2040: 0
2018-02-20 20:00 | 2 | 19 | 3 | 0 | 0 | 0 | 1.5375 | 3.075 | 0 | 20.3125 | 10.5647 | 17.0341 | 17.0341 | 62.4608 | 0 | 0 | 2024: 62.4608; 2025: 0; 2026: 0; 2027: 0; 2028: 0; 2029: 4.2514; 2030: 3.075; 2031: 3.075; 2032: 0; 2033: 0; 2034: 62.4608; 2035: 0; 2036: 0; 2039: 0; 2040: 0
2018-02-20 21:00 | 2 | 20 | 3 | 0 | 0 | 0 | 1.5082 | 3.0163 | 0 | 20.3125 | 10.5647 | 17.0341 | 17.0341 | 61.2688 | 0 | 0 | 2024: 61.2688; 2025: 0; 2026: 0; 2027: 0; 2028: 0; 2029: 0.90898; 2030: 3.0163; 2031: 0.83626; 2032: 0; 2033: 44.2823; 2034: 16.9865; 2035: 0; 2036: 0; 2039: 0; 2040: 0
2018-02-20 22:00 | 2 | 21 | 3 | 0 | 0 | 0 | 1.2135 | 2.4269 | 0 | 20.3125 | 10.5647 | 17.0341 | 17.0341 | 49.2967 | 0 | 0 | 2024: 49.2967; 2025: 0; 2026: 0; 2027: 0; 2028: 0; 2029: 0; 2030: 2.4269; 2031: 0; 2032: 0; 2033: 49.2967; 2034: 0; 2035: 0; 2036: 0; 2039: 0; 2040: 0
2018-02-20 23:00 | 2 | 22 | 3 | 0 | 0 | 0 | 0.96579 | 1.9316 | 0 | 20.3125 | 10.5647 | 17.0341 | 17.0341 | 39.2353 | 0 | 0 | 2024: 39.2353; 2025: 0; 2026: 0; 2027: 0; 2028: 0; 2029: 0; 2030: 1.9316; 2031: 0; 2032: 0; 2033: 39.2353; 2034: 0; 2035: 0; 2036: 0; 2039: 0; 2040: 0
2018-02-21 | 2 | 23 | 3 | 0 | 0 | 0 | 0.93475 | 1.8695 | 0 | 20.3125 | 10.5647 | 17.0341 | 17.0341 | 37.9741 | 0 | 0 | 2024: 37.9741; 2025: 0; 2026: 0; 2027: 0; 2028: 0; 2029: 0; 2030: 1.8695; 2031: 0; 2032: 0; 2033: 37.9741; 2034: 0; 2035: 0; 2036: 0; 2039: 0; 2040: 0
2018-02-21 01:00 | 2 | 0 | 4 | 0 | 0 | 0 | 0.87421 | 1.7484 | 0 | 20.3125 | 10.5647 | 17.0341 | 17.0341 | 35.5147 | 0 | 0 | 2024: 35.5147; 2025: 0; 2026: 0; 2027: 0; 2028: 0; 2029: 0; 2030: 1.7484; 2031: 0; 2032: 0; 2033: 35.5147; 2034: 0; 2035: 0; 2036: 0; 2039: 0; 2040: 0
2018-02-21 02:00 | 2 | 1 | 4 | 0 | 0 | 0 | 0.84506 | 1.6901 | 0 | 20.3125 | 10.5647 | 17.0341 | 17.0341 | 34.3304 | 0 | 0 | 2024: 34.3304; 2025: 0; 2026: 0; 2027: 0; 2028: 0; 2029: 0; 2030: 1.6901; 2031: 0; 2032: 0; 2033: 34.3304; 2034: 0; 2035: 0; 2036: 0; 2039: 0; 2040: 0
2018-02-21 03:00 | 2 | 2 | 4 | 0 | 0 | 0 | 0.85967 | 1.7193 | 0 | 20.3125 | 10.5647 | 17.0341 | 17.0341 | 34.9241 | 0 | 0 | 2024: 34.9241; 2025: 0; 2026: 0; 2027: 0; 2028: 0; 2029: 0; 2030: 1.7193; 2031: 0; 2032: 0; 2033: 34.9241; 2034: 0; 2035: 0; 2036: 0; 2039: 0; 2040: 0
2018-02-21 04:00 | 2 | 3 | 4 | 0 | 0 | 0 | 0.90223 | 1.8045 | 0 | 20.3125 | 10.5647 | 17.0341 | 17.0341 | 36.6531 | 0 | 0 | 2024: 36.6531; 2025: 0; 2026: 0; 2027: 0; 2028: 0; 2029: 0; 2030: 1.8045; 2031: 0; 2032: 0; 2033: 36.6531; 2034: 0; 2035: 0; 2036: 0; 2039: 0; 2040: 0
2018-02-21 05:00 | 2 | 4 | 4 | 0 | 0 | 0 | 0.98571 | 1.9714 | 0 | 20.3125 | 10.5647 | 17.0341 | 17.0341 | 40.0446 | 0 | 0 | 2024: 40.0446; 2025: 0; 2026: 0; 2027: 0; 2028: 0; 2029: 0; 2030: 1.9714; 2031: 0; 2032: 0; 2033: 40.0446; 2034: 0; 2035: 0; 2036: 0; 2039: 0; 2040: 0
2018-02-21 06:00 | 2 | 5 | 4 | 0 | 0 | 0 | 1.1412 | 2.2823 | 0 | 20.3125 | 10.5647 | 17.0341 | 17.0341 | 46.3599 | 0 | 0 | 2024: 46.3599; 2025: 0; 2026: 0; 2027: 0; 2028: 0; 2029: 0; 2030: 2.2823; 2031: 0; 2032: 0; 2033: 46.3599; 2034: 0; 2035: 0; 2036: 0; 2039: 0; 2040: 0
2018-02-21 07:00 | 2 | 6 | 4 | 0 | 0 | 0.0051741 | 1.302 | 2.6039 | 0.041392 | 20.3125 | 10.5647 | 17.0341 | 17.0341 | 52.8927 | 0.041392 | 0 | 2024: 52.0519; 2025: 0.84078; 2026: 0; 2027: 0.70508; 2028: 0; 2029: 0; 2030: 2.5626; 2031: 0; 2032: 0; 2033: 52.0519; 2034: 0.84078; 2035: 0; 2036: 0.70508; 2039: 0.0051741; 2040: 0.0010257
2018-02-21 08:00 | 2 | 7 | 4 | 0 | 0 | 0.20027 | 1.356 | 2.7119 | 1.6021 | 20.3125 | 10.5647 | 17.0341 | 17.0341 | 55.0859 | 1.6021 | 0 | 2024: 22.5427; 2025: 32.5432; 2026: 0; 2027: 27.2909; 2028: 0; 2029: 0; 2030: 1.1098; 2031: 0; 2032: 0; 2033: 22.5427; 2034: 32.5432; 2035: 0; 2036: 27.2909; 2039: 0.20027; 2040: 0.11655
2018-02-21 09:00 | 2 | 8 | 4 | 0 | 0 | 0.43334 | 1.3522 | 2.7044 | 3.4667 | 20.3125 | 10.5647 | 17.0341 | 17.0341 | 54.9341 | 2.7044 | 0.76228 | 2024: 0; 2025: 54.9341; 2026: 8.0533; 2027: 59.0527; 2028: 0.76228; 2029: 0.76228; 2030: 0; 2031: 0; 2032: 0; 2033: 0; 2034: 54.9341; 2035: 0; 2036: 59.0527; 2039: 0.43334; 2040: 0.17249
2018-02-21 10:00 | 2 | 9 | 4 | 0 | 0 | 0.58262 | 1.3251 | 2.6501 | 4.661 | 20.3125 | 10.5647 | 17.0341 | 17.0341 | 53.8309 | 2.6501 | 2.0108 | 2024: 0; 2025: 53.8309; 2026: 21.2441; 2027: 79.3959; 2028: 2.0108; 2029: 2.7731; 2030: 0; 2031: 0; 2032: 0; 2033: 0; 2034: 53.8309; 2035: 0; 2036: 79.3959; 2039: 0.58262; 2040: 0.27294
2018-02-21 11:00 | 2 | 10 | 4 | 0 | 0 | 0.68588 | 1.3656 | 2.7312 | 5.487 | 20.3125 | 10.5647 | 17.0341 | 17.0341 | 55.4782 | 2.7312 | 2.7558 | 2024: 0; 2025: 55.4782; 2026: 29.1139; 2027: 93.4663; 2028: 2.7558; 2029: 5.5289; 2030: 0; 2031: 0; 2032: 0; 2033: 0; 2034: 55.4782; 2035: 0; 2036: 93.4663; 2039: 0.68588; 2040: 0.33746
2018-02-21 12:00 | 2 | 11 | 4 | 0 | 0 | 0.72757 | 1.3555 | 2.7109 | 5.8206 | 20.3125 | 10.5647 | 17.0341 | 17.0341 | 55.0656 | 2.7109 | 3.1097 | 2024: 0; 2025: 55.0656; 2026: 32.8529; 2027: 99.1489; 2028: 3.1097; 2029: 8.6386; 2030: 0; 2031: 0; 2032: 0; 2033: 0; 2034: 55.0656; 2035: 0; 2036: 99.1489; 2039: 0.72757; 2040: 0.40836
2018-02-21 13:00 | 2 | 12 | 4 | 0 | 0 | 0.71013 | 1.2868 | 2.5735 | 5.681 | 20.3125 | 10.5647 | 17.0341 | 17.0341 | 52.2749 | 2.5735 | 3.1075 | 2024: 0; 2025: 52.2749; 2026: 32.83; 2027: 96.7717; 2028: 3.1075; 2029: 11.7461; 2030: 0; 2031: 0; 2032: 0; 2033: 0; 2034: 52.2749; 2035: 0; 2036: 96.7717; 2039: 0.71013; 2040: 0.34473
2018-02-21 14:00 | 2 | 13 | 4 | 0 | 0 | 0.64247 | 1.2302 | 2.4603 | 5.1398 | 20.3125 | 10.5647 | 17.0341 | 17.0341 | 49.9758 | 2.4603 | 2.6794 | 2024: 0; 2025: 49.9758; 2026: 28.3072; 2027: 87.5513; 2028: 0.75392; 2029: 12.5; 2030: 0; 2031: 0; 2032: 1.9255; 2033: 0; 2034: 49.9758; 2035: 20.3422; 2036: 87.5513; 2039: 0.64247; 2040: 0.39641
2018-02-21 15:00 | 2 | 14 | 4 | 0 | 0 | 0.52068 | 1.1737 | 2.3475 | 4.1654 | 20.3125 | 10.5647 | 17.0341 | 17.0341 | 47.6828 | 2.3475 | 1.8179 | 2024: 0; 2025: 47.6828; 2026: 19.2061; 2027: 70.9542; 2028: 0; 2029: 12.5; 2030: 0; 2031: 0; 2032: 1.8179; 2033: 0; 2034: 47.6828; 2035: 19.2061; 2036: 70.9542; 2039: 0.52068; 2040: 0.28515
2018-02-21 16:00 | 2 | 15 | 4 | 0 | 1 | 0.34239 | 1.2513 | 2.5025 | 2.7391 | 21.7915 | 12.0437 | 17.0341 | 17.0341 | 54.5337 | 2.5025 | 0.2366 | 2024: 0; 2025: 54.5337; 2026: 2.8496; 2027: 46.6587; 2028: 0; 2029: 12.5; 2030: 0; 2031: 0; 2032: 0.2366; 2033: 0; 2034: 54.5337; 2035: 2.8496; 2036: 46.6587; 2039: 0.34239; 2040: 0.13467
2018-02-21 17:00 | 2 | 16 | 4 | 0 | 1 | 0.11453 | 1.3712 | 2.7424 | 0.91624 | 21.7915 | 12.0437 | 17.0341 | 17.0341 | 59.7605 | 0.91624 | 0 | 2024: 39.7943; 2025: 19.9662; 2026: 0; 2027: 15.6074; 2028: 0; 2029: 12.5; 2030: 1.8261; 2031: 1.8261; 2032: 0; 2033: 0; 2034: 59.7605; 2035: 0; 2036: 15.6074; 2039: 0.11453; 2040: 0.071965
2018-02-21 18:00 | 2 | 17 | 4 | 0 | 1 | 0 | 1.5684 | 3.1369 | 0 | 21.7915 | 12.0437 | 17.0341 | 17.0341 | 68.3573 | 0 | 0 | 2024: 68.3573; 2025: 0; 2026: 0; 2027: 0; 2028: 0; 2029: 10.5151; 2030: 3.1369; 2031: 3.1369; 2032: 0; 2033: 0; 2034: 68.3573; 2035: 0; 2036: 0; 2039: 0; 2040: 0
2018-02-21 19:00 | 2 | 18 | 4 | 0 | 1 | 0 | 1.6635 | 3.327 | 0 | 21.7915 | 12.0437 | 17.0341 | 17.0341 | 72.5006 | 0 | 0 | 2024: 72.5006; 2025: 0; 2026: 0; 2027: 0; 2028: 0; 2029: 7.1054; 2030: 3.327; 2031: 3.327; 2032: 0; 2033: 0; 2034: 72.5006; 2035: 0; 2036: 0; 2039: 0; 2040: 0
2018-02-21 20:00 | 2 | 19 | 4 | 0 | 0 | 0 | 1.6762 | 3.3525 | 0 | 20.3125 | 10.5647 | 17.0341 | 17.0341 | 68.097 | 0 | 0 | 2024: 68.097; 2025: 0; 2026: 0; 2027: 0; 2028: 0; 2029: 3.4891; 2030: 3.3525; 2031: 3.21; 2032: 0; 2033: 2.8947; 2034: 65.2024; 2035: 0; 2036: 0; 2039: 0; 2040: 0
2018-02-21 21:00 | 2 | 20 | 4 | 0 | 0 | 0 | 1.453 | 2.9061 | 0 | 20.3125 | 10.5647 | 17.0341 | 17.0341 | 59.0298 | 0 | 0 | 2024: 59.0298; 2025: 0; 2026: 0; 2027: 0; 2028: 0; 2029: 0; 2030: 2.9061; 2031: 0; 2032: 0; 2033: 59.0298; 2034: 0; 2035: 0; 2036: 0; 2039: 0; 2040: 0
2018-02-21 22:00 | 2 | 21 | 4 | 0 | 0 | 0 | 1.2138 | 2.4277 | 0 | 20.3125 | 10.5647 | 17.0341 | 17.0341 | 49.312 | 0 | 0 | 2024: 49.312; 2025: 0; 2026: 0; 2027: 0; 2028: 0; 2029: 0; 2030: 2.4277; 2031: 0; 2032: 0; 2033: 49.312; 2034: 0; 2035: 0; 2036: 0; 2039: 0; 2040: 0
2018-02-21 23:00 | 2 | 22 | 4 | 0 | 0 | 0 | 1.049 | 2.0979 | 0 | 20.3125 | 10.5647 | 17.0341 | 17.0341 | 42.6143 | 0 | 0 | 2024: 42.6143; 2025: 0; 2026: 0; 2027: 0; 2028: 0; 2029: 0; 2030: 2.0979; 2031: 0; 2032: 0; 2033: 42.6143; 2034: 0; 2035: 0; 2036: 0; 2039: 0; 2040: 0
2018-02-22 | 2 | 23 | 4 | 0 | 0 | 0 | 0.95466 | 1.9093 | 0 | 20.3125 | 10.5647 | 17.0341 | 17.0341 | 38.7832 | 0 | 0 | 2024: 38.7832; 2025: 0; 2026: 0; 2027: 0; 2028: 0; 2029: 0; 2030: 1.9093; 2031: 0; 2032: 0; 2033: 38.7832; 2034: 0; 2035: 0; 2036: 0; 2039: 0; 2040: 0
2018-02-22 01:00 | 2 | 0 | 5 | 0 | 0 | 0 | 0.9166 | 1.8332 | 0 | 20.3125 | 10.5647 | 17.0341 | 17.0341 | 37.2369 | 0 | 0 | 2024: 37.2369; 2025: 0; 2026: 0; 2027: 0; 2028: 0; 2029: 0; 2030: 1.8332; 2031: 0; 2032: 0; 2033: 37.2369; 2034: 0; 2035: 0; 2036: 0; 2039: 0; 2040: 0
2018-02-22 02:00 | 2 | 1 | 5 | 0 | 0 | 0 | 0.91725 | 1.8345 | 0 | 20.3125 | 10.5647 | 17.0341 | 17.0341 | 37.2632 | 0 | 0 | 2024: 37.2632; 2025: 0; 2026: 0; 2027: 0; 2028: 0; 2029: 0; 2030: 1.8345; 2031: 0; 2032: 0; 2033: 37.2632; 2034: 0; 2035: 0; 2036: 0; 2039: 0; 2040: 0
2018-02-22 03:00 | 2 | 2 | 5 | 0 | 0 | 0 | 0.95593 | 1.9119 | 0 | 20.3125 | 10.5647 | 17.0341 | 17.0341 | 38.8348 | 0 | 0 | 2024: 38.8348; 2025: 0; 2026: 0; 2027: 0; 2028: 0; 2029: 0; 2030: 1.9119; 2031: 0; 2032: 0; 2033: 38.8348; 2034: 0; 2035: 0; 2036: 0; 2039: 0; 2040: 0
2018-02-22 04:00 | 2 | 3 | 5 | 0 | 0 | 0 | 1.0162 | 2.0324 | 0 | 20.3125 | 10.5647 | 17.0341 | 17.0341 | 41.2828 | 0 | 0 | 2024: 41.2828; 2025: 0; 2026: 0; 2027: 0; 2028: 0; 2029: 0; 2030: 2.0324; 2031: 0; 2032: 0; 2033: 41.2828; 2034: 0; 2035: 0; 2036: 0; 2039: 0; 2040: 0
2018-02-22 05:00 | 2 | 4 | 5 | 0 | 0 | 0 | 1.0867 | 2.1733 | 0 | 20.3125 | 10.5647 | 17.0341 | 17.0341 | 44.146 | 0 | 0 | 2024: 44.146; 2025: 0; 2026: 0; 2027: 0; 2028: 0; 2029: 0; 2030: 2.1733; 2031: 0; 2032: 0; 2033: 44.146; 2034: 0; 2035: 0; 2036: 0; 2039: 0; 2040: 0
2018-02-22 06:00 | 2 | 5 | 5 | 0 | 0 | 0 | 1.2466 | 2.4932 | 0 | 20.3125 | 10.5647 | 17.0341 | 17.0341 | 50.6432 | 0 | 0 | 2024: 50.6432; 2025: 0; 2026: 0; 2027: 0; 2028: 0; 2029: 0; 2030: 2.4932; 2031: 0; 2032: 0; 2033: 50.6432; 2034: 0; 2035: 0; 2036: 0; 2039: 0; 2040: 0
2018-02-22 07:00 | 2 | 6 | 5 | 0 | 0 | 0.0064703 | 1.3861 | 2.7722 | 0.051762 | 20.3125 | 10.5647 | 17.0341 | 17.0341 | 56.3102 | 0.051762 | 0 | 2024: 55.2588; 2025: 1.0514; 2026: 0; 2027: 0.88173; 2028: 0; 2029: 0; 2030: 2.7204; 2031: 0; 2032: 0; 2033: 55.2588; 2034: 1.0514; 2035: 0; 2036: 0.88173; 2039: 0.0064703; 2040: 0.0019073
2018-02-22 08:00 | 2 | 7 | 5 | 0 | 0 | 0.20478 | 1.469 | 2.938 | 1.6383 | 20.3125 | 10.5647 | 17.0341 | 17.0341 | 59.6786 | 1.6383 | 0 | 2024: 26.4011; 2025: 33.2776; 2026: 0; 2027: 27.9067; 2028: 0; 2029: 0; 2030: 1.2997; 2031: 0; 2032: 0; 2033: 26.4011; 2034: 33.2776; 2035: 0; 2036: 27.9067; 2039: 0.20478; 2040: 0.16736
2018-02-22 09:00 | 2 | 8 | 5 | 0 | 0 | 0.42595 | 1.5059 | 3.0118 | 3.4076 | 20.3125 | 10.5647 | 17.0341 | 17.0341 | 61.1778 | 3.0118 | 0.39574 | 2024: 0; 2025: 61.1778; 2026: 4.1809; 2027: 58.045; 2028: 0.39574; 2029: 0.39574; 2030: 0; 2031: 0; 2032: 0; 2033: 0; 2034: 61.1778; 2035: 0; 2036: 58.045; 2039: 0.42595; 2040: 0.36096
2018-02-22 10:00 | 2 | 9 | 5 | 0 | 0 | 0.58009 | 1.4588 | 2.9177 | 4.6407 | 20.3125 | 10.5647 | 17.0341 | 17.0341 | 59.2655 | 2.9177 | 1.7231 | 2024: 0; 2025: 59.2655; 2026: 18.2036; 2027: 79.051; 2028: 1.7231; 2029: 2.1188; 2030: 0; 2031: 0; 2032: 0; 2033: 0; 2034: 59.2655; 2035: 0; 2036: 79.051; 2039: 0.58009; 2040: 0.52834
2018-02-22 11:00 | 2 | 10 | 5 | 0 | 0 | 0.6749 | 1.476 | 2.952 | 5.3992 | 20.3125 | 10.5647 | 17.0341 | 17.0341 | 59.9631 | 2.952 | 2.4472 | 2024: 0; 2025: 59.9631; 2026: 25.8536; 2027: 91.9706; 2028: 2.4472; 2029: 4.566; 2030: 0; 2031: 0; 2032: 0; 2033: 0; 2034: 59.9631; 2035: 0; 2036: 91.9706; 2039: 0.6749; 2040: 0.6378
2018-02-22 12:00 | 2 | 11 | 5 | 0 | 0 | 0.71291 | 1.5254 | 3.0509 | 5.7032 | 20.3125 | 10.5647 | 17.0341 | 17.0341 | 61.9704 | 3.0509 | 2.6524 | 2024: 0; 2025: 61.9704; 2026: 28.0218; 2027: 97.1498; 2028: 2.6524; 2029: 7.2183; 2030: 0; 2031: 0; 2032: 0; 2033: 0; 2034: 61.9704; 2035: 0; 2036: 97.1498; 2039: 0.71291; 2040: 0.63537
2018-02-22 13:00 | 2 | 12 | 5 | 0 | 0 | 0.70048 | 1.3717 | 2.7435 | 5.6039 | 20.3125 | 10.5647 | 17.0341 | 17.0341 | 55.7269 | 2.7435 | 2.8604 | 2024: 0; 2025: 55.7269; 2026: 30.2193; 2027: 95.4572; 2028: 2.8604; 2029: 10.0787; 2030: 0; 2031: 0; 2032: 0; 2033: 0; 2034: 55.7269; 2035: 0; 2036: 95.4572; 2039: 0.70048; 2040: 0.68321
2018-02-22 14:00 | 2 | 13 | 5 | 0 | 0 | 0.63266 | 1.4042 | 2.8084 | 5.0613 | 20.3125 | 10.5647 | 17.0341 | 17.0341 | 57.0465 | 2.8084 | 2.2528 | 2024: 0; 2025: 57.0465; 2026: 23.8007; 2027: 86.2147; 2028: 2.2528; 2029: 12.3316; 2030: 0; 2031: 0; 2032: 0; 2033: 0; 2034: 57.0465; 2035: 0; 2036: 86.2147; 2039: 0.63266; 2040: 0.68199
2018-02-22 15:00 | 2 | 14 | 5 | 0 | 0 | 0.50927 | 1.3911 | 2.7821 | 4.0741 | 20.3125 | 10.5647 | 17.0341 | 17.0341 | 56.5122 | 2.7821 | 1.292 | 2024: 0; 2025: 56.5122; 2026: 13.6495; 2027: 69.3993; 2028: 0.16842; 2029: 12.5; 2030: 0; 2031: 0; 2032: 1.1236; 2033: 0; 2034: 56.5122; 2035: 11.8702; 2036: 69.3993; 2039: 0.50927; 2040: 0.51857
2018-02-22 16:00 | 2 | 15 | 5 | 0 | 1 | 0.33192 | 1.4476 | 2.8952 | 2.6554 | 21.7915 | 12.0437 | 17.0341 | 17.0341 | 63.0897 | 2.6554 | 0 | 2024: 5.2257; 2025: 57.864; 2026: 0; 2027: 45.2316; 2028: 0; 2029: 12.5; 2030: 0.2398; 2031: 0.2398; 2032: 0; 2033: 0; 2034: 63.0897; 2035: 0; 2036: 45.2316; 2039: 0.33192; 2040: 0.35169
2018-02-22 17:00 | 2 | 16 | 5 | 0 | 1 | 0.11194 | 1.5679 | 3.1358 | 0.89554 | 21.7915 | 12.0437 | 17.0341 | 17.0341 | 68.3337 | 0.89554 | 0 | 2024: 48.8187; 2025: 19.5151; 2026: 0; 2027: 15.2547; 2028: 0; 2029: 12.2393; 2030: 2.2403; 2031: 2.2403; 2032: 0; 2033: 0; 2034: 68.3337; 2035: 0; 2036: 15.2547; 2039: 0.11194; 2040: 0.11768
2018-02-22 18:00 | 2 | 17 | 5 | 0 | 1 | 0 | 1.6686 | 3.3371 | 0 | 21.7915 | 12.0437 | 17.0341 | 17.0341 | 72.721 | 0 | 0 | 2024: 72.721; 2025: 0; 2026: 0; 2027: 0; 2028: 0; 2029: 9.8043; 2030: 3.3371; 2031: 3.3371; 2032: 0; 2033: 0; 2034: 72.721; 2035: 0; 2036: 0; 2039: 0; 2040: 0
2018-02-22 19:00 | 2 | 18 | 5 | 0 | 1 | 0 | 1.7293 | 3.4585 | 0 | 21.7915 | 12.0437 | 17.0341 | 17.0341 | 75.3666 | 0 | 0 | 2024: 75.3666; 2025: 0; 2026: 0; 2027: 0; 2028: 0; 2029: 6.177; 2030: 3.4585; 2031: 3.4585; 2032: 0; 2033: 0; 2034: 75.3666; 2035: 0; 2036: 0; 2039: 0; 2040: 0
2018-02-22 20:00 | 2 | 19 | 5 | 0 | 0 | 0 | 1.7995 | 3.5989 | 0 | 20.3125 | 10.5647 | 17.0341 | 17.0341 | 73.1029 | 0 | 0 | 2024: 73.1029; 2025: 0; 2026: 0; 2027: 0; 2028: 0; 2029: 2.4177; 2030: 3.5989; 2031: 2.2243; 2032: 0; 2033: 27.9225; 2034: 45.1804; 2035: 0; 2036: 0; 2039: 0; 2040: 0
2018-02-22 21:00 | 2 | 20 | 5 | 0 | 0 | 0 | 1.6509 | 3.3017 | 0 | 20.3125 | 10.5647 | 17.0341 | 17.0341 | 67.0666 | 0 | 0 | 2024: 67.0666; 2025: 0; 2026: 0; 2027: 0; 2028: 0; 2029: 0; 2030: 3.3017; 2031: 0; 2032: 0; 2033: 67.0666; 2034: 0; 2035: 0; 2036: 0; 2039: 0; 2040: 0
2018-02-22 22:00 | 2 | 21 | 5 | 0 | 0 | 0 | 1.4219 | 2.8439 | 0 | 20.3125 | 10.5647 | 17.0341 | 17.0341 | 57.7665 | 0 | 0 | 2024: 57.7665; 2025: 0; 2026: 0; 2027: 0; 2028: 0; 2029: 0; 2030: 2.8439; 2031: 0; 2032: 0; 2033: 57.7665; 2034: 0; 2035: 0; 2036: 0; 2039: 0; 2040: 0
2018-02-22 23:00 | 2 | 22 | 5 | 0 | 0 | 0 | 1.2252 | 2.4505 | 0 | 20.3125 | 10.5647 | 17.0341 | 17.0341 | 49.7758 | 0 | 0 | 2024: 49.7758; 2025: 0; 2026: 0; 2027: 0; 2028: 0; 2029: 0; 2030: 2.4505; 2031: 0; 2032: 0; 2033: 49.7758; 2034: 0; 2035: 0; 2036: 0; 2039: 0; 2040: 0
2018-02-23 | 2 | 23 | 5 | 0 | 0 | 0 | 1.1597 | 2.3193 | 0 | 20.3125 | 10.5647 | 17.0341 | 17.0341 | 47.1117 | 0 | 0 | 2024: 47.1117; 2025: 0; 2026: 0; 2027: 0; 2028: 0; 2029: 0; 2030: 2.3193; 2031: 0; 2032: 0; 2033: 47.1117; 2034: 0; 2035: 0; 2036: 0; 2039: 0; 2040: 0
2018-02-23 01:00 | 2 | 0 | 6 | 0 | 0 | 0 | 1.084 | 2.168 | 0 | 20.3125 | 10.5647 | 17.0341 | 17.0341 | 44.0369 | 0 | 0 | 2024: 44.0369; 2025: 0; 2026: 0; 2027: 0; 2028: 0; 2029: 0; 2030: 2.168; 2031: 0; 2032: 0; 2033: 44.0369; 2034: 0; 2035: 0; 2036: 0; 2039: 0; 2040: 0
2018-02-23 02:00 | 2 | 1 | 6 | 0 | 0 | 0 | 1.1054 | 2.2108 | 0 | 20.3125 | 10.5647 | 17.0341 | 17.0341 | 44.906 | 0 | 0 | 2024: 44.906; 2025: 0; 2026: 0; 2027: 0; 2028: 0; 2029: 0; 2030: 2.2108; 2031: 0; 2032: 0; 2033: 44.906; 2034: 0; 2035: 0; 2036: 0; 2039: 0; 2040: 0
2018-02-23 03:00 | 2 | 2 | 6 | 0 | 0 | 0 | 1.1506 | 2.3012 | 0 | 20.3125 | 10.5647 | 17.0341 | 17.0341 | 46.7421 | 0 | 0 | 2024: 46.7421; 2025: 0; 2026: 0; 2027: 0; 2028: 0; 2029: 0; 2030: 2.3012; 2031: 0; 2032: 0; 2033: 46.7421; 2034: 0; 2035: 0; 2036: 0; 2039: 0; 2040: 0
2018-02-23 04:00 | 2 | 3 | 6 | 0 | 0 | 0 | 1.22 | 2.4399 | 0 | 20.3125 | 10.5647 | 17.0341 | 17.0341 | 49.561 | 0 | 0 | 2024: 49.561; 2025: 0; 2026: 0; 2027: 0; 2028: 0; 2029: 0; 2030: 2.4399; 2031: 0; 2032: 0; 2033: 49.561; 2034: 0; 2035: 0; 2036: 0; 2039: 0; 2040: 0
2018-02-23 05:00 | 2 | 4 | 6 | 0 | 0 | 0 | 1.2731 | 2.5461 | 0 | 20.3125 | 10.5647 | 17.0341 | 17.0341 | 51.7186 | 0 | 0 | 2024: 51.7186; 2025: 0; 2026: 0; 2027: 0; 2028: 0; 2029: 0; 2030: 2.5461; 2031: 0; 2032: 0; 2033: 51.7186; 2034: 0; 2035: 0; 2036: 0; 2039: 0; 2040: 0
2018-02-23 06:00 | 2 | 5 | 6 | 0 | 0 | 0 | 1.5581 | 3.1162 | 0 | 20.3125 | 10.5647 | 17.0341 | 17.0341 | 63.2981 | 0 | 0 | 2024: 63.2981; 2025: 0; 2026: 0; 2027: 0; 2028: 0; 2029: 0; 2030: 3.1162; 2031: 0; 2032: 0; 2033: 63.2981; 2034: 0; 2035: 0; 2036: 0; 2039: 0; 2040: 0
2018-02-23 07:00 | 2 | 6 | 6 | 0 | 0 | 0.0054678 | 1.739 | 3.4781 | 0.043742 | 20.3125 | 10.5647 | 17.0341 | 17.0341 | 70.6482 | 0.043742 | 0 | 2024: 69.7597; 2025: 0.88851; 2026: 0; 2027: 0.74511; 2028: 0; 2029: 0; 2030: 3.4343; 2031: 0; 2032: 0; 2033: 69.7597; 2034: 0.88851; 2035: 0; 2036: 0.74511; 2039: 0.0054678; 2040: 0.0017377
2018-02-23 08:00 | 2 | 7 | 6 | 0 | 0 | 0.18602 | 1.733 | 3.4661 | 1.4882 | 20.3125 | 10.5647 | 17.0341 | 17.0341 | 70.4048 | 1.4882 | 0 | 2024: 40.1759; 2025: 30.2289; 2026: 0; 2027: 25.3501; 2028: 0; 2029: 0; 2030: 1.9779; 2031: 0; 2032: 0; 2033: 40.1759; 2034: 30.2289; 2035: 0; 2036: 25.3501; 2039: 0.18602; 2040: 0.040074
2018-02-23 09:00 | 2 | 8 | 6 | 0 | 0 | 0.39149 | 1.6455 | 3.2911 | 3.1319 | 20.3125 | 10.5647 | 17.0341 | 17.0341 | 66.8503 | 3.1319 | 0 | 2024: 3.2333; 2025: 63.617; 2026: 0; 2027: 53.3494; 2028: 0; 2029: 0; 2030: 0.15918; 2031: 0; 2032: 0; 2033: 3.2333; 2034: 63.617; 2035: 0; 2036: 53.3494; 2039: 0.39149; 2040: 0.14539
2018-02-23 10:00 | 2 | 9 | 6 | 0 | 0 | 0.54024 | 1.5857 | 3.1714 | 4.3219 | 20.3125 | 10.5647 | 17.0341 | 17.0341 | 64.42 | 3.1714 | 1.1505 | 2024: 0; 2025: 64.42; 2026: 12.1546; 2027: 73.6203; 2028: 1.1505; 2029: 1.1505; 2030: 0; 2031: 0; 2032: 0; 2033: 0; 2034: 64.42; 2035: 0; 2036: 73.6203; 2039: 0.54024; 2040: 0.20463
2018-02-23 11:00 | 2 | 10 | 6 | 0 | 0 | 0.63736 | 1.5553 | 3.1107 | 5.0988 | 20.3125 | 10.5647 | 17.0341 | 17.0341 | 63.1856 | 3.1107 | 1.9882 | 2024: 0; 2025: 63.1856; 2026: 21.0045; 2027: 86.8545; 2028: 1.9882; 2029: 3.1387; 2030: 0; 2031: 0; 2032: 0; 2033: 0; 2034: 63.1856; 2035: 0; 2036: 86.8545; 2039: 0.63736; 2040: 0.32596
2018-02-23 12:00 | 2 | 11 | 6 | 0 | 0 | 0.68523 | 1.5149 | 3.0299 | 5.4818 | 20.3125 | 10.5647 | 17.0341 | 17.0341 | 61.5447 | 3.0299 | 2.4519 | 2024: 0; 2025: 61.5447; 2026: 25.9038; 2027: 93.3779; 2028: 2.4519; 2029: 5.5906; 2030: 0; 2031: 0; 2032: 0; 2033: 0; 2034: 61.5447; 2035: 0; 2036: 93.3779; 2039: 0.68523; 2040: 0.59286
2018-02-23 13:00 | 2 | 12 | 6 | 0 | 0 | 0.67703 | 1.3993 | 2.7986 | 5.4163 | 20.3125 | 10.5647 | 17.0341 | 17.0341 | 56.8462 | 2.7986 | 2.6177 | 2024: 0; 2025: 56.8462; 2026: 27.6551; 2027: 92.2614; 2028: 2.6177; 2029: 8.2083; 2030: 0; 2031: 0; 2032: 0; 2033: 0; 2034: 56.8462; 2035: 0; 2036: 92.2614; 2039: 0.67703; 2040: 0.46661
2018-02-23 14:00 | 2 | 13 | 6 | 0 | 0 | 0.6107 | 1.3385 | 2.6769 | 4.8856 | 20.3125 | 10.5647 | 17.0341 | 17.0341 | 54.3748 | 2.6769 | 2.2087 | 2024: 0; 2025: 54.3748; 2026: 23.3344; 2027: 83.2224; 2028: 2.2087; 2029: 10.417; 2030: 0; 2031: 0; 2032: 0; 2033: 0; 2034: 54.3748; 2035: 0; 2036: 83.2224; 2039: 0.6107; 2040: 0.35227
2018-02-23 15:00 | 2 | 14 | 6 | 0 | 0 | 0.49101 | 1.2794 | 2.5588 | 3.9281 | 20.3125 | 10.5647 | 17.0341 | 17.0341 | 51.9766 | 2.5588 | 1.3692 | 2024: 0; 2025: 51.9766; 2026: 14.4656; 2027: 66.9115; 2028: 1.3692; 2029: 11.7862; 2030: 0; 2031: 0; 2032: 0; 2033: 0; 2034: 51.9766; 2035: 0; 2036: 66.9115; 2039: 0.49101; 2040: 0.22323
2018-02-23 16:00 | 2 | 15 | 6 | 0 | 1 | 0.32166 | 1.3666 | 2.7332 | 2.5732 | 21.7915 | 12.0437 | 17.0341 | 17.0341 | 59.5611 | 2.5732 | 0 | 2024: 3.4862; 2025: 56.0749; 2026: 0; 2027: 43.8331; 2028: 0; 2029: 11.7862; 2030: 0.15998; 2031: 0.15998; 2032: 0; 2033: 0; 2034: 59.5611; 2035: 0; 2036: 43.8331; 2039: 0.32166; 2040: 0.054943
2018-02-23 17:00 | 2 | 16 | 6 | 0 | 1 | 0.10875 | 1.5155 | 3.031 | 0.87001 | 21.7915 | 12.0437 | 17.0341 | 17.0341 | 66.0506 | 0.87001 | 0 | 2024: 47.0919; 2025: 18.9588; 2026: 0; 2027: 14.8198; 2028: 0; 2029: 11.6123; 2030: 2.161; 2031: 2.161; 2032: 0; 2033: 0; 2034: 66.0506; 2035: 0; 2036: 14.8198; 2039: 0.10875; 2040: 0.041131
2018-02-23 18:00 | 2 | 17 | 6 | 0 | 1 | 0 | 1.6595 | 3.319 | 0 | 21.7915 | 12.0437 | 17.0341 | 17.0341 | 72.3251 | 0 | 0 | 2024: 72.3251; 2025: 0; 2026: 0; 2027: 0; 2028: 0; 2029: 9.2634; 2030: 3.319; 2031: 3.319; 2032: 0; 2033: 0; 2034: 72.3251; 2035: 0; 2036: 0; 2039: 0; 2040: 0
2018-02-23 19:00 | 2 | 18 | 6 | 0 | 1 | 0 | 1.7134 | 3.4268 | 0 | 21.7915 | 12.0437 | 17.0341 | 17.0341 | 74.674 | 0 | 0 | 2024: 74.674; 2025: 0; 2026: 0; 2027: 0; 2028: 0; 2029: 5.6558; 2030: 3.4268; 2031: 3.4268; 2032: 0; 2033: 0; 2034: 74.674; 2035: 0; 2036: 0; 2039: 0; 2040: 0
2018-02-23 20:00 | 2 | 19 | 6 | 0 | 0 | 0 | 1.6951 | 3.3902 | 0 | 20.3125 | 10.5647 | 17.0341 | 17.0341 | 68.8634 | 0 | 0 | 2024: 68.8634; 2025: 0; 2026: 0; 2027: 0; 2028: 0; 2029: 1.9311; 2030: 3.3902; 2031: 1.7766; 2032: 0; 2033: 32.7766; 2034: 36.0868; 2035: 0; 2036: 0; 2039: 0; 2040: 0
2018-02-23 21:00 | 2 | 20 | 6 | 0 | 0 | 0 | 1.6514 | 3.3028 | 0 | 20.3125 | 10.5647 | 17.0341 | 17.0341 | 67.0884 | 0 | 0 | 2024: 67.0884; 2025: 0; 2026: 0; 2027: 0; 2028: 0; 2029: 0; 2030: 3.3028; 2031: 0; 2032: 0; 2033: 67.0884; 2034: 0; 2035: 0; 2036: 0; 2039: 0; 2040: 0
2018-02-23 22:00 | 2 | 21 | 6 | 0 | 0 | 0 | 1.3887 | 2.7774 | 0 | 20.3125 | 10.5647 | 17.0341 | 17.0341 | 56.4169 | 0 | 0 | 2024: 56.4169; 2025: 0; 2026: 0; 2027: 0; 2028: 0; 2029: 0; 2030: 2.7774; 2031: 0; 2032: 0; 2033: 56.4169; 2034: 0; 2035: 0; 2036: 0; 2039: 0; 2040: 0
2018-02-23 23:00 | 2 | 22 | 6 | 0 | 0 | 0 | 1.1412 | 2.2823 | 0 | 20.3125 | 10.5647 | 17.0341 | 17.0341 | 46.3593 | 0 | 0 | 2024: 46.3593; 2025: 0; 2026: 0; 2027: 0; 2028: 0; 2029: 0; 2030: 2.2823; 2031: 0; 2032: 0; 2033: 46.3593; 2034: 0; 2035: 0; 2036: 0; 2039: 0; 2040: 0
2018-02-24 | 2 | 23 | 6 | 0 | 0 | 0 | 1.0802 | 2.1603 | 0 | 20.3125 | 10.5647 | 17.0341 | 17.0341 | 43.8816 | 0 | 0 | 2024: 43.8816; 2025: 0; 2026: 0; 2027: 0; 2028: 0; 2029: 0; 2030: 2.1603; 2031: 0; 2032: 0; 2033: 43.8816; 2034: 0; 2035: 0; 2036: 0; 2039: 0; 2040: 0
2018-02-24 01:00 | 2 | 0 | 7 | 0 | 0 | 0 | 1.073 | 2.146 | 0 | 20.3125 | 10.5647 | 17.0341 | 17.0341 | 43.5911 | 0 | 0 | 2024: 43.5911; 2025: 0; 2026: 0; 2027: 0; 2028: 0; 2029: 0; 2030: 2.146; 2031: 0; 2032: 0; 2033: 43.5911; 2034: 0; 2035: 0; 2036: 0; 2039: 0; 2040: 0
2018-02-24 02:00 | 2 | 1 | 7 | 0 | 0 | 0 | 1.1021 | 2.2041 | 0 | 20.3125 | 10.5647 | 17.0341 | 17.0341 | 44.7716 | 0 | 0 | 2024: 44.7716; 2025: 0; 2026: 0; 2027: 0; 2028: 0; 2029: 0; 2030: 2.2041; 2031: 0; 2032: 0; 2033: 44.7716; 2034: 0; 2035: 0; 2036: 0; 2039: 0; 2040: 0
2018-02-24 03:00 | 2 | 2 | 7 | 0 | 0 | 0 | 1.1014 | 2.2028 | 0 | 20.3125 | 10.5647 | 17.0341 | 17.0341 | 44.7434 | 0 | 0 | 2024: 44.7434; 2025: 0; 2026: 0; 2027: 0; 2028: 0; 2029: 0; 2030: 2.2028; 2031: 0; 2032: 0; 2033: 44.7434; 2034: 0; 2035: 0; 2036: 0; 2039: 0; 2040: 0
2018-02-24 04:00 | 2 | 3 | 7 | 0 | 0 | 0 | 1.1378 | 2.2757 | 0 | 20.3125 | 10.5647 | 17.0341 | 17.0341 | 46.2245 | 0 | 0 | 2024: 46.2245; 2025: 0; 2026: 0; 2027: 0; 2028: 0; 2029: 0; 2030: 2.2757; 2031: 0; 2032: 0; 2033: 46.2245; 2034: 0; 2035: 0; 2036: 0; 2039: 0; 2040: 0
2018-02-24 05:00 | 2 | 4 | 7 | 0 | 0 | 0 | 1.1668 | 2.3337 | 0 | 20.3125 | 10.5647 | 17.0341 | 17.0341 | 47.4032 | 0 | 0 | 2024: 47.4032; 2025: 0; 2026: 0; 2027: 0; 2028: 0; 2029: 0; 2030: 2.3337; 2031: 0; 2032: 0; 2033: 47.4032; 2034: 0; 2035: 0; 2036: 0; 2039: 0; 2040: 0
2018-02-24 06:00 | 2 | 5 | 7 | 0 | 0 | 0 | 1.2537 | 2.5074 | 0 | 20.3125 | 10.5647 | 17.0341 | 17.0341 | 50.9312 | 0 | 0 | 2024: 50.9312; 2025: 0; 2026: 0; 2027: 0; 2028: 0; 2029: 0; 2030: 2.5074; 2031: 0; 2032: 0; 2033: 50.9312; 2034: 0; 2035: 0; 2036: 0; 2039: 0; 2040: 0
2018-02-24 07:00 | 2 | 6 | 7 | 0 | 0 | 0.0010017 | 1.4092 | 2.8185 | 0.0080134 | 20.3125 | 10.5647 | 17.0341 | 17.0341 | 57.2504 | 0.0080134 | 0 | 2024: 57.0876; 2025: 0.16277; 2026: 0; 2027: 0.1365; 2028: 0; 2029: 0; 2030: 2.8105; 2031: 0; 2032: 0; 2033: 57.0876; 2034: 0.16277; 2035: 0; 2036: 0.1365; 2039: 0.0010017; 2040: 0.0011013
2018-02-24 08:00 | 2 | 7 | 7 | 0 | 0 | 0.075881 | 1.5505 | 3.101 | 0.60705 | 20.3125 | 10.5647 | 17.0341 | 17.0341 | 62.9885 | 0.60705 | 0 | 2024: 50.6579; 2025: 12.3307; 2026: 0; 2027: 10.3405; 2028: 0; 2029: 0; 2030: 2.4939; 2031: 0; 2032: 0; 2033: 50.6579; 2034: 12.3307; 2035: 0; 2036: 10.3405; 2039: 0.075881; 2040: 0.095083
2018-02-24 09:00 | 2 | 8 | 7 | 0 | 0 | 0.24965 | 1.7227 | 3.4455 | 1.9972 | 20.3125 | 10.5647 | 17.0341 | 17.0341 | 69.9865 | 1.9972 | 0 | 2024: 29.4175; 2025: 40.5689; 2026: 0; 2027: 34.0213; 2028: 0; 2029: 0; 2030: 1.4482; 2031: 0; 2032: 0; 2033: 29.4175; 2034: 40.5689; 2035: 0; 2036: 34.0213; 2039: 0.24965; 2040: 0.078457
2018-02-24 10:00 | 2 | 9 | 7 | 0 | 0 | 0.2764 | 1.7569 | 3.5137 | 2.2112 | 20.3125 | 10.5647 | 17.0341 | 17.0341 | 71.372 | 2.2112 | 0 | 2024: 26.4564; 2025: 44.9157; 2026: 0; 2027: 37.6664; 2028: 0; 2029: 0; 2030: 1.3025; 2031: 0; 2032: 0; 2033: 26.4564; 2034: 44.9157; 2035: 0; 2036: 37.6664; 2039: 0.2764; 2040: 0.14375
2018-02-24 11:00 | 2 | 10 | 7 | 0 | 0 | 0.4895 | 1.6978 | 3.3955 | 3.916 | 20.3125 | 10.5647 | 17.0341 | 17.0341 | 68.972 | 3.3955 | 0.52043 | 2024: 0; 2025: 68.972; 2026: 5.4982; 2027: 66.7052; 2028: 0.52043; 2029: 0.52043; 2030: 0; 2031: 0; 2032: 0; 2033: 0; 2034: 68.972; 2035: 0; 2036: 66.7052; 2039: 0.4895; 2040: 0.22111
2018-02-24 12:00 | 2 | 11 | 7 | 0 | 0 | 0.49438 | 1.6244 | 3.2488 | 3.9551 | 20.3125 | 10.5647 | 17.0341 | 17.0341 | 65.9909 | 3.2488 | 0.70629 | 2024: 0; 2025: 65.9909; 2026: 7.4618; 2027: 67.3713; 2028: 0.70629; 2029: 1.2267; 2030: 0; 2031: 0; 2032: 0; 2033: 0; 2034: 65.9909; 2035: 0; 2036: 67.3713; 2039: 0.49438; 2040: 0.25643
2018-02-24 13:00 | 2 | 12 | 7 | 0 | 0 | 0.41241 | 1.5285 | 3.0569 | 3.2993 | 20.3125 | 10.5647 | 17.0341 | 17.0341 | 62.0937 | 3.0569 | 0.24236 | 2024: 0; 2025: 62.0937; 2026: 2.5605; 2027: 56.2004; 2028: 0.24236; 2029: 1.4691; 2030: 0; 2031: 0; 2032: 0; 2033: 0; 2034: 62.0937; 2035: 0; 2036: 56.2004; 2039: 0.41241; 2040: 0.26848
2018-02-24 14:00 | 2 | 13 | 7 | 0 | 0 | 0.29263 | 1.6115 | 3.2231 | 2.3411 | 20.3125 | 10.5647 | 17.0341 | 17.0341 | 65.4687 | 2.3411 | 0 | 2024: 17.916; 2025: 47.5527; 2026: 0; 2027: 39.8779; 2028: 0; 2029: 1.4691; 2030: 0.88202; 2031: 0.88202; 2032: 0; 2033: 0; 2034: 65.4687; 2035: 0; 2036: 39.8779; 2039: 0.29263; 2040: 0.2259
2018-02-24 15:00 | 2 | 14 | 7 | 0 | 0 | 0.19559 | 1.654 | 3.3079 | 1.5647 | 20.3125 | 10.5647 | 17.0341 | 17.0341 | 67.1923 | 1.5647 | 0 | 2024: 35.4086; 2025: 31.7837; 2026: 0; 2027: 26.6539; 2028: 0; 2029: 0.51036; 2030: 1.7432; 2031: 0.46953; 2032: 0; 2033: 25.8712; 2034: 41.3211; 2035: 0; 2036: 26.6539; 2039: 0.19559; 2040: 0.10912
2018-02-24 16:00 | 2 | 15 | 7 | 0 | 1 | 0.1951 | 1.7141 | 3.4281 | 1.5608 | 21.7915 | 12.0437 | 17.0341 | 17.0341 | 74.7034 | 1.5608 | 0 | 2024: 40.6914; 2025: 34.012; 2026: 0; 2027: 26.5868; 2028: 0; 2029: 0; 2030: 1.8673; 2031: 0; 2032: 0; 2033: 40.6914; 2034: 34.012; 2035: 0; 2036: 26.5868; 2039: 0.1951; 2040: 0.12395
2018-02-24 17:00 | 2 | 16 | 7 | 0 | 1 | 0.02596 | 1.8182 | 3.6363 | 0.20768 | 21.7915 | 12.0437 | 17.0341 | 17.0341 | 79.2413 | 0.20768 | 0 | 2024: 74.7156; 2025: 4.5257; 2026: 0; 2027: 3.5377; 2028: 0; 2029: 0; 2030: 3.4287; 2031: 0; 2032: 0; 2033: 74.7156; 2034: 4.5257; 2035: 0; 2036: 3.5377; 2039: 0.02596; 2040: 0.059172
2018-02-24 18:00 | 2 | 17 | 7 | 0 | 1 | 0 | 1.8909 | 3.7818 | 0 | 21.7915 | 12.0437 | 17.0341 | 17.0341 | 82.4101 | 0 | 0 | 2024: 82.4101; 2025: 0; 2026: 0; 2027: 0; 2028: 0; 2029: 0; 2030: 3.7818; 2031: 0; 2032: 0; 2033: 82.4101; 2034: 0; 2035: 0; 2036: 0; 2039: 0; 2040: 0
2018-02-24 19:00 | 2 | 18 | 7 | 0 | 1 | 0 | 2.0029 | 4.0058 | 0 | 21.7915 | 12.0437 | 17.0341 | 17.0341 | 87.2919 | 0 | 0 | 2024: 87.2919; 2025: 0; 2026: 0; 2027: 0; 2028: 0; 2029: 0; 2030: 4.0058; 2031: 0; 2032: 0; 2033: 87.2919; 2034: 0; 2035: 0; 2036: 0; 2039: 0; 2040: 0
2018-02-24 20:00 | 2 | 19 | 7 | 0 | 0 | 0 | 2.0729 | 4.1458 | 0 | 20.3125 | 10.5647 | 17.0341 | 17.0341 | 84.211 | 0 | 0 | 2024: 84.211; 2025: 0; 2026: 0; 2027: 0; 2028: 0; 2029: 0; 2030: 4.1458; 2031: 0; 2032: 0; 2033: 84.211; 2034: 0; 2035: 0; 2036: 0; 2039: 0; 2040: 0
2018-02-24 21:00 | 2 | 20 | 7 | 0 | 0 | 0 | 1.9211 | 3.8423 | 0 | 20.3125 | 10.5647 | 17.0341 | 17.0341 | 78.0458 | 0 | 0 | 2024: 78.0458; 2025: 0; 2026: 0; 2027: 0; 2028: 0; 2029: 0; 2030: 3.8423; 2031: 0; 2032: 0; 2033: 78.0458; 2034: 0; 2035: 0; 2036: 0; 2039: 0; 2040: 0
2018-02-24 22:00 | 2 | 21 | 7 | 0 | 0 | 0 | 1.6246 | 3.2492 | 0 | 20.3125 | 10.5647 | 17.0341 | 17.0341 | 65.9999 | 0 | 0 | 2024: 65.9999; 2025: 0; 2026: 0; 2027: 0; 2028: 0; 2029: 0; 2030: 3.2492; 2031: 0; 2032: 0; 2033: 65.9999; 2034: 0; 2035: 0; 2036: 0; 2039: 0; 2040: 0
2018-02-24 23:00 | 2 | 22 | 7 | 0 | 0 | 0 | 1.4289 | 2.8577 | 0 | 20.3125 | 10.5647 | 17.0341 | 17.0341 | 58.0476 | 0 | 0 | 2024: 58.0476; 2025: 0; 2026: 0; 2027: 0; 2028: 0; 2029: 0; 2030: 2.8577; 2031: 0; 2032: 0; 2033: 58.0476; 2034: 0; 2035: 0; 2036: 0; 2039: 0; 2040: 0
2018-02-25 | 2 | 23 | 7 | 0 | 0 | 0 | 1.3627 | 2.7254 | 0 | 20.3125 | 10.5647 | 17.0341 | 17.0341 | 55.3597 | 0 | 0 | 2024: 55.3597; 2025: 0; 2026: 0; 2027: 0; 2028: 0; 2029: 0; 2030: 2.7254; 2031: 0; 2032: 0; 2033: 55.3597; 2034: 0; 2035: 0; 2036: 0; 2039: 0; 2040: 0
2018-02-25 01:00 | 2 | 0 | 1 | 0 | 0 | 0 | 1.2392 | 2.4783 | 0 | 20.3125 | 10.5647 | 17.0341 | 17.0341 | 50.3405 | 0 | 0 | 2024: 50.3405; 2025: 0; 2026: 0; 2027: 0; 2028: 0; 2029: 0; 2030: 2.4783; 2031: 0; 2032: 0; 2033: 50.3405; 2034: 0; 2035: 0; 2036: 0; 2039: 0; 2040: 0
2018-02-25 02:00 | 2 | 1 | 1 | 0 | 0 | 0 | 1.1862 | 2.3724 | 0 | 20.3125 | 10.5647 | 17.0341 | 17.0341 | 48.1896 | 0 | 0 | 2024: 48.1896; 2025: 0; 2026: 0; 2027: 0; 2028: 0; 2029: 0; 2030: 2.3724; 2031: 0; 2032: 0; 2033: 48.1896; 2034: 0; 2035: 0; 2036: 0; 2039: 0; 2040: 0
2018-02-25 03:00 | 2 | 2 | 1 | 0 | 0 | 0 | 1.2047 | 2.4094 | 0 | 20.3125 | 10.5647 | 17.0341 | 17.0341 | 48.9412 | 0 | 0 | 2024: 48.9412; 2025: 0; 2026: 0; 2027: 0; 2028: 0; 2029: 0; 2030: 2.4094; 2031: 0; 2032: 0; 2033: 48.9412; 2034: 0; 2035: 0; 2036: 0; 2039: 0; 2040: 0
2018-02-25 04:00 | 2 | 3 | 1 | 0 | 0 | 0 | 1.2268 | 2.4535 | 0 | 20.3125 | 10.5647 | 17.0341 | 17.0341 | 49.8369 | 0 | 0 | 2024: 49.8369; 2025: 0; 2026: 0; 2027: 0; 2028: 0; 2029: 0; 2030: 2.4535; 2031: 0; 2032: 0; 2033: 49.8369; 2034: 0; 2035: 0; 2036: 0; 2039: 0; 2040: 0
2018-02-25 05:00 | 2 | 4 | 1 | 0 | 0 | 0 | 1.2291 | 2.4581 | 0 | 20.3125 | 10.5647 | 17.0341 | 17.0341 | 49.9306 | 0 | 0 | 2024: 49.9306; 2025: 0; 2026: 0; 2027: 0; 2028: 0; 2029: 0; 2030: 2.4581; 2031: 0; 2032: 0; 2033: 49.9306; 2034: 0; 2035: 0; 2036: 0; 2039: 0; 2040: 0
2018-02-25 06:00 | 2 | 5 | 1 | 0 | 0 | 0 | 1.3182 | 2.6364 | 0 | 20.3125 | 10.5647 | 17.0341 | 17.0341 | 53.5526 | 0 | 0 | 2024: 53.5526; 2025: 0; 2026: 0; 2027: 0; 2028: 0; 2029: 0; 2030: 2.6364; 2031: 0; 2032: 0; 2033: 53.5526; 2034: 0; 2035: 0; 2036: 0; 2039: 0; 2040: 0
2018-02-25 07:00 | 2 | 6 | 1 | 0 | 0 | 0 | 1.428 | 2.856 | 0 | 20.3125 | 10.5647 | 17.0341 | 17.0341 | 58.0124 | 0 | 0 | 2024: 58.0124; 2025: 0; 2026: 0; 2027: 0; 2028: 0; 2029: 0; 2030: 2.856; 2031: 0; 2032: 0; 2033: 58.0124; 2034: 0; 2035: 0; 2036: 0; 2039: 0; 2040: 0.0035087
2018-02-25 08:00 | 2 | 7 | 1 | 0 | 0 | 0.018533 | 1.502 | 3.004 | 0.14826 | 20.3125 | 10.5647 | 17.0341 | 17.0341 | 61.0183 | 0.14826 | 0 | 2024: 58.0067; 2025: 3.0116; 2026: 0; 2027: 2.5255; 2028: 0; 2029: 0; 2030: 2.8557; 2031: 0; 2032: 0; 2033: 58.0067; 2034: 3.0116; 2035: 0; 2036: 2.5255; 2039: 0.018533; 2040: 0.1136
2018-02-25 09:00 | 2 | 8 | 1 | 0 | 0 | 0.18583 | 1.5955 | 3.1911 | 1.4867 | 20.3125 | 10.5647 | 17.0341 | 17.0341 | 64.8187 | 1.4867 | 0 | 2024: 34.621; 2025: 30.1977; 2026: 0; 2027: 25.3239; 2028: 0; 2029: 0; 2030: 1.7044; 2031: 0; 2032: 0; 2033: 34.621; 2034: 30.1977; 2035: 0; 2036: 25.3239; 2039: 0.18583; 2040: 0.28958
2018-02-25 10:00 | 2 | 9 | 1 | 0 | 0 | 0.11096 | 1.6873 | 3.3747 | 0.88765 | 20.3125 | 10.5647 | 17.0341 | 17.0341 | 68.548 | 0.88765 | 0 | 2024: 50.5176; 2025: 18.0304; 2026: 0; 2027: 15.1203; 2028: 0; 2029: 0; 2030: 2.487; 2031: 0; 2032: 0; 2033: 50.5176; 2034: 18.0304; 2035: 0; 2036: 15.1203; 2039: 0.11096; 2040: 0.51609
2018-02-25 11:00 | 2 | 10 | 1 | 0 | 0 | 0.14754 | 1.6723 | 3.3446 | 1.1803 | 20.3125 | 10.5647 | 17.0341 | 17.0341 | 67.9381 | 1.1803 | 0 | 2024: 43.9631; 2025: 23.9749; 2026: 0; 2027: 20.1055; 2028: 0; 2029: 0; 2030: 2.1643; 2031: 0; 2032: 0; 2033: 43.9631; 2034: 23.9749; 2035: 0; 2036: 20.1055; 2039: 0.14754; 2040: 0.68159
2018-02-25 12:00 | 2 | 11 | 1 | 0 | 0 | 0.083348 | 1.6649 | 3.3298 | 0.66679 | 20.3125 | 10.5647 | 17.0341 | 17.0341 | 67.6362 | 0.66679 | 0 | 2024: 54.0921; 2025: 13.5441; 2026: 0; 2027: 11.3581; 2028: 0; 2029: 0; 2030: 2.663; 2031: 0; 2032: 0; 2033: 54.0921; 2034: 13.5441; 2035: 0; 2036: 11.3581; 2039: 0.083348; 2040: 0.76923
2018-02-25 13:00 | 2 | 12 | 1 | 0 | 0 | 0.14545 | 1.5262 | 3.0525 | 1.1636 | 20.3125 | 10.5647 | 17.0341 | 17.0341 | 62.003 | 1.1636 | 0 | 2024: 38.3674; 2025: 23.6356; 2026: 0; 2027: 19.8209; 2028: 0; 2029: 0; 2030: 1.8889; 2031: 0; 2032: 0; 2033: 38.3674; 2034: 23.6356; 2035: 0; 2036: 19.8209; 2039: 0.14545; 2040: 0.7442
2018-02-25 14:00 | 2 | 13 | 1 | 0 | 0 | 0.12715 | 1.4963 | 2.9927 | 1.0172 | 20.3125 | 10.5647 | 17.0341 | 17.0341 | 60.7884 | 1.0172 | 0 | 2024: 40.1269; 2025: 20.6616; 2026: 0; 2027: 17.3269; 2028: 0; 2029: 0; 2030: 1.9755; 2031: 0; 2032: 0; 2033: 40.1269; 2034: 20.6616; 2035: 0; 2036: 17.3269; 2039: 0.12715; 2040: 0.61653
2018-02-25 15:00 | 2 | 14 | 1 | 0 | 0 | 0.10398 | 1.4465 | 2.8931 | 0.83181 | 20.3125 | 10.5647 | 17.0341 | 17.0341 | 58.7655 | 0.83181 | 0 | 2024: 41.8694; 2025: 16.8961; 2026: 0; 2027: 14.1691; 2028: 0; 2029: 0; 2030: 2.0613; 2031: 0; 2032: 0; 2033: 41.8694; 2034: 16.8961; 2035: 0; 2036: 14.1691; 2039: 0.10398; 2040: 0.48879
2018-02-25 16:00 | 2 | 15 | 1 | 0 | 1 | 0.10957 | 1.5626 | 3.1252 | 0.87654 | 21.7915 | 12.0437 | 17.0341 | 17.0341 | 68.1027 | 0.87654 | 0 | 2024: 49.0017; 2025: 19.101; 2026: 0; 2027: 14.931; 2028: 0; 2029: 0; 2030: 2.2487; 2031: 0; 2032: 0; 2033: 49.0017; 2034: 19.101; 2035: 0; 2036: 14.931; 2039: 0.10957; 2040: 0.27383
2018-02-25 17:00 | 2 | 16 | 1 | 0 | 1 | 0.018085 | 1.6241 | 3.2483 | 0.14468 | 21.7915 | 12.0437 | 17.0341 | 17.0341 | 70.7844 | 0.14468 | 0 | 2024: 67.6316; 2025: 3.1528; 2026: 0; 2027: 2.4645; 2028: 0; 2029: 0; 2030: 3.1036; 2031: 0; 2032: 0; 2033: 67.6316; 2034: 3.1528; 2035: 0; 2036: 2.4645; 2039: 0.018085; 2040: 0.068383
2018-02-25 18:00 | 2 | 17 | 1 | 0 | 1 | 0 | 1.7444 | 3.4887 | 0 | 21.7915 | 12.0437 | 17.0341 | 17.0341 | 76.0244 | 0 | 0 | 2024: 76.0244; 2025: 0; 2026: 0; 2027: 0; 2028: 0; 2029: 0; 2030: 3.4887; 2031: 0; 2032: 0; 2033: 76.0244; 2034: 0; 2035: 0; 2036: 0; 2039: 0; 2040: 0
2018-02-25 19:00 | 2 | 18 | 1 | 0 | 1 | 0 | 1.7767 | 3.5533 | 0 | 21.7915 | 12.0437 | 17.0341 | 17.0341 | 77.4323 | 0 | 0 | 2024: 77.4323; 2025: 0; 2026: 0; 2027: 0; 2028: 0; 2029: 0; 2030: 3.5533; 2031: 0; 2032: 0; 2033: 77.4323; 2034: 0; 2035: 0; 2036: 0; 2039: 0; 2040: 0
2018-02-25 20:00 | 2 | 19 | 1 | 0 | 0 | 0 | 1.7301 | 3.4602 | 0 | 20.3125 | 10.5647 | 17.0341 | 17.0341 | 70.2847 | 0 | 0 | 2024: 70.2847; 2025: 0; 2026: 0; 2027: 0; 2028: 0; 2029: 0; 2030: 3.4602; 2031: 0; 2032: 0; 2033: 70.2847; 2034: 0; 2035: 0; 2036: 0; 2039: 0; 2040: 0
2018-02-25 21:00 | 2 | 20 | 1 | 0 | 0 | 0 | 1.6111 | 3.2222 | 0 | 20.3125 | 10.5647 | 17.0341 | 17.0341 | 65.4514 | 0 | 0 | 2024: 65.4514; 2025: 0; 2026: 0; 2027: 0; 2028: 0; 2029: 0; 2030: 3.2222; 2031: 0; 2032: 0; 2033: 65.4514; 2034: 0; 2035: 0; 2036: 0; 2039: 0; 2040: 0
2018-02-25 22:00 | 2 | 21 | 1 | 0 | 0 | 0 | 1.3336 | 2.6672 | 0 | 20.3125 | 10.5647 | 17.0341 | 17.0341 | 54.177 | 0 | 0 | 2024: 54.177; 2025: 0; 2026: 0; 2027: 0; 2028: 0; 2029: 0; 2030: 2.6672; 2031: 0; 2032: 0; 2033: 54.177; 2034: 0; 2035: 0; 2036: 0; 2039: 0; 2040: 0
2018-02-25 23:00 | 2 | 22 | 1 | 0 | 0 | 0 | 1.1747 | 2.3495 | 0 | 20.3125 | 10.5647 | 17.0341 | 17.0341 | 47.7237 | 0 | 0 | 2024: 47.7237; 2025: 0; 2026: 0; 2027: 0; 2028: 0; 2029: 0; 2030: 2.3495; 2031: 0; 2032: 0; 2033: 47.7237; 2034: 0; 2035: 0; 2036: 0; 2039: 0; 2040: 0
2018-02-26 | 2 | 23 | 1 | 0 | 0 | 0 | 1.0693 | 2.1385 | 0 | 20.3125 | 10.5647 | 17.0341 | 17.0341 | 43.4392 | 0 | 0 | 2024: 43.4392; 2025: 0; 2026: 0; 2027: 0; 2028: 0; 2029: 0; 2030: 2.1385; 2031: 0; 2032: 0; 2033: 43.4392; 2034: 0; 2035: 0; 2036: 0; 2039: 0; 2040: 0
2018-02-26 01:00 | 2 | 0 | 2 | 0 | 0 | 0 | 1.0299 | 2.0598 | 0 | 20.3125 | 10.5647 | 17.0341 | 17.0341 | 41.8393 | 0 | 0 | 2024: 41.8393; 2025: 0; 2026: 0; 2027: 0; 2028: 0; 2029: 0; 2030: 2.0598; 2031: 0; 2032: 0; 2033: 41.8393; 2034: 0; 2035: 0; 2036: 0; 2039: 0; 2040: 0
2018-02-26 02:00 | 2 | 1 | 2 | 0 | 0 | 0 | 1.0495 | 2.0991 | 0 | 20.3125 | 10.5647 | 17.0341 | 17.0341 | 42.6374 | 0 | 0 | 2024: 42.6374; 2025: 0; 2026: 0; 2027: 0; 2028: 0; 2029: 0; 2030: 2.0991; 2031: 0; 2032: 0; 2033: 42.6374; 2034: 0; 2035: 0; 2036: 0; 2039: 0; 2040: 0
2018-02-26 03:00 | 2 | 2 | 2 | 0 | 0 | 0 | 1.0643 | 2.1285 | 0 | 20.3125 | 10.5647 | 17.0341 | 17.0341 | 43.2354 | 0 | 0 | 2024: 43.2354; 2025: 0; 2026: 0; 2027: 0; 2028: 0; 2029: 0; 2030: 2.1285; 2031: 0; 2032: 0; 2033: 43.2354; 2034: 0; 2035: 0; 2036: 0; 2039: 0; 2040: 0
2018-02-26 04:00 | 2 | 3 | 2 | 0 | 0 | 0 | 1.1311 | 2.2622 | 0 | 20.3125 | 10.5647 | 17.0341 | 17.0341 | 45.9519 | 0 | 0 | 2024: 45.9519; 2025: 0; 2026: 0; 2027: 0; 2028: 0; 2029: 0; 2030: 2.2622; 2031: 0; 2032: 0; 2033: 45.9519; 2034: 0; 2035: 0; 2036: 0; 2039: 0; 2040: 0
2018-02-26 05:00 | 2 | 4 | 2 | 0 | 0 | 0 | 1.262 | 2.5241 | 0 | 20.3125 | 10.5647 | 17.0341 | 17.0341 | 51.2698 | 0 | 0 | 2024: 51.2698; 2025: 0; 2026: 0; 2027: 0; 2028: 0; 2029: 0; 2030: 2.5241; 2031: 0; 2032: 0; 2033: 51.2698; 2034: 0; 2035: 0; 2036: 0; 2039: 0; 2040: 0
2018-02-26 06:00 | 2 | 5 | 2 | 0 | 0 | 0 | 1.4032 | 2.8064 | 0 | 20.3125 | 10.5647 | 17.0341 | 17.0341 | 57.0058 | 0 | 0 | 2024: 57.0058; 2025: 0; 2026: 0; 2027: 0; 2028: 0; 2029: 0; 2030: 2.8064; 2031: 0; 2032: 0; 2033: 57.0058; 2034: 0; 2035: 0; 2036: 0; 2039: 0; 2040: 0
2018-02-26 07:00 | 2 | 6 | 2 | 0 | 0 | 0.00034708 | 1.526 | 3.052 | 0.0027766 | 20.3125 | 10.5647 | 17.0341 | 17.0341 | 61.994 | 0.0027766 | 0 | 2024: 61.9376; 2025: 0.056401; 2026: 0; 2027: 0.047298; 2028: 0; 2029: 0; 2030: 3.0492; 2031: 0; 2032: 0; 2033: 61.9376; 2034: 0.056401; 2035: 0; 2036: 0.047298; 2039: 0.00034708; 2040: 0.0036133
2018-02-26 08:00 | 2 | 7 | 2 | 0 | 0 | 0.041981 | 1.5625 | 3.125 | 0.33585 | 20.3125 | 10.5647 | 17.0341 | 17.0341 | 63.4761 | 0.33585 | 0 | 2024: 56.6541; 2025: 6.822; 2026: 0; 2027: 5.721; 2028: 0; 2029: 0; 2030: 2.7891; 2031: 0; 2032: 0; 2033: 56.6541; 2034: 6.822; 2035: 0; 2036: 5.721; 2039: 0.041981; 2040: 0.086523
2018-02-26 09:00 | 2 | 8 | 2 | 0 | 0 | 0.081688 | 1.5745 | 3.149 | 0.6535 | 20.3125 | 10.5647 | 17.0341 | 17.0341 | 63.9638 | 0.6535 | 0 | 2024: 50.6895; 2025: 13.2743; 2026: 0; 2027: 11.1319; 2028: 0; 2029: 0; 2030: 2.4955; 2031: 0; 2032: 0; 2033: 50.6895; 2034: 13.2743; 2035: 0; 2036: 11.1319; 2039: 0.081688; 2040: 0.096026
2018-02-26 10:00 | 2 | 9 | 2 | 0 | 0 | 0.032268 | 1.607 | 3.2139 | 0.25814 | 20.3125 | 10.5647 | 17.0341 | 17.0341 | 65.2827 | 0.25814 | 0 | 2024: 60.0391; 2025: 5.2435; 2026: 0; 2027: 4.3972; 2028: 0; 2029: 0; 2030: 2.9558; 2031: 0; 2032: 0; 2033: 60.0391; 2034: 5.2435; 2035: 0; 2036: 4.3972; 2039: 0.032268; 2040: 0.23703
2018-02-26 11:00 | 2 | 10 | 2 | 0 | 0 | 0.03129 | 1.4983 | 2.9966 | 0.25032 | 20.3125 | 10.5647 | 17.0341 | 17.0341 | 60.8688 | 0.25032 | 0 | 2024: 55.7841; 2025: 5.0846; 2026: 0; 2027: 4.264; 2028: 0; 2029: 0; 2030: 2.7463; 2031: 0; 2032: 0; 2033: 55.7841; 2034: 5.0846; 2035: 0; 2036: 4.264; 2039: 0.03129; 2040: 0.38741
2018-02-26 12:00 | 2 | 11 | 2 | 0 | 0 | 0.036421 | 1.4212 | 2.8424 | 0.29137 | 20.3125 | 10.5647 | 17.0341 | 17.0341 | 57.7363 | 0.29137 | 0 | 2024: 51.8179; 2025: 5.9184; 2026: 0; 2027: 4.9632; 2028: 0; 2029: 0; 2030: 2.551; 2031: 0; 2032: 0; 2033: 51.8179; 2034: 5.9184; 2035: 0; 2036: 4.9632; 2039: 0.036421; 2040: 0.41794
2018-02-26 13:00 | 2 | 12 | 2 | 0 | 0 | 0.077683 | 1.2729 | 2.5457 | 0.62146 | 20.3125 | 10.5647 | 17.0341 | 17.0341 | 51.71 | 0.62146 | 0 | 2024: 39.0866; 2025: 12.6234; 2026: 0; 2027: 10.5861; 2028: 0; 2029: 0; 2030: 1.9243; 2031: 0; 2032: 0; 2033: 39.0866; 2034: 12.6234; 2035: 0; 2036: 10.5861; 2039: 0.077683; 2040: 0.45644
2018-02-26 14:00 | 2 | 13 | 2 | 0 | 0 | 0.044333 | 1.2166 | 2.4331 | 0.35467 | 20.3125 | 10.5647 | 17.0341 | 17.0341 | 49.4228 | 0.35467 | 0 | 2024: 42.2186; 2025: 7.2042; 2026: 0; 2027: 6.0415; 2028: 0; 2029: 0; 2030: 2.0785; 2031: 0; 2032: 0; 2033: 42.2186; 2034: 7.2042; 2035: 0; 2036: 6.0415; 2039: 0.044333; 2040: 0.49707
2018-02-26 15:00 | 2 | 14 | 2 | 0 | 0 | 0.077597 | 1.2528 | 2.5057 | 0.62078 | 20.3125 | 10.5647 | 17.0341 | 17.0341 | 50.8963 | 0.62078 | 0 | 2024: 38.2868; 2025: 12.6095; 2026: 0; 2027: 10.5744; 2028: 0; 2029: 0; 2030: 1.8849; 2031: 0; 2032: 0; 2033: 38.2868; 2034: 12.6095; 2035: 0; 2036: 10.5744; 2039: 0.077597; 2040: 0.34607
2018-02-26 16:00 | 2 | 15 | 2 | 0 | 1 | 0.13324 | 1.3628 | 2.7256 | 1.0659 | 21.7915 | 12.0437 | 17.0341 | 17.0341 | 59.3947 | 1.0659 | 0 | 2024: 36.1674; 2025: 23.2273; 2026: 0; 2027: 18.1565; 2028: 0; 2029: 0; 2030: 1.6597; 2031: 0; 2032: 0; 2033: 36.1674; 2034: 23.2273; 2035: 0; 2036: 18.1565; 2039: 0.13324; 2040: 0.16086
2018-02-26 17:00 | 2 | 16 | 2 | 0 | 1 | 0.025953 | 1.5086 | 3.0172 | 0.20763 | 21.7915 | 12.0437 | 17.0341 | 17.0341 | 65.7495 | 0.20763 | 0 | 2024: 61.225; 2025: 4.5245; 2026: 0; 2027: 3.5367; 2028: 0; 2029: 0; 2030: 2.8096; 2031: 0; 2032: 0; 2033: 61.225; 2034: 4.5245; 2035: 0; 2036: 3.5367; 2039: 0.025953; 2040: 0.044233
2018-02-26 18:00 | 2 | 17 | 2 | 0 | 1 | 0 | 1.6888 | 3.3776 | 0 | 21.7915 | 12.0437 | 17.0341 | 17.0341 | 73.6019 | 0 | 0 | 2024: 73.6019; 2025: 0; 2026: 0; 2027: 0; 2028: 0; 2029: 0; 2030: 3.3776; 2031: 0; 2032: 0; 2033: 73.6019; 2034: 0; 2035: 0; 2036: 0; 2039: 0; 2040: 0
2018-02-26 19:00 | 2 | 18 | 2 | 0 | 1 | 0 | 1.8043 | 3.6087 | 0 | 21.7915 | 12.0437 | 17.0341 | 17.0341 | 78.6386 | 0 | 0 | 2024: 78.6386; 2025: 0; 2026: 0; 2027: 0; 2028: 0; 2029: 0; 2030: 3.6087; 2031: 0; 2032: 0; 2033: 78.6386; 2034: 0; 2035: 0; 2036: 0; 2039: 0; 2040: 0
2018-02-26 20:00 | 2 | 19 | 2 | 0 | 0 | 0 | 1.8373 | 3.6746 | 0 | 20.3125 | 10.5647 | 17.0341 | 17.0341 | 74.6406 | 0 | 0 | 2024: 74.6406; 2025: 0; 2026: 0; 2027: 0; 2028: 0; 2029: 0; 2030: 3.6746; 2031: 0; 2032: 0; 2033: 74.6406; 2034: 0; 2035: 0; 2036: 0; 2039: 0; 2040: 0
2018-02-26 21:00 | 2 | 20 | 2 | 0 | 0 | 0 | 1.7459 | 3.4918 | 0 | 20.3125 | 10.5647 | 17.0341 | 17.0341 | 70.9273 | 0 | 0 | 2024: 70.9273; 2025: 0; 2026: 0; 2027: 0; 2028: 0; 2029: 0; 2030: 3.4918; 2031: 0; 2032: 0; 2033: 70.9273; 2034: 0; 2035: 0; 2036: 0; 2039: 0; 2040: 0
2018-02-26 22:00 | 2 | 21 | 2 | 0 | 0 | 0 | 1.5011 | 3.0022 | 0 | 20.3125 | 10.5647 | 17.0341 | 17.0341 | 60.9821 | 0 | 0 | 2024: 60.9821; 2025: 0; 2026: 0; 2027: 0; 2028: 0; 2029: 0; 2030: 3.0022; 2031: 0; 2032: 0; 2033: 60.9821; 2034: 0; 2035: 0; 2036: 0; 2039: 0; 2040: 0
2018-02-26 23:00 | 2 | 22 | 2 | 0 | 0 | 0 | 1.3887 | 2.7775 | 0 | 20.3125 | 10.5647 | 17.0341 | 17.0341 | 56.4171 | 0 | 0 | 2024: 56.4171; 2025: 0; 2026: 0; 2027: 0; 2028: 0; 2029: 0; 2030: 2.7775; 2031: 0; 2032: 0; 2033: 56.4171; 2034: 0; 2035: 0; 2036: 0; 2039: 0; 2040: 0
2018-02-27 | 2 | 23 | 2 | 0 | 0 | 0 | 1.3399 | 2.6798 | 0 | 20.3125 | 10.5647 | 17.0341 | 17.0341 | 54.4327 | 0 | 0 | 2024: 54.4327; 2025: 0; 2026: 0; 2027: 0; 2028: 0; 2029: 0; 2030: 2.6798; 2031: 0; 2032: 0; 2033: 54.4327; 2034: 0; 2035: 0; 2036: 0; 2039: 0; 2040: 0
2018-02-27 01:00 | 2 | 0 | 3 | 0 | 0 | 0 | 1.3094 | 2.6188 | 0 | 20.3125 | 10.5647 | 17.0341 | 17.0341 | 53.194 | 0 | 0 | 2024: 53.194; 2025: 0; 2026: 0; 2027: 0; 2028: 0; 2029: 0; 2030: 2.6188; 2031: 0; 2032: 0; 2033: 53.194; 2034: 0; 2035: 0; 2036: 0; 2039: 0; 2040: 0
2018-02-27 02:00 | 2 | 1 | 3 | 0 | 0 | 0 | 1.3034 | 2.6069 | 0 | 20.3125 | 10.5647 | 17.0341 | 17.0341 | 52.9525 | 0 | 0 | 2024: 52.9525; 2025: 0; 2026: 0; 2027: 0; 2028: 0; 2029: 0; 2030: 2.6069; 2031: 0; 2032: 0; 2033: 52.9525; 2034: 0; 2035: 0; 2036: 0; 2039: 0; 2040: 0
2018-02-27 03:00 | 2 | 2 | 3 | 0 | 0 | 0 | 1.2818 | 2.5635 | 0 | 20.3125 | 10.5647 | 17.0341 | 17.0341 | 52.0715 | 0 | 0 | 2024: 52.0715; 2025: 0; 2026: 0; 2027: 0; 2028: 0; 2029: 0; 2030: 2.5635; 2031: 0; 2032: 0; 2033: 52.0715; 2034: 0; 2035: 0; 2036: 0; 2039: 0; 2040: 0
2018-02-27 04:00 | 2 | 3 | 3 | 0 | 0 | 0 | 1.3161 | 2.6322 | 0 | 20.3125 | 10.5647 | 17.0341 | 17.0341 | 53.4656 | 0 | 0 | 2024: 53.4656; 2025: 0; 2026: 0; 2027: 0; 2028: 0; 2029: 0; 2030: 2.6322; 2031: 0; 2032: 0; 2033: 53.4656; 2034: 0; 2035: 0; 2036: 0; 2039: 0; 2040: 0
2018-02-27 05:00 | 2 | 4 | 3 | 0 | 0 | 0 | 1.374 | 2.7479 | 0 | 20.3125 | 10.5647 | 17.0341 | 17.0341 | 55.8177 | 0 | 0 | 2024: 55.8177; 2025: 0; 2026: 0; 2027: 0; 2028: 0; 2029: 0; 2030: 2.7479; 2031: 0; 2032: 0; 2033: 55.8177; 2034: 0; 2035: 0; 2036: 0; 2039: 0; 2040: 0
2018-02-27 06:00 | 2 | 5 | 3 | 0 | 0 | 0 | 1.5132 | 3.0264 | 0 | 20.3125 | 10.5647 | 17.0341 | 17.0341 | 61.4745 | 0 | 0 | 2024: 61.4745; 2025: 0; 2026: 0; 2027: 0; 2028: 0; 2029: 0; 2030: 3.0264; 2031: 0; 2032: 0; 2033: 61.4745; 2034: 0; 2035: 0; 2036: 0; 2039: 0; 2040: 0
2018-02-27 07:00 | 2 | 6 | 3 | 0 | 0 | 0.0045232 | 1.6134 | 3.2267 | 0.036186 | 20.3125 | 10.5647 | 17.0341 | 17.0341 | 65.5424 | 0.036186 | 0 | 2024: 64.8074; 2025: 0.73502; 2026: 0; 2027: 0.61639; 2028: 0; 2029: 0; 2030: 3.1905; 2031: 0; 2032: 0; 2033: 64.8074; 2034: 0.73502; 2035: 0; 2036: 0.61639; 2039: 0.0045232; 2040: 0.0039097
2018-02-27 08:00 | 2 | 7 | 3 | 0 | 0 | 0.090766 | 1.6097 | 3.2195 | 0.72613 | 20.3125 | 10.5647 | 17.0341 | 17.0341 | 65.3959 | 0.72613 | 0 | 2024: 50.6465; 2025: 14.7494; 2026: 0; 2027: 12.3689; 2028: 0; 2029: 0; 2030: 2.4934; 2031: 0; 2032: 0; 2033: 50.6465; 2034: 14.7494; 2035: 0; 2036: 12.3689; 2039: 0.090766; 2040: 0.10534
2018-02-27 09:00 | 2 | 8 | 3 | 0 | 0 | 0.26537 | 1.6198 | 3.2396 | 2.123 | 20.3125 | 10.5647 | 17.0341 | 17.0341 | 65.8047 | 2.123 | 0 | 2024: 22.6814; 2025: 43.1233; 2026: 0; 2027: 36.1634; 2028: 0; 2029: 0; 2030: 1.1166; 2031: 0; 2032: 0; 2033: 22.6814; 2034: 43.1233; 2035: 0; 2036: 36.1634; 2039: 0.26537; 2040: 0.21527
2018-02-27 10:00 | 2 | 9 | 3 | 0 | 0 | 0.33485 | 1.5242 | 3.0483 | 2.6788 | 20.3125 | 10.5647 | 17.0341 | 17.0341 | 61.9192 | 2.6788 | 0 | 2024: 7.5065; 2025: 54.4126; 2026: 0; 2027: 45.6307; 2028: 0; 2029: 0; 2030: 0.36955; 2031: 0; 2032: 0; 2033: 7.5065; 2034: 54.4126; 2035: 0; 2036: 45.6307; 2039: 0.33485; 2040: 0.30246
2018-02-27 11:00 | 2 | 10 | 3 | 0 | 0 | 0.51235 | 1.4846 | 2.9692 | 4.0988 | 20.3125 | 10.5647 | 17.0341 | 17.0341 | 60.3112 | 2.9692 | 1.1297 | 2024: 0; 2025: 60.3112; 2026: 11.9346; 2027: 69.8201; 2028: 1.1297; 2029: 1.1297; 2030: 0; 2031: 0; 2032: 0; 2033: 0; 2034: 60.3112; 2035: 0; 2036: 69.8201; 2039: 0.51235; 2040: 0.38214
2018-02-27 12:00 | 2 | 11 | 3 | 0 | 0 | 0.43191 | 1.4067 | 2.8133 | 3.4553 | 20.3125 | 10.5647 | 17.0341 | 17.0341 | 57.1452 | 2.8133 | 0.64199 | 2024: 0; 2025: 57.1452; 2026: 6.7824; 2027: 58.8579; 2028: 0.64199; 2029: 1.7717; 2030: 0; 2031: 0; 2032: 0; 2033: 0; 2034: 57.1452; 2035: 0; 2036: 58.8579; 2039: 0.43191; 2040: 0.47622
2018-02-27 13:00 | 2 | 12 | 3 | 0 | 0 | 0.58088 | 1.3179 | 2.6359 | 4.6471 | 20.3125 | 10.5647 | 17.0341 | 17.0341 | 53.5411 | 2.6359 | 2.0112 | 2024: 0; 2025: 53.5411; 2026: 21.2477; 2027: 79.1588; 2028: 2.0112; 2029: 3.7828; 2030: 0; 2031: 0; 2032: 0; 2033: 0; 2034: 53.5411; 2035: 0; 2036: 79.1588; 2039: 0.58088; 2040: 0.50387
2018-02-27 14:00 | 2 | 13 | 3 | 0 | 0 | 0.53243 | 1.2396 | 2.4792 | 4.2595 | 20.3125 | 10.5647 | 17.0341 | 17.0341 | 50.3591 | 2.4792 | 1.7802 | 2024: 0; 2025: 50.3591; 2026: 18.8078; 2027: 72.5563; 2028: 1.7802; 2029: 5.5631; 2030: 0; 2031: 0; 2032: 0; 2033: 0; 2034: 50.3591; 2035: 0; 2036: 72.5563; 2039: 0.53243; 2040: 0.4496
2018-02-27 15:00 | 2 | 14 | 3 | 0 | 0 | 0.39993 | 1.3041 | 2.6082 | 3.1995 | 20.3125 | 10.5647 | 17.0341 | 17.0341 | 52.9793 | 2.6082 | 0.59124 | 2024: 0; 2025: 52.9793; 2026: 6.2463; 2027: 54.5; 2028: 0.59124; 2029: 6.1543; 2030: 0; 2031: 0; 2032: 0; 2033: 0; 2034: 52.9793; 2035: 0; 2036: 54.5; 2039: 0.39993; 2040: 0.31776
2018-02-27 16:00 | 2 | 15 | 3 | 0 | 1 | 0.13075 | 1.3889 | 2.7777 | 1.046 | 21.7915 | 12.0437 | 17.0341 | 17.0341 | 60.5305 | 1.046 | 0 | 2024: 37.7361; 2025: 22.7944; 2026: 0; 2027: 17.8181; 2028: 0; 2029: 6.1543; 2030: 1.7317; 2031: 1.7317; 2032: 0; 2033: 0; 2034: 60.5305; 2035: 0; 2036: 17.8181; 2039: 0.13075; 2040: 0.174
2018-02-27 17:00 | 2 | 16 | 3 | 0 | 1 | 0.065893 | 1.5834 | 3.1668 | 0.52715 | 21.7915 | 12.0437 | 17.0341 | 17.0341 | 69.0084 | 0.52715 | 0 | 2024: 57.5211; 2025: 11.4873; 2026: 0; 2027: 8.9795; 2028: 0; 2029: 4.2721; 2030: 2.6396; 2031: 2.6396; 2032: 0; 2033: 0; 2034: 69.0084; 2035: 0; 2036: 8.9795; 2039: 0.065893; 2040: 0.056233
2018-02-27 18:00 | 2 | 17 | 3 | 0 | 1 | 0 | 1.7972 | 3.5944 | 0 | 21.7915 | 12.0437 | 17.0341 | 17.0341 | 78.3262 | 0 | 0 | 2024: 78.3262; 2025: 0; 2026: 0; 2027: 0; 2028: 0; 2029: 1.4029; 2030: 3.5944; 2031: 1.2907; 2032: 0; 2033: 50.2003; 2034: 28.1259; 2035: 0; 2036: 0; 2039: 0; 2040: 0
2018-02-27 19:00 | 2 | 18 | 3 | 0 | 1 | 0 | 1.8956 | 3.7912 | 0 | 21.7915 | 12.0437 | 17.0341 | 17.0341 | 82.6166 | 0 | 0 | 2024: 82.6166; 2025: 0; 2026: 0; 2027: 0; 2028: 0; 2029: 0; 2030: 3.7912; 2031: 0; 2032: 0; 2033: 82.6166; 2034: 0; 2035: 0; 2036: 0; 2039: 0; 2040: 0
2018-02-27 20:00 | 2 | 19 | 3 | 0 | 0 | 0 | 1.9226 | 3.8453 | 0 | 20.3125 | 10.5647 | 17.0341 | 17.0341 | 78.1076 | 0 | 0 | 2024: 78.1076; 2025: 0; 2026: 0; 2027: 0; 2028: 0; 2029: 0; 2030: 3.8453; 2031: 0; 2032: 0; 2033: 78.1076; 2034: 0; 2035: 0; 2036: 0; 2039: 0; 2040: 0
2018-02-27 21:00 | 2 | 20 | 3 | 0 | 0 | 0 | 1.8957 | 3.7913 | 0 | 20.3125 | 10.5647 | 17.0341 | 17.0341 | 77.0115 | 0 | 0 | 2024: 77.0115; 2025: 0; 2026: 0; 2027: 0; 2028: 0; 2029: 0; 2030: 3.7913; 2031: 0; 2032: 0; 2033: 77.0115; 2034: 0; 2035: 0; 2036: 0; 2039: 0; 2040: 0
2018-02-27 22:00 | 2 | 21 | 3 | 0 | 0 | 0 | 1.6233 | 3.2465 | 0 | 20.3125 | 10.5647 | 17.0341 | 17.0341 | 65.9449 | 0 | 0 | 2024: 65.9449; 2025: 0; 2026: 0; 2027: 0; 2028: 0; 2029: 0; 2030: 3.2465; 2031: 0; 2032: 0; 2033: 65.9449; 2034: 0; 2035: 0; 2036: 0; 2039: 0; 2040: 0
2018-02-27 23:00 | 2 | 22 | 3 | 0 | 0 | 0 | 1.4103 | 2.8206 | 0 | 20.3125 | 10.5647 | 17.0341 | 17.0341 | 57.294 | 0 | 0 | 2024: 57.294; 2025: 0; 2026: 0; 2027: 0; 2028: 0; 2029: 0; 2030: 2.8206; 2031: 0; 2032: 0; 2033: 57.294; 2034: 0; 2035: 0; 2036: 0; 2039: 0; 2040: 0
2018-02-28 | 2 | 23 | 3 | 0 | 0 | 0 | 1.3834 | 2.7667 | 0 | 20.3125 | 10.5647 | 17.0341 | 17.0341 | 56.1996 | 0 | 0 | 2024: 56.1996; 2025: 0; 2026: 0; 2027: 0; 2028: 0; 2029: 0; 2030: 2.7667; 2031: 0; 2032: 0; 2033: 56.1996; 2034: 0; 2035: 0; 2036: 0; 2039: 0; 2040: 0
2018-02-28 01:00 | 2 | 0 | 4 | 0 | 0 | 0 | 1.3472 | 2.6944 | 0 | 20.3125 | 10.5647 | 17.0341 | 17.0341 | 54.7297 | 0 | 0 | 2024: 54.7297; 2025: 0; 2026: 0; 2027: 0; 2028: 0; 2029: 0; 2030: 2.6944; 2031: 0; 2032: 0; 2033: 54.7297; 2034: 0; 2035: 0; 2036: 0; 2039: 0; 2040: 0
2018-02-28 02:00 | 2 | 1 | 4 | 0 | 0 | 0 | 1.403 | 2.8061 | 0 | 20.3125 | 10.5647 | 17.0341 | 17.0341 | 56.9986 | 0 | 0 | 2024: 56.9986; 2025: 0; 2026: 0; 2027: 0; 2028: 0; 2029: 0; 2030: 2.8061; 2031: 0; 2032: 0; 2033: 56.9986; 2034: 0; 2035: 0; 2036: 0; 2039: 0; 2040: 0
2018-02-28 03:00 | 2 | 2 | 4 | 0 | 0 | 0 | 1.3774 | 2.7548 | 0 | 20.3125 | 10.5647 | 17.0341 | 17.0341 | 55.9577 | 0 | 0 | 2024: 55.9577; 2025: 0; 2026: 0; 2027: 0; 2028: 0; 2029: 0; 2030: 2.7548; 2031: 0; 2032: 0; 2033: 55.9577; 2034: 0; 2035: 0; 2036: 0; 2039: 0; 2040: 0
2018-02-28 04:00 | 2 | 3 | 4 | 0 | 0 | 0 | 1.3767 | 2.7534 | 0 | 20.3125 | 10.5647 | 17.0341 | 17.0341 | 55.9294 | 0 | 0 | 2024: 55.9294; 2025: 0; 2026: 0; 2027: 0; 2028: 0; 2029: 0; 2030: 2.7534; 2031: 0; 2032: 0; 2033: 55.9294; 2034: 0; 2035: 0; 2036: 0; 2039: 0; 2040: 0
2018-02-28 05:00 | 2 | 4 | 4 | 0 | 0 | 0 | 1.4041 | 2.8081 | 0 | 20.3125 | 10.5647 | 17.0341 | 17.0341 | 57.0398 | 0 | 0 | 2024: 57.0398; 2025: 0; 2026: 0; 2027: 0; 2028: 0; 2029: 0; 2030: 2.8081; 2031: 0; 2032: 0; 2033: 57.0398; 2034: 0; 2035: 0; 2036: 0; 2039: 0; 2040: 0
2018-02-28 06:00 | 2 | 5 | 4 | 0 | 0 | 0 | 1.5491 | 3.0982 | 0 | 20.3125 | 10.5647 | 17.0341 | 17.0341 | 62.9319 | 0 | 0 | 2024: 62.9319; 2025: 0; 2026: 0; 2027: 0; 2028: 0; 2029: 0; 2030: 3.0982; 2031: 0; 2032: 0; 2033: 62.9319; 2034: 0; 2035: 0; 2036: 0; 2039: 0; 2040: 0
2018-02-28 07:00 | 2 | 6 | 4 | 0 | 0 | 0.0062464 | 1.6666 | 3.3332 | 0.049971 | 20.3125 | 10.5647 | 17.0341 | 17.0341 | 67.7049 | 0.049971 | 0 | 2024: 66.6898; 2025: 1.015; 2026: 0; 2027: 0.85121; 2028: 0; 2029: 0; 2030: 3.2832; 2031: 0; 2032: 0; 2033: 66.6898; 2034: 1.015; 2035: 0; 2036: 0.85121; 2039: 0.0062464; 2040: 0.0051913
2018-02-28 08:00 | 2 | 7 | 4 | 0 | 0 | 0.096432 | 1.6382 | 3.2763 | 0.77146 | 20.3125 | 10.5647 | 17.0341 | 17.0341 | 66.5508 | 0.77146 | 0 | 2024: 50.8806; 2025: 15.6702; 2026: 0; 2027: 13.1411; 2028: 0; 2029: 0; 2030: 2.5049; 2031: 0; 2032: 0; 2033: 50.8806; 2034: 15.6702; 2035: 0; 2036: 13.1411; 2039: 0.096432; 2040: 0.1416
2018-02-28 09:00 | 2 | 8 | 4 | 0 | 0 | 0.2198 | 1.6111 | 3.2222 | 1.7584 | 20.3125 | 10.5647 | 17.0341 | 17.0341 | 65.4519 | 1.7584 | 0 | 2024: 29.7347; 2025: 35.7172; 2026: 0; 2027: 29.9526; 2028: 0; 2029: 0; 2030: 1.4639; 2031: 0; 2032: 0; 2033: 29.7347; 2034: 35.7172; 2035: 0; 2036: 29.9526; 2039: 0.2198; 2040: 0.2686
2018-02-28 10:00 | 2 | 9 | 4 | 0 | 0 | 0.42305 | 1.6381 | 3.2761 | 3.3844 | 20.3125 | 10.5647 | 17.0341 | 17.0341 | 66.5458 | 3.2761 | 0.10831 | 2024: 0; 2025: 66.5458; 2026: 1.1442; 2027: 57.6505; 2028: 0.10831; 2029: 0.10831; 2030: 0; 2031: 0; 2032: 0; 2033: 0; 2034: 66.5458; 2035: 0; 2036: 57.6505; 2039: 0.42305; 2040: 0.3947
2018-02-28 11:00 | 2 | 10 | 4 | 0 | 0 | 0.54041 | 1.5942 | 3.1885 | 4.3233 | 20.3125 | 10.5647 | 17.0341 | 17.0341 | 64.7663 | 3.1885 | 1.1348 | 2024: 0; 2025: 64.7663; 2026: 11.9889; 2027: 73.6438; 2028: 1.1348; 2029: 1.2431; 2030: 0; 2031: 0; 2032: 0; 2033: 0; 2034: 64.7663; 2035: 0; 2036: 73.6438; 2039: 0.54041; 2040: 0.50292
2018-02-28 12:00 | 2 | 11 | 4 | 0 | 0 | 0.55481 | 1.5689 | 3.1379 | 4.4385 | 20.3125 | 10.5647 | 17.0341 | 17.0341 | 63.7384 | 3.1379 | 1.3006 | 2024: 0; 2025: 63.7384; 2026: 13.7403; 2027: 75.6056; 2028: 1.3006; 2029: 2.5437; 2030: 0; 2031: 0; 2032: 0; 2033: 0; 2034: 63.7384; 2035: 0; 2036: 75.6056; 2039: 0.55481; 2040: 0.54957
2018-02-28 13:00 | 2 | 12 | 4 | 0 | 0 | 0.69732 | 1.4429 | 2.8859 | 5.5786 | 20.3125 | 10.5647 | 17.0341 | 17.0341 | 58.6194 | 2.8859 | 2.6927 | 2024: 0; 2025: 58.6194; 2026: 28.4479; 2027: 95.0267; 2028: 2.6927; 2029: 5.2364; 2030: 0; 2031: 0; 2032: 0; 2033: 0; 2034: 58.6194; 2035: 0; 2036: 95.0267; 2039: 0.69732; 2040: 0.63342
2018-02-28 14:00 | 2 | 13 | 4 | 0 | 0 | 0.65024 | 1.3572 | 2.7145 | 5.2019 | 20.3125 | 10.5647 | 17.0341 | 17.0341 | 55.1376 | 2.7145 | 2.4875 | 2024: 0; 2025: 55.1376; 2026: 26.2795; 2027: 88.6107; 2028: 2.4875; 2029: 7.7239; 2030: 0; 2031: 0; 2032: 0; 2033: 0; 2034: 55.1376; 2035: 0; 2036: 88.6107; 2039: 0.65024; 2040: 0.66899
2018-02-28 15:00 | 2 | 14 | 4 | 0 | 0 | 0.48543 | 1.4233 | 2.8466 | 3.8834 | 20.3125 | 10.5647 | 17.0341 | 17.0341 | 57.8213 | 2.8466 | 1.0369 | 2024: 0; 2025: 57.8213; 2026: 10.9542; 2027: 66.1512; 2028: 1.0369; 2029: 8.7608; 2030: 0; 2031: 0; 2032: 0; 2033: 0; 2034: 57.8213; 2035: 0; 2036: 66.1512; 2039: 0.48543; 2040: 0.49172
2018-02-28 16:00 | 2 | 15 | 4 | 0 | 1 | 0.18383 | 1.4823 | 2.9646 | 1.4706 | 21.7915 | 12.0437 | 17.0341 | 17.0341 | 64.6035 | 1.4706 | 0 | 2024: 32.556; 2025: 32.0474; 2026: 0; 2027: 25.0511; 2028: 0; 2029: 8.7608; 2030: 1.494; 2031: 1.494; 2032: 0; 2033: 0; 2034: 64.6035; 2035: 0; 2036: 25.0511; 2039: 0.18383; 2040: 0.33239
2018-02-28 17:00 | 2 | 16 | 4 | 0 | 1 | 0.057978 | 1.5233 | 3.0465 | 0.46383 | 21.7915 | 12.0437 | 17.0341 | 17.0341 | 66.3884 | 0.46383 | 0 | 2024: 56.2809; 2025: 10.1075; 2026: 0; 2027: 7.9009; 2028: 0; 2029: 7.1369; 2030: 2.5827; 2031: 2.5827; 2032: 0; 2033: 0; 2034: 66.3884; 2035: 0; 2036: 7.9009; 2039: 0.057978; 2040: 0.11522
2018-02-28 18:00 | 2 | 17 | 4 | 0 | 1 | 0 | 1.6883 | 3.3766 | 0 | 21.7915 | 12.0437 | 17.0341 | 17.0341 | 73.5819 | 0 | 0 | 2024: 73.5819; 2025: 0; 2026: 0; 2027: 0; 2028: 0; 2029: 4.3296; 2030: 3.3766; 2031: 3.3766; 2032: 0; 2033: 0; 2034: 73.5819; 2035: 0; 2036: 0; 2039: 0; 2040: 0
2018-02-28 19:00 | 2 | 18 | 4 | 0 | 1 | 0 | 1.7305 | 3.461 | 0 | 21.7915 | 12.0437 | 17.0341 | 17.0341 | 75.4197 | 0 | 0 | 2024: 75.4197; 2025: 0; 2026: 0; 2027: 0; 2028: 0; 2029: 0.65932; 2030: 3.461; 2031: 0.60657; 2032: 0; 2033: 62.2017; 2034: 13.2181; 2035: 0; 2036: 0; 2039: 0; 2040: 0
2018-02-28 20:00 | 2 | 19 | 4 | 0 | 0 | 0 | 1.7345 | 3.469 | 0 | 20.3125 | 10.5647 | 17.0341 | 17.0341 | 70.4636 | 0 | 0 | 2024: 70.4636; 2025: 0; 2026: 0; 2027: 0; 2028: 0; 2029: 0; 2030: 3.469; 2031: 0; 2032: 0; 2033: 70.4636; 2034: 0; 2035: 0; 2036: 0; 2039: 0; 2040: 0
2018-02-28 21:00 | 2 | 20 | 4 | 0 | 0 | 0 | 1.6132 | 3.2264 | 0 | 20.3125 | 10.5647 | 17.0341 | 17.0341 | 65.5366 | 0 | 0 | 2024: 65.5366; 2025: 0; 2026: 0; 2027: 0; 2028: 0; 2029: 0; 2030: 3.2264; 2031: 0; 2032: 0; 2033: 65.5366; 2034: 0; 2035: 0; 2036: 0; 2039: 0; 2040: 0
2018-02-28 22:00 | 2 | 21 | 4 | 0 | 0 | 0 | 1.325 | 2.65 | 0 | 20.3125 | 10.5647 | 17.0341 | 17.0341 | 53.829 | 0 | 0 | 2024: 53.829; 2025: 0; 2026: 0; 2027: 0; 2028: 0; 2029: 0; 2030: 2.65; 2031: 0; 2032: 0; 2033: 53.829; 2034: 0; 2035: 0; 2036: 0; 2039: 0; 2040: 0
2018-02-28 23:00 | 2 | 22 | 4 | 0 | 0 | 0 | 1.0734 | 2.1468 | 0 | 20.3125 | 10.5647 | 17.0341 | 17.0341 | 43.6078 | 0 | 0 | 2024: 43.6078; 2025: 0; 2026: 0; 2027: 0; 2028: 0; 2029: 0; 2030: 2.1468; 2031: 0; 2032: 0; 2033: 43.6078; 2034: 0; 2035: 0; 2036: 0; 2039: 0; 2040: 0
2018-03-01 | 2 | 23 | 4 | 0 | 0 | 0 | 0.93962 | 1.8792 | 0 | 20.3125 | 10.5647 | 17.0341 | 17.0341 | 38.1722 | 0 | 0 | 2024: 38.1722; 2025: 0; 2026: 0; 2027: 0; 2028: 0; 2029: 0; 2030: 1.8792; 2031: 0; 2032: 0; 2033: 38.1722; 2034: 0; 2035: 0; 2036: 0; 2039: 0; 2040: 0
2018-03-01 01:00 | 3 | 0 | 5 | 0 | 0 | 0 | 0.82611 | 1.6522 | 0 | 20.3125 | 10.5647 | 17.0341 | 17.0341 | 33.5608 | 0 | 0 | 2024: 33.5608; 2025: 0; 2026: 0; 2027: 0; 2028: 0; 2029: 0; 2030: 1.6522; 2031: 0; 2032: 0; 2033: 33.5608; 2034: 0; 2035: 0; 2036: 0; 2039: 0; 2040: 0
2018-03-01 02:00 | 3 | 1 | 5 | 0 | 0 | 0 | 0.77034 | 1.5407 | 0 | 20.3125 | 10.5647 | 17.0341 | 17.0341 | 31.2951 | 0 | 0 | 2024: 31.2951; 2025: 0; 2026: 0; 2027: 0; 2028: 0; 2029: 0; 2030: 1.5407; 2031: 0; 2032: 0; 2033: 31.2951; 2034: 0; 2035: 0; 2036: 0; 2039: 0; 2040: 0
2018-03-01 03:00 | 3 | 2 | 5 | 0 | 0 | 0 | 0.73422 | 1.4684 | 0 | 20.3125 | 10.5647 | 17.0341 | 17.0341 | 29.8276 | 0 | 0 | 2024: 29.8276; 2025: 0; 2026: 0; 2027: 0; 2028: 0; 2029: 0; 2030: 1.4684; 2031: 0; 2032: 0; 2033: 29.8276; 2034: 0; 2035: 0; 2036: 0; 2039: 0; 2040: 0
2018-03-01 04:00 | 3 | 3 | 5 | 0 | 0 | 0 | 0.7602 | 1.5204 | 0 | 20.3125 | 10.5647 | 17.0341 | 17.0341 | 30.8829 | 0 | 0 | 2024: 30.8829; 2025: 0; 2026: 0; 2027: 0; 2028: 0; 2029: 0; 2030: 1.5204; 2031: 0; 2032: 0; 2033: 30.8829; 2034: 0; 2035: 0; 2036: 0; 2039: 0; 2040: 0
2018-03-01 05:00 | 3 | 4 | 5 | 0 | 0 | 0 | 0.77731 | 1.5546 | 0 | 20.3125 | 10.5647 | 17.0341 | 17.0341 | 31.5782 | 0 | 0 | 2024: 31.5782; 2025: 0; 2026: 0; 2027: 0; 2028: 0; 2029: 0; 2030: 1.5546; 2031: 0; 2032: 0; 2033: 31.5782; 2034: 0; 2035: 0; 2036: 0; 2039: 0; 2040: 0
2018-03-01 06:00 | 3 | 5 | 5 | 0 | 0 | 0 | 0.8879 | 1.7758 | 0 | 20.3125 | 10.5647 | 17.0341 | 17.0341 | 36.0709 | 0 | 0 | 2024: 36.0709; 2025: 0; 2026: 0; 2027: 0; 2028: 0; 2029: 0; 2030: 1.7758; 2031: 0; 2032: 0; 2033: 36.0709; 2034: 0; 2035: 0; 2036: 0; 2039: 0; 2040: 0
2018-03-01 07:00 | 3 | 6 | 5 | 0 | 0 | 0.018816 | 1.032 | 2.0639 | 0.15053 | 20.3125 | 10.5647 | 17.0341 | 17.0341 | 41.9236 | 0.15053 | 0 | 2024: 38.866; 2025: 3.0576; 2026: 0; 2027: 2.5642; 2028: 0; 2029: 0; 2030: 1.9134; 2031: 0; 2032: 0; 2033: 38.866; 2034: 3.0576; 2035: 0; 2036: 2.5642; 2039: 0.018816; 2040: 0.012966
2018-03-01 08:00 | 3 | 7 | 5 | 0 | 0 | 0.23184 | 1.1029 | 2.2057 | 1.8547 | 20.3125 | 10.5647 | 17.0341 | 17.0341 | 44.8035 | 1.8547 | 0 | 2024: 7.1298; 2025: 37.6737; 2026: 0; 2027: 31.5933; 2028: 0; 2029: 0; 2030: 0.35101; 2031: 0; 2032: 0; 2033: 7.1298; 2034: 37.6737; 2035: 0; 2036: 31.5933; 2039: 0.23184; 2040: 0.16629
2018-03-01 09:00 | 3 | 8 | 5 | 0 | 0 | 0.45013 | 1.0739 | 2.1477 | 3.601 | 20.3125 | 10.5647 | 17.0341 | 17.0341 | 43.6254 | 2.1477 | 1.4533 | 2024: 0; 2025: 43.6254; 2026: 15.3541; 2027: 61.3408; 2028: 1.4533; 2029: 1.4533; 2030: 0; 2031: 0; 2032: 0; 2033: 0; 2034: 43.6254; 2035: 0; 2036: 61.3408; 2039: 0.45013; 2040: 0.32708
2018-03-01 10:00 | 3 | 9 | 5 | 0 | 0 | 0.43075 | 0.98183 | 1.9637 | 3.446 | 20.3125 | 10.5647 | 17.0341 | 17.0341 | 39.8867 | 1.9637 | 1.4824 | 2024: 0; 2025: 39.8867; 2026: 15.6609; 2027: 58.7001; 2028: 1.4824; 2029: 2.9357; 2030: 0; 2031: 0; 2032: 0; 2033: 0; 2034: 39.8867; 2035: 0; 2036: 58.7001; 2039: 0.43075; 2040: 0.44729
2018-03-01 11:00 | 3 | 10 | 5 | 0 | 0 | 0.22406 | 1.0039 | 2.0078 | 1.7924 | 20.3125 | 10.5647 | 17.0341 | 17.0341 | 40.7835 | 1.7924 | 0 | 2024: 4.3745; 2025: 36.4089; 2026: 0; 2027: 30.5327; 2028: 0; 2029: 2.9357; 2030: 0.21536; 2031: 0.21536; 2032: 0; 2033: 0; 2034: 40.7835; 2035: 0; 2036: 30.5327; 2039: 0.22406; 2040: 0.50103
2018-03-01 12:00 | 3 | 11 | 5 | 0 | 0 | 0.40075 | 1.025 | 2.05 | 3.206 | 20.3125 | 10.5647 | 17.0341 | 17.0341 | 41.64 | 2.05 | 1.156 | 2024: 0; 2025: 41.64; 2026: 12.2131; 2027: 54.6113; 2028: 1.156; 2029: 3.8576; 2030: 0; 2031: 0; 2032: 0; 2033: 0; 2034: 41.64; 2035: 0; 2036: 54.6113; 2039: 0.40075; 2040: 0.50448
2018-03-01 13:00 | 3 | 12 | 5 | 0 | 0 | 0.18703 | 1.0042 | 2.0083 | 1.4962 | 20.3125 | 10.5647 | 17.0341 | 17.0341 | 40.7944 | 1.4962 | 0 | 2024: 10.4018; 2025: 30.3925; 2026: 0; 2027: 25.4873; 2028: 0; 2029: 3.8576; 2030: 0.51209; 2031: 0.51209; 2032: 0; 2033: 0; 2034: 40.7944; 2035: 0; 2036: 25.4873; 2039: 0.18703; 2040: 0.52894
2018-03-01 14:00 | 3 | 13 | 5 | 0 | 0 | 0.34675 | 1.0274 | 2.0549 | 2.774 | 20.3125 | 10.5647 | 17.0341 | 17.0341 | 41.7397 | 2.0549 | 0.71914 | 2024: 0; 2025: 41.7397; 2026: 7.5975; 2027: 47.253; 2028: 0.71914; 2029: 4.0202; 2030: 0; 2031: 0; 2032: 0; 2033: 0; 2034: 41.7397; 2035: 0; 2036: 47.253; 2039: 0.34675; 2040: 0.49655
2018-03-01 15:00 | 3 | 14 | 5 | 0 | 0 | 0.56359 | 0.9745 | 1.949 | 4.5087 | 20.3125 | 10.5647 | 17.0341 | 17.0341 | 39.5891 | 1.949 | 2.5597 | 2024: 0; 2025: 39.5891; 2026: 27.0424; 2027: 76.8016; 2028: 2.5597; 2029: 6.5798; 2030: 0; 2031: 0; 2032: 0; 2033: 0; 2034: 39.5891; 2035: 0; 2036: 76.8016; 2039: 0.56359; 2040: 0.38965
2018-03-01 16:00 | 3 | 15 | 5 | 0 | 1 | 0.38259 | 1.041 | 2.0821 | 3.0608 | 21.7915 | 12.0437 | 17.0341 | 17.0341 | 45.3718 | 2.0821 | 0.97866 | 2024: 0; 2025: 45.3718; 2026: 11.7867; 2027: 52.1373; 2028: 0.97866; 2029: 7.5585; 2030: 0; 2031: 0; 2032: 0; 2033: 0; 2034: 45.3718; 2035: 0; 2036: 52.1373; 2039: 0.38259; 2040: 0.15148
2018-03-01 17:00 | 3 | 16 | 5 | 0 | 1 | 0.14611 | 1.1206 | 2.2412 | 1.1689 | 21.7915 | 12.0437 | 17.0341 | 17.0341 | 48.8386 | 1.1689 | 0 | 2024: 23.3672; 2025: 25.4714; 2026: 0; 2027: 19.9107; 2028: 0; 2029: 7.5585; 2030: 1.0723; 2031: 1.0723; 2032: 0; 2033: 0; 2034: 48.8386; 2035: 0; 2036: 19.9107; 2039: 0.14611; 2040: 0.052768
2018-03-01 18:00 | 3 | 17 | 5 | 0 | 1 | 0 | 1.2455 | 2.4909 | 0 | 21.7915 | 12.0437 | 17.0341 | 17.0341 | 54.2807 | 0 | 0 | 2024: 54.2807; 2025: 0; 2026: 0; 2027: 0; 2028: 0; 2029: 6.393; 2030: 2.4909; 2031: 2.4909; 2032: 0; 2033: 0; 2034: 54.2807; 2035: 0; 2036: 0; 2039: 0; 2040: 0
2018-03-01 19:00 | 3 | 18 | 5 | 0 | 1 | 0 | 1.4038 | 2.8075 | 0 | 21.7915 | 12.0437 | 17.0341 | 17.0341 | 61.1804 | 0 | 0 | 2024: 61.1804; 2025: 0; 2026: 0; 2027: 0; 2028: 0; 2029: 3.6854; 2030: 2.8075; 2031: 2.8075; 2032: 0; 2033: 0; 2034: 61.1804; 2035: 0; 2036: 0; 2039: 0; 2040: 0
2018-03-01 20:00 | 3 | 19 | 5 | 0 | 0 | 0 | 1.4517 | 2.9034 | 0 | 20.3125 | 10.5647 | 17.0341 | 17.0341 | 58.9753 | 0 | 0 | 2024: 58.9753; 2025: 0; 2026: 0; 2027: 0; 2028: 0; 2029: 0.63377; 2030: 2.9034; 2031: 0.58307; 2032: 0; 2033: 47.1317; 2034: 11.8436; 2035: 0; 2036: 0; 2039: 0; 2040: 0
2018-03-01 21:00 | 3 | 20 | 5 | 0 | 0 | 0 | 1.4009 | 2.8018 | 0 | 20.3125 | 10.5647 | 17.0341 | 17.0341 | 56.9125 | 0 | 0 | 2024: 56.9125; 2025: 0; 2026: 0; 2027: 0; 2028: 0; 2029: 0; 2030: 2.8018; 2031: 0; 2032: 0; 2033: 56.9125; 2034: 0; 2035: 0; 2036: 0; 2039: 0; 2040: 0
2018-03-01 22:00 | 3 | 21 | 5 | 0 | 0 | 0 | 1.1467 | 2.2934 | 0 | 20.3125 | 10.5647 | 17.0341 | 17.0341 | 46.5853 | 0 | 0 | 2024: 46.5853; 2025: 0; 2026: 0; 2027: 0; 2028: 0; 2029: 0; 2030: 2.2934; 2031: 0; 2032: 0; 2033: 46.5853; 2034: 0; 2035: 0; 2036: 0; 2039: 0; 2040: 0
2018-03-01 23:00 | 3 | 22 | 5 | 0 | 0 | 0 | 0.90546 | 1.8109 | 0 | 20.3125 | 10.5647 | 17.0341 | 17.0341 | 36.7844 | 0 | 0 | 2024: 36.7844; 2025: 0; 2026: 0; 2027: 0; 2028: 0; 2029: 0; 2030: 1.8109; 2031: 0; 2032: 0; 2033: 36.7844; 2034: 0; 2035: 0; 2036: 0; 2039: 0; 2040: 0
2018-03-02 | 3 | 23 | 5 | 0 | 0 | 0 | 0.81629 | 1.6326 | 0 | 20.3125 | 10.5647 | 17.0341 | 17.0341 | 33.1617 | 0 | 0 | 2024: 33.1617; 2025: 0; 2026: 0; 2027: 0; 2028: 0; 2029: 0; 2030: 1.6326; 2031: 0; 2032: 0; 2033: 33.1617; 2034: 0; 2035: 0; 2036: 0; 2039: 0; 2040: 0
2018-03-02 01:00 | 3 | 0 | 6 | 0 | 0 | 0 | 0.79709 | 1.5942 | 0 | 20.3125 | 10.5647 | 17.0341 | 17.0341 | 32.382 | 0 | 0 | 2024: 32.382; 2025: 0; 2026: 0; 2027: 0; 2028: 0; 2029: 0; 2030: 1.5942; 2031: 0; 2032: 0; 2033: 32.382; 2034: 0; 2035: 0; 2036: 0; 2039: 0; 2040: 0
2018-03-02 02:00 | 3 | 1 | 6 | 0 | 0 | 0 | 0.80588 | 1.6118 | 0 | 20.3125 | 10.5647 | 17.0341 | 17.0341 | 32.7389 | 0 | 0 | 2024: 32.7389; 2025: 0; 2026: 0; 2027: 0; 2028: 0; 2029: 0; 2030: 1.6118; 2031: 0; 2032: 0; 2033: 32.7389; 2034: 0; 2035: 0; 2036: 0; 2039: 0; 2040: 0
2018-03-02 03:00 | 3 | 2 | 6 | 0 | 0 | 0 | 0.82249 | 1.645 | 0 | 20.3125 | 10.5647 | 17.0341 | 17.0341 | 33.4135 | 0 | 0 | 2024: 33.4135; 2025: 0; 2026: 0; 2027: 0; 2028: 0; 2029: 0; 2030: 1.645; 2031: 0; 2032: 0; 2033: 33.4135; 2034: 0; 2035: 0; 2036: 0; 2039: 0; 2040: 0
2018-03-02 04:00 | 3 | 3 | 6 | 0 | 0 | 0 | 0.88391 | 1.7678 | 0 | 20.3125 | 10.5647 | 17.0341 | 17.0341 | 35.909 | 0 | 0 | 2024: 35.909; 2025: 0; 2026: 0; 2027: 0; 2028: 0; 2029: 0; 2030: 1.7678; 2031: 0; 2032: 0; 2033: 35.909; 2034: 0; 2035: 0; 2036: 0; 2039: 0; 2040: 0
2018-03-02 05:00 | 3 | 4 | 6 | 0 | 0 | 0 | 0.92105 | 1.8421 | 0 | 20.3125 | 10.5647 | 17.0341 | 17.0341 | 37.4175 | 0 | 0 | 2024: 37.4175; 2025: 0; 2026: 0; 2027: 0; 2028: 0; 2029: 0; 2030: 1.8421; 2031: 0; 2032: 0; 2033: 37.4175; 2034: 0; 2035: 0; 2036: 0; 2039: 0; 2040: 0
2018-03-02 06:00 | 3 | 5 | 6 | 0 | 0 | 0 | 1.1442 | 2.2885 | 0 | 20.3125 | 10.5647 | 17.0341 | 17.0341 | 46.4843 | 0 | 0 | 2024: 46.4843; 2025: 0; 2026: 0; 2027: 0; 2028: 0; 2029: 0; 2030: 2.2885; 2031: 0; 2032: 0; 2033: 46.4843; 2034: 0; 2035: 0; 2036: 0; 2039: 0; 2040: 0
2018-03-02 07:00 | 3 | 6 | 6 | 0 | 0 | 0.022462 | 1.2757 | 2.5513 | 0.1797 | 20.3125 | 10.5647 | 17.0341 | 17.0341 | 51.824 | 0.1797 | 0 | 2024: 48.1739; 2025: 3.6501; 2026: 0; 2027: 3.061; 2028: 0; 2029: 0; 2030: 2.3716; 2031: 0; 2032: 0; 2033: 48.1739; 2034: 3.6501; 2035: 0; 2036: 3.061; 2039: 0.022462; 2040: 0.0046977
2018-03-02 08:00 | 3 | 7 | 6 | 0 | 0 | 0.24679 | 1.2609 | 2.5218 | 1.9743 | 20.3125 | 10.5647 | 17.0341 | 17.0341 | 51.225 | 1.9743 | 0 | 2024: 11.1213; 2025: 40.1037; 2026: 0; 2027: 33.6311; 2028: 0; 2029: 0; 2030: 0.54751; 2031: 0; 2032: 0; 2033: 11.1213; 2034: 40.1037; 2035: 0; 2036: 33.6311; 2039: 0.24679; 2040: 0.095386
2018-03-02 09:00 | 3 | 8 | 6 | 0 | 0 | 0.26745 | 1.2814 | 2.5628 | 2.1396 | 20.3125 | 10.5647 | 17.0341 | 17.0341 | 52.0568 | 2.1396 | 0 | 2024: 8.5965; 2025: 43.4603; 2026: 0; 2027: 36.446; 2028: 0; 2029: 0; 2030: 0.42321; 2031: 0; 2032: 0; 2033: 8.5965; 2034: 43.4603; 2035: 0; 2036: 36.446; 2039: 0.26745; 2040: 0.24921
2018-03-02 10:00 | 3 | 9 | 6 | 0 | 0 | 0.42729 | 1.2812 | 2.5625 | 3.4183 | 20.3125 | 10.5647 | 17.0341 | 17.0341 | 52.0502 | 2.5625 | 0.85584 | 2024: 0; 2025: 52.0502; 2026: 9.0417; 2027: 58.228; 2028: 0.85584; 2029: 0.85584; 2030: 0; 2031: 0; 2032: 0; 2033: 0; 2034: 52.0502; 2035: 0; 2036: 58.228; 2039: 0.42729; 2040: 0.38315
2018-03-02 11:00 | 3 | 10 | 6 | 0 | 0 | 0.4662 | 1.2326 | 2.4652 | 3.7296 | 20.3125 | 10.5647 | 17.0341 | 17.0341 | 50.0752 | 2.4652 | 1.2643 | 2024: 0; 2025: 50.0752; 2026: 13.3573; 2027: 63.53; 2028: 1.2643; 2029: 2.1202; 2030: 0; 2031: 0; 2032: 0; 2033: 0; 2034: 50.0752; 2035: 0; 2036: 63.53; 2039: 0.4662; 2040: 0.29584
2018-03-02 12:00 | 3 | 11 | 6 | 0 | 0 | 0.51274 | 1.2211 | 2.4423 | 4.1019 | 20.3125 | 10.5647 | 17.0341 | 17.0341 | 49.6084 | 2.4423 | 1.6596 | 2024: 0; 2025: 49.6084; 2026: 17.5336; 2027: 69.8723; 2028: 1.6596; 2029: 3.7798; 2030: 0; 2031: 0; 2032: 0; 2033: 0; 2034: 49.6084; 2035: 0; 2036: 69.8723; 2039: 0.51274; 2040: 0.2521
2018-03-02 13:00 | 3 | 12 | 6 | 0 | 0 | 0.50102 | 1.1264 | 2.2529 | 4.0081 | 20.3125 | 10.5647 | 17.0341 | 17.0341 | 45.7611 | 2.2529 | 1.7553 | 2024: 0; 2025: 45.7611; 2026: 18.5442; 2027: 68.2753; 2028: 1.7553; 2029: 5.5351; 2030: 0; 2031: 0; 2032: 0; 2033: 0; 2034: 45.7611; 2035: 0; 2036: 68.2753; 2039: 0.50102; 2040: 0.20248
2018-03-02 14:00 | 3 | 13 | 6 | 0 | 0 | 0.49406 | 1.0349 | 2.0699 | 3.9524 | 20.3125 | 10.5647 | 17.0341 | 17.0341 | 42.0446 | 2.0699 | 1.8826 | 2024: 0; 2025: 42.0446; 2026: 19.8886; 2027: 67.3264; 2028: 1.8826; 2029: 7.4176; 2030: 0; 2031: 0; 2032: 0; 2033: 0; 2034: 42.0446; 2035: 0; 2036: 67.3264; 2039: 0.49406; 2040: 0.17636
2018-03-02 15:00 | 3 | 14 | 6 | 0 | 0 | 0.38222 | 0.98881 | 1.9776 | 3.0578 | 20.3125 | 10.5647 | 17.0341 | 17.0341 | 40.1706 | 1.9776 | 1.0801 | 2024: 0; 2025: 40.1706; 2026: 11.4112; 2027: 52.0862; 2028: 1.0801; 2029: 8.4978; 2030: 0; 2031: 0; 2032: 0; 2033: 0; 2034: 40.1706; 2035: 0; 2036: 52.0862; 2039: 0.38222; 2040: 0.1589
2018-03-02 16:00 | 3 | 15 | 6 | 0 | 1 | 0.3784 | 1.0246 | 2.0493 | 3.0272 | 21.7915 | 12.0437 | 17.0341 | 17.0341 | 44.6566 | 2.0493 | 0.97791 | 2024: 0; 2025: 44.6566; 2026: 11.7776; 2027: 51.5654; 2028: 0.97791; 2029: 9.4757; 2030: 0; 2031: 0; 2032: 0; 2033: 0; 2034: 44.6566; 2035: 0; 2036: 51.5654; 2039: 0.3784; 2040: 0.12789
2018-03-02 17:00 | 3 | 16 | 6 | 0 | 1 | 0.14583 | 1.185 | 2.37 | 1.1666 | 21.7915 | 12.0437 | 17.0341 | 17.0341 | 51.6468 | 1.1666 | 0 | 2024: 26.2242; 2025: 25.4226; 2026: 0; 2027: 19.8726; 2028: 0; 2029: 9.4757; 2030: 1.2034; 2031: 1.2034; 2032: 0; 2033: 0; 2034: 51.6468; 2035: 0; 2036: 19.8726; 2039: 0.14583; 2040: 0.038449
2018-03-02 18:00 | 3 | 17 | 6 | 0 | 1 | 0 | 1.2785 | 2.557 | 0 | 21.7915 | 12.0437 | 17.0341 | 17.0341 | 55.7218 | 0 | 0 | 2024: 55.7218; 2025: 0; 2026: 0; 2027: 0; 2028: 0; 2029: 8.1676; 2030: 2.557; 2031: 2.557; 2032: 0; 2033: 0; 2034: 55.7218; 2035: 0; 2036: 0; 2039: 0; 2040: 0
2018-03-02 19:00 | 3 | 18 | 6 | 0 | 1 | 0 | 1.3525 | 2.7051 | 0 | 21.7915 | 12.0437 | 17.0341 | 17.0341 | 58.9472 | 0 | 0 | 2024: 58.9472; 2025: 0; 2026: 0; 2027: 0; 2028: 0; 2029: 5.3882; 2030: 2.7051; 2031: 2.7051; 2032: 0; 2033: 0; 2034: 58.9472; 2035: 0; 2036: 0; 2039: 0; 2040: 0
2018-03-02 20:00 | 3 | 19 | 6 | 0 | 0 | 0 | 1.4177 | 2.8353 | 0 | 20.3125 | 10.5647 | 17.0341 | 17.0341 | 57.5927 | 0 | 0 | 2024: 57.5927; 2025: 0; 2026: 0; 2027: 0; 2028: 0; 2029: 2.4479; 2030: 2.8353; 2031: 2.2521; 2032: 0; 2033: 11.8469; 2034: 45.7458; 2035: 0; 2036: 0; 2039: 0; 2040: 0
2018-03-02 21:00 | 3 | 20 | 6 | 0 | 0 | 0 | 1.4158 | 2.8315 | 0 | 20.3125 | 10.5647 | 17.0341 | 17.0341 | 57.515 | 0 | 0 | 2024: 57.515; 2025: 0; 2026: 0; 2027: 0; 2028: 0; 2029: 0; 2030: 2.8315; 2031: 0; 2032: 0; 2033: 57.515; 2034: 0; 2035: 0; 2036: 0; 2039: 0; 2040: 0
2018-03-02 22:00 | 3 | 21 | 6 | 0 | 0 | 0 | 1.1662 | 2.3323 | 0 | 20.3125 | 10.5647 | 17.0341 | 17.0341 | 47.3758 | 0 | 0 | 2024: 47.3758; 2025: 0; 2026: 0; 2027: 0; 2028: 0; 2029: 0; 2030: 2.3323; 2031: 0; 2032: 0; 2033: 47.3758; 2034: 0; 2035: 0; 2036: 0; 2039: 0; 2040: 0
2018-03-02 23:00 | 3 | 22 | 6 | 0 | 0 | 0 | 0.97241 | 1.9448 | 0 | 20.3125 | 10.5647 | 17.0341 | 17.0341 | 39.5043 | 0 | 0 | 2024: 39.5043; 2025: 0; 2026: 0; 2027: 0; 2028: 0; 2029: 0; 2030: 1.9448; 2031: 0; 2032: 0; 2033: 39.5043; 2034: 0; 2035: 0; 2036: 0; 2039: 0; 2040: 0
2018-03-03 | 3 | 23 | 6 | 0 | 0 | 0 | 0.92043 | 1.8409 | 0 | 20.3125 | 10.5647 | 17.0341 | 17.0341 | 37.3926 | 0 | 0 | 2024: 37.3926; 2025: 0; 2026: 0; 2027: 0; 2028: 0; 2029: 0; 2030: 1.8409; 2031: 0; 2032: 0; 2033: 37.3926; 2034: 0; 2035: 0; 2036: 0; 2039: 0; 2040: 0
2018-03-03 01:00 | 3 | 0 | 7 | 0 | 0 | 0 | 0.90641 | 1.8128 | 0 | 20.3125 | 10.5647 | 17.0341 | 17.0341 | 36.823 | 0 | 0 | 2024: 36.823; 2025: 0; 2026: 0; 2027: 0; 2028: 0; 2029: 0; 2030: 1.8128; 2031: 0; 2032: 0; 2033: 36.823; 2034: 0; 2035: 0; 2036: 0; 2039: 0; 2040: 0
2018-03-03 02:00 | 3 | 1 | 7 | 0 | 0 | 0 | 0.93064 | 1.8613 | 0 | 20.3125 | 10.5647 | 17.0341 | 17.0341 | 37.8073 | 0 | 0 | 2024: 37.8073; 2025: 0; 2026: 0; 2027: 0; 2028: 0; 2029: 0; 2030: 1.8613; 2031: 0; 2032: 0; 2033: 37.8073; 2034: 0; 2035: 0; 2036: 0; 2039: 0; 2040: 0
2018-03-03 03:00 | 3 | 2 | 7 | 0 | 0 | 0 | 0.98666 | 1.9733 | 0 | 20.3125 | 10.5647 | 17.0341 | 17.0341 | 40.083 | 0 | 0 | 2024: 40.083; 2025: 0; 2026: 0; 2027: 0; 2028: 0; 2029: 0; 2030: 1.9733; 2031: 0; 2032: 0; 2033: 40.083; 2034: 0; 2035: 0; 2036: 0; 2039: 0; 2040: 0
2018-03-03 04:00 | 3 | 3 | 7 | 0 | 0 | 0 | 1.0508 | 2.1016 | 0 | 20.3125 | 10.5647 | 17.0341 | 17.0341 | 42.6889 | 0 | 0 | 2024: 42.6889; 2025: 0; 2026: 0; 2027: 0; 2028: 0; 2029: 0; 2030: 2.1016; 2031: 0; 2032: 0; 2033: 42.6889; 2034: 0; 2035: 0; 2036: 0; 2039: 0; 2040: 0
2018-03-03 05:00 | 3 | 4 | 7 | 0 | 0 | 0 | 1.0712 | 2.1425 | 0 | 20.3125 | 10.5647 | 17.0341 | 17.0341 | 43.5189 | 0 | 0 | 2024: 43.5189; 2025: 0; 2026: 0; 2027: 0; 2028: 0; 2029: 0; 2030: 2.1425; 2031: 0; 2032: 0; 2033: 43.5189; 2034: 0; 2035: 0; 2036: 0; 2039: 0; 2040: 0
2018-03-03 06:00 | 3 | 5 | 7 | 0 | 0 | 0 | 1.2145 | 2.4291 | 0 | 20.3125 | 10.5647 | 17.0341 | 17.0341 | 49.3402 | 0 | 0 | 2024: 49.3402; 2025: 0; 2026: 0; 2027: 0; 2028: 0; 2029: 0; 2030: 2.4291; 2031: 0; 2032: 0; 2033: 49.3402; 2034: 0; 2035: 0; 2036: 0; 2039: 0; 2040: 0
2018-03-03 07:00 | 3 | 6 | 7 | 0 | 0 | 0.026662 | 1.2776 | 2.5553 | 0.2133 | 20.3125 | 10.5647 | 17.0341 | 17.0341 | 51.9041 | 0.2133 | 0 | 2024: 47.5715; 2025: 4.3326; 2026: 0; 2027: 3.6334; 2028: 0; 2029: 0; 2030: 2.342; 2031: 0; 2032: 0; 2033: 47.5715; 2034: 4.3326; 2035: 0; 2036: 3.6334; 2039: 0.026662; 2040: 0.011463
2018-03-03 08:00 | 3 | 7 | 7 | 0 | 0 | 0.25556 | 1.3555 | 2.7109 | 2.0445 | 20.3125 | 10.5647 | 17.0341 | 17.0341 | 55.0658 | 2.0445 | 0 | 2024: 13.5373; 2025: 41.5285; 2026: 0; 2027: 34.826; 2028: 0; 2029: 0; 2030: 0.66645; 2031: 0; 2032: 0; 2033: 13.5373; 2034: 41.5285; 2035: 0; 2036: 34.826; 2039: 0.25556; 2040: 0.17047
2018-03-03 09:00 | 3 | 8 | 7 | 0 | 0 | 0.4622 | 1.3115 | 2.623 | 3.6976 | 20.3125 | 10.5647 | 17.0341 | 17.0341 | 53.2789 | 2.623 | 1.0746 | 2024: 0; 2025: 53.2789; 2026: 11.3532; 2027: 62.9853; 2028: 1.0746; 2029: 1.0746; 2030: 0; 2031: 0; 2032: 0; 2033: 0; 2034: 53.2789; 2035: 0; 2036: 62.9853; 2039: 0.4622; 2040: 0.18576
2018-03-03 10:00 | 3 | 9 | 7 | 0 | 0 | 0.58632 | 1.227 | 2.4541 | 4.6906 | 20.3125 | 10.5647 | 17.0341 | 17.0341 | 49.8482 | 2.4541 | 2.2365 | 2024: 0; 2025: 49.8482; 2026: 23.6279; 2027: 79.8995; 2028: 2.2365; 2029: 3.3111; 2030: 0; 2031: 0; 2032: 0; 2033: 0; 2034: 49.8482; 2035: 0; 2036: 79.8995; 2039: 0.58632; 2040: 0.33325
2018-03-03 11:00 | 3 | 10 | 7 | 0 | 0 | 0.67829 | 1.233 | 2.466 | 5.4264 | 20.3125 | 10.5647 | 17.0341 | 17.0341 | 50.0899 | 2.466 | 2.9604 | 2024: 0; 2025: 50.0899; 2026: 31.2758; 2027: 92.4334; 2028: 2.9604; 2029: 6.2715; 2030: 0; 2031: 0; 2032: 0; 2033: 0; 2034: 50.0899; 2035: 0; 2036: 92.4334; 2039: 0.67829; 2040: 0.38163
2018-03-03 12:00 | 3 | 11 | 7 | 0 | 0 | 0.7217 | 1.1585 | 2.317 | 5.7736 | 20.3125 | 10.5647 | 17.0341 | 17.0341 | 47.064 | 2.317 | 3.4566 | 2024: 0; 2025: 47.064; 2026: 36.518; 2027: 98.3482; 2028: 3.4566; 2029: 9.7281; 2030: 0; 2031: 0; 2032: 0; 2033: 0; 2034: 47.064; 2035: 0; 2036: 98.3482; 2039: 0.7217; 2040: 0.48408
2018-03-03 13:00 | 3 | 12 | 7 | 0 | 0 | 0.70318 | 0.97913 | 1.9583 | 5.6254 | 20.3125 | 10.5647 | 17.0341 | 17.0341 | 39.7771 | 1.9583 | 3.6672 | 2024: 0; 2025: 39.7771; 2026: 38.7425; 2027: 95.824; 2028: 2.7719; 2029: 12.5; 2030: 0; 2031: 0; 2032: 0.89526; 2033: 0; 2034: 39.7771; 2035: 9.4582; 2036: 95.824; 2039: 0.70318; 2040: 0.52619
2018-03-03 14:00 | 3 | 13 | 7 | 0 | 0 | 0.63586 | 0.93976 | 1.8795 | 5.0869 | 20.3125 | 10.5647 | 17.0341 | 17.0341 | 38.1779 | 1.8795 | 3.2073 | 2024: 0; 2025: 38.1779; 2026: 33.8846; 2027: 86.6502; 2028: 0; 2029: 12.5; 2030: 0; 2031: 0; 2032: 3.2073; 2033: 0; 2034: 38.1779; 2035: 33.8846; 2036: 86.6502; 2039: 0.63586; 2040: 0.36519
2018-03-03 15:00 | 3 | 14 | 7 | 0 | 0 | 0.36694 | 0.97065 | 1.9413 | 2.9355 | 20.3125 | 10.5647 | 17.0341 | 17.0341 | 39.4327 | 1.9413 | 0.99421 | 2024: 0; 2025: 39.4327; 2026: 10.5036; 2027: 50.0039; 2028: 0; 2029: 12.5; 2030: 0; 2031: 0; 2032: 0.99421; 2033: 0; 2034: 39.4327; 2035: 10.5036; 2036: 50.0039; 2039: 0.36694; 2040: 0.28286
2018-03-03 16:00 | 3 | 15 | 7 | 0 | 1 | 0.35428 | 1.0288 | 2.0577 | 2.8342 | 21.7915 | 12.0437 | 17.0341 | 17.0341 | 44.8397 | 2.0577 | 0.77657 | 2024: 0; 2025: 44.8397; 2026: 9.3528; 2027: 48.2789; 2028: 0; 2029: 12.5; 2030: 0; 2031: 0; 2032: 0.77657; 2033: 0; 2034: 44.8397; 2035: 9.3528; 2036: 48.2789; 2039: 0.35428; 2040: 0.21159
2018-03-03 17:00 | 3 | 16 | 7 | 0 | 1 | 0.13642 | 1.0779 | 2.1558 | 1.0913 | 21.7915 | 12.0437 | 17.0341 | 17.0341 | 46.978 | 1.0913 | 0 | 2024: 23.1962; 2025: 23.7818; 2026: 0; 2027: 18.59; 2028: 0; 2029: 12.5; 2030: 1.0645; 2031: 1.0645; 2032: 0; 2033: 0; 2034: 46.978; 2035: 0; 2036: 18.59; 2039: 0.13642; 2040: 0.051584
2018-03-03 18:00 | 3 | 17 | 7 | 0 | 1 | 0 | 1.122 | 2.2439 | 0 | 21.7915 | 12.0437 | 17.0341 | 17.0341 | 48.899 | 0 | 0 | 2024: 48.899; 2025: 0; 2026: 0; 2027: 0; 2028: 0; 2029: 11.343; 2030: 2.2439; 2031: 2.2439; 2032: 0; 2033: 0; 2034: 48.899; 2035: 0; 2036: 0; 2039: 0; 2040: 0
2018-03-03 19:00 | 3 | 18 | 7 | 0 | 1 | 0 | 1.2525 | 2.5051 | 0 | 21.7915 | 12.0437 | 17.0341 | 17.0341 | 54.5894 | 0 | 0 | 2024: 54.5894; 2025: 0; 2026: 0; 2027: 0; 2028: 0; 2029: 8.9039; 2030: 2.5051; 2031: 2.5051; 2032: 0; 2033: 0; 2034: 54.5894; 2035: 0; 2036: 0; 2039: 0; 2040: 0
2018-03-03 20:00 | 3 | 19 | 7 | 0 | 0 | 0 | 1.4167 | 2.8335 | 0 | 20.3125 | 10.5647 | 17.0341 | 17.0341 | 57.5554 | 0 | 0 | 2024: 57.5554; 2025: 0; 2026: 0; 2027: 0; 2028: 0; 2029: 6.181; 2030: 2.8335; 2031: 2.8335; 2032: 0; 2033: 0; 2034: 57.5554; 2035: 0; 2036: 0; 2039: 0; 2040: 0
2018-03-03 21:00 | 3 | 20 | 7 | 0 | 0 | 0 | 1.3901 | 2.7802 | 0 | 20.3125 | 10.5647 | 17.0341 | 17.0341 | 56.4729 | 0 | 0 | 2024: 56.4729; 2025: 0; 2026: 0; 2027: 0; 2028: 0; 2029: 3.1011; 2030: 2.7802; 2031: 2.7802; 2032: 0; 2033: 0; 2034: 56.4729; 2035: 0; 2036: 0; 2039: 0; 2040: 0
2018-03-03 22:00 | 3 | 21 | 7 | 0 | 0 | 0 | 1.2016 | 2.4032 | 0 | 20.3125 | 10.5647 | 17.0341 | 17.0341 | 48.8148 | 0 | 0 | 2024: 48.8148; 2025: 0; 2026: 0; 2027: 0; 2028: 0; 2029: 0.07914; 2030: 2.4032; 2031: 0.072809; 2032: 0; 2033: 47.3358; 2034: 1.4789; 2035: 0; 2036: 0; 2039: 0; 2040: 0
2018-03-03 23:00 | 3 | 22 | 7 | 0 | 0 | 0 | 1.0442 | 2.0884 | 0 | 20.3125 | 10.5647 | 17.0341 | 17.0341 | 42.4201 | 0 | 0 | 2024: 42.4201; 2025: 0; 2026: 0; 2027: 0; 2028: 0; 2029: 0; 2030: 2.0884; 2031: 0; 2032: 0; 2033: 42.4201; 2034: 0; 2035: 0; 2036: 0; 2039: 0; 2040: 0
2018-03-04 | 3 | 23 | 7 | 0 | 0 | 0 | 0.91766 | 1.8353 | 0 | 20.3125 | 10.5647 | 17.0341 | 17.0341 | 37.2798 | 0 | 0 | 2024: 37.2798; 2025: 0; 2026: 0; 2027: 0; 2028: 0; 2029: 0; 2030: 1.8353; 2031: 0; 2032: 0; 2033: 37.2798; 2034: 0; 2035: 0; 2036: 0; 2039: 0; 2040: 0
2018-03-04 01:00 | 3 | 0 | 1 | 0 | 0 | 0 | 0.86889 | 1.7378 | 0 | 20.3125 | 10.5647 | 17.0341 | 17.0341 | 35.2985 | 0 | 0 | 2024: 35.2985; 2025: 0; 2026: 0; 2027: 0; 2028: 0; 2029: 0; 2030: 1.7378; 2031: 0; 2032: 0; 2033: 35.2985; 2034: 0; 2035: 0; 2036: 0; 2039: 0; 2040: 0
2018-03-04 02:00 | 3 | 1 | 1 | 0 | 0 | 0 | 0.87668 | 1.7534 | 0 | 20.3125 | 10.5647 | 17.0341 | 17.0341 | 35.615 | 0 | 0 | 2024: 35.615; 2025: 0; 2026: 0; 2027: 0; 2028: 0; 2029: 0; 2030: 1.7534; 2031: 0; 2032: 0; 2033: 35.615; 2034: 0; 2035: 0; 2036: 0; 2039: 0; 2040: 0
2018-03-04 03:00 | 3 | 2 | 1 | 0 | 0 | 0 | 0.88719 | 1.7744 | 0 | 20.3125 | 10.5647 | 17.0341 | 17.0341 | 36.0422 | 0 | 0 | 2024: 36.0422; 2025: 0; 2026: 0; 2027: 0; 2028: 0; 2029: 0; 2030: 1.7744; 2031: 0; 2032: 0; 2033: 36.0422; 2034: 0; 2035: 0; 2036: 0; 2039: 0; 2040: 0
2018-03-04 04:00 | 3 | 3 | 1 | 0 | 0 | 0 | 0.9563 | 1.9126 | 0 | 20.3125 | 10.5647 | 17.0341 | 17.0341 | 38.8497 | 0 | 0 | 2024: 38.8497; 2025: 0; 2026: 0; 2027: 0; 2028: 0; 2029: 0; 2030: 1.9126; 2031: 0; 2032: 0; 2033: 38.8497; 2034: 0; 2035: 0; 2036: 0; 2039: 0; 2040: 0
2018-03-04 05:00 | 3 | 4 | 1 | 0 | 0 | 0 | 0.99809 | 1.9962 | 0 | 20.3125 | 10.5647 | 17.0341 | 17.0341 | 40.5473 | 0 | 0 | 2024: 40.5473; 2025: 0; 2026: 0; 2027: 0; 2028: 0; 2029: 0; 2030: 1.9962; 2031: 0; 2032: 0; 2033: 40.5473; 2034: 0; 2035: 0; 2036: 0; 2039: 0; 2040: 0
2018-03-04 06:00 | 3 | 5 | 1 | 0 | 0 | 0 | 1.0942 | 2.1885 | 0 | 20.3125 | 10.5647 | 17.0341 | 17.0341 | 44.4529 | 0 | 0 | 2024: 44.4529; 2025: 0; 2026: 0; 2027: 0; 2028: 0; 2029: 0; 2030: 2.1885; 2031: 0; 2032: 0; 2033: 44.4529; 2034: 0; 2035: 0; 2036: 0; 2039: 0; 2040: 0
2018-03-04 07:00 | 3 | 6 | 1 | 0 | 0 | 0.026905 | 1.1975 | 2.395 | 0.21524 | 20.3125 | 10.5647 | 17.0341 | 17.0341 | 48.6486 | 0.21524 | 0 | 2024: 44.2766; 2025: 4.372; 2026: 0; 2027: 3.6664; 2028: 0; 2029: 0; 2030: 2.1798; 2031: 0; 2032: 0; 2033: 44.2766; 2034: 4.372; 2035: 0; 2036: 3.6664; 2039: 0.026905; 2040: 0.013747
2018-03-04 08:00 | 3 | 7 | 1 | 0 | 0 | 0.24834 | 1.2281 | 2.4562 | 1.9868 | 20.3125 | 10.5647 | 17.0341 | 17.0341 | 49.8915 | 1.9868 | 0 | 2024: 9.5356; 2025: 40.3559; 2026: 0; 2027: 33.8426; 2028: 0; 2029: 0; 2030: 0.46944; 2031: 0; 2032: 0; 2033: 9.5356; 2034: 40.3559; 2035: 0; 2036: 33.8426; 2039: 0.24834; 2040: 0.16618
2018-03-04 09:00 | 3 | 8 | 1 | 0 | 0 | 0.45344 | 1.1903 | 2.3807 | 3.6275 | 20.3125 | 10.5647 | 17.0341 | 17.0341 | 48.3579 | 2.3807 | 1.2468 | 2024: 0; 2025: 48.3579; 2026: 13.1725; 2027: 61.792; 2028: 1.2468; 2029: 1.2468; 2030: 0; 2031: 0; 2032: 0; 2033: 0; 2034: 48.3579; 2035: 0; 2036: 61.792; 2039: 0.45344; 2040: 0.34088
2018-03-04 10:00 | 3 | 9 | 1 | 0 | 0 | 0.58713 | 1.2148 | 2.4296 | 4.697 | 20.3125 | 10.5647 | 17.0341 | 17.0341 | 49.351 | 2.4296 | 2.2675 | 2024: 0; 2025: 49.351; 2026: 23.9551; 2027: 80.0102; 2028: 2.2675; 2029: 3.5143; 2030: 0; 2031: 0; 2032: 0; 2033: 0; 2034: 49.351; 2035: 0; 2036: 80.0102; 2039: 0.58713; 2040: 0.50331
2018-03-04 11:00 | 3 | 10 | 1 | 0 | 0 | 0.67539 | 1.0924 | 2.1848 | 5.4031 | 20.3125 | 10.5647 | 17.0341 | 17.0341 | 44.3784 | 2.1848 | 3.2184 | 2024: 0; 2025: 44.3784; 2026: 34.001; 2027: 92.0378; 2028: 3.2184; 2029: 6.7327; 2030: 0; 2031: 0; 2032: 0; 2033: 0; 2034: 44.3784; 2035: 0; 2036: 92.0378; 2039: 0.67539; 2040: 0.29052
2018-03-04 12:00 | 3 | 11 | 1 | 0 | 0 | 0.70697 | 1.0741 | 2.1481 | 5.6557 | 20.3125 | 10.5647 | 17.0341 | 17.0341 | 43.6336 | 2.1481 | 3.5076 | 2024: 0; 2025: 43.6336; 2026: 37.057; 2027: 96.3405; 2028: 3.5076; 2029: 10.2403; 2030: 0; 2031: 0; 2032: 0; 2033: 0; 2034: 43.6336; 2035: 0; 2036: 96.3405; 2039: 0.70697; 2040: 0.49733
2018-03-04 13:00 | 3 | 12 | 1 | 0 | 0 | 0.68772 | 0.94185 | 1.8837 | 5.5018 | 20.3125 | 10.5647 | 17.0341 | 17.0341 | 38.2625 | 1.8837 | 3.6181 | 2024: 0; 2025: 38.2625; 2026: 38.2241; 2027: 93.718; 2028: 2.2597; 2029: 12.5; 2030: 0; 2031: 0; 2032: 1.3584; 2033: 0; 2034: 38.2625; 2035: 14.3506; 2036: 93.718; 2039: 0.68772; 2040: 0.48884
2018-03-04 14:00 | 3 | 13 | 1 | 0 | 0 | 0.62396 | 0.88218 | 1.7644 | 4.9917 | 20.3125 | 10.5647 | 17.0341 | 17.0341 | 35.8387 | 1.7644 | 3.2273 | 2024: 0; 2025: 35.8387; 2026: 34.096; 2027: 85.0295; 2028: 0; 2029: 12.5; 2030: 0; 2031: 0; 2032: 3.2273; 2033: 0; 2034: 35.8387; 2035: 34.096; 2036: 85.0295; 2039: 0.62396; 2040: 0.51839
2018-03-04 15:00 | 3 | 14 | 1 | 0 | 0 | 0.38763 | 0.87617 | 1.7523 | 3.101 | 20.3125 | 10.5647 | 17.0341 | 17.0341 | 35.5943 | 1.7523 | 1.3487 | 2024: 0; 2025: 35.5943; 2026: 14.2486; 2027: 52.8233; 2028: 0; 2029: 12.5; 2030: 0; 2031: 0; 2032: 1.3487; 2033: 0; 2034: 35.5943; 2035: 14.2486; 2036: 52.8233; 2039: 0.38763; 2040: 0.34607
2018-03-04 16:00 | 3 | 15 | 1 | 0 | 1 | 0.28088 | 0.97397 | 1.9479 | 2.247 | 21.7915 | 12.0437 | 17.0341 | 17.0341 | 42.4484 | 1.9479 | 0.29907 | 2024: 0; 2025: 42.4484; 2026: 3.6019; 2027: 38.2759; 2028: 0; 2029: 12.5; 2030: 0; 2031: 0; 2032: 0.29907; 2033: 0; 2034: 42.4484; 2035: 3.6019; 2036: 38.2759; 2039: 0.28088; 2040: 0.19268
2018-03-04 17:00 | 3 | 16 | 1 | 0 | 1 | 0.13518 | 1.0714 | 2.1428 | 1.0814 | 21.7915 | 12.0437 | 17.0341 | 17.0341 | 46.6956 | 1.0814 | 0 | 2024: 23.1301; 2025: 23.5655; 2026: 0; 2027: 18.4209; 2028: 0; 2029: 12.5; 2030: 1.0614; 2031: 1.0614; 2032: 0; 2033: 0; 2034: 46.6956; 2035: 0; 2036: 18.4209; 2039: 0.13518; 2040: 0.04816
2018-03-04 18:00 | 3 | 17 | 1 | 0 | 1 | 0 | 1.1151 | 2.2302 | 0 | 21.7915 | 12.0437 | 17.0341 | 17.0341 | 48.6002 | 0 | 0 | 2024: 48.6002; 2025: 0; 2026: 0; 2027: 0; 2028: 0; 2029: 11.3463; 2030: 2.2302; 2031: 2.2302; 2032: 0; 2033: 0; 2034: 48.6002; 2035: 0; 2036: 0; 2039: 0; 2040: 0
2018-03-04 19:00 | 3 | 18 | 1 | 0 | 1 | 0 | 1.2086 | 2.4172 | 0 | 21.7915 | 12.0437 | 17.0341 | 17.0341 | 52.6739 | 0 | 0 | 2024: 52.6739; 2025: 0; 2026: 0; 2027: 0; 2028: 0; 2029: 8.9221; 2030: 2.4172; 2031: 2.4172; 2032: 0; 2033: 0; 2034: 52.6739; 2035: 0; 2036: 0; 2039: 0; 2040: 0
2018-03-04 20:00 | 3 | 19 | 1 | 0 | 0 | 0 | 1.265 | 2.5299 | 0 | 20.3125 | 10.5647 | 17.0341 | 17.0341 | 51.3891 | 0 | 0 | 2024: 51.3891; 2025: 0; 2026: 0; 2027: 0; 2028: 0; 2029: 6.2947; 2030: 2.5299; 2031: 2.5299; 2032: 0; 2033: 0; 2034: 51.3891; 2035: 0; 2036: 0; 2039: 0; 2040: 0
2018-03-04 21:00 | 3 | 20 | 1 | 0 | 0 | 0 | 1.1719 | 2.3438 | 0 | 20.3125 | 10.5647 | 17.0341 | 17.0341 | 47.6079 | 0 | 0 | 2024: 47.6079; 2025: 0; 2026: 0; 2027: 0; 2028: 0; 2029: 3.5448; 2030: 2.3438; 2031: 2.3438; 2032: 0; 2033: 0; 2034: 47.6079; 2035: 0; 2036: 0; 2039: 0; 2040: 0
2018-03-04 22:00 | 3 | 21 | 1 | 0 | 0 | 0 | 0.95615 | 1.9123 | 0 | 20.3125 | 10.5647 | 17.0341 | 17.0341 | 38.8435 | 0 | 0 | 2024: 38.8435; 2025: 0; 2026: 0; 2027: 0; 2028: 0; 2029: 0.99723; 2030: 1.9123; 2031: 0.91745; 2032: 0; 2033: 20.2077; 2034: 18.6358; 2035: 0; 2036: 0; 2039: 0; 2040: 0
2018-03-04 23:00 | 3 | 22 | 1 | 0 | 0 | 0 | 0.81027 | 1.6205 | 0 | 20.3125 | 10.5647 | 17.0341 | 17.0341 | 32.9172 | 0 | 0 | 2024: 32.9172; 2025: 0; 2026: 0; 2027: 0; 2028: 0; 2029: 0; 2030: 1.6205; 2031: 0; 2032: 0; 2033: 32.9172; 2034: 0; 2035: 0; 2036: 0; 2039: 0; 2040: 0
2018-03-05 | 3 | 23 | 1 | 0 | 0 | 0 | 0.75204 | 1.5041 | 0 | 20.3125 | 10.5647 | 17.0341 | 17.0341 | 30.5517 | 0 | 0 | 2024: 30.5517; 2025: 0; 2026: 0; 2027: 0; 2028: 0; 2029: 0; 2030: 1.5041; 2031: 0; 2032: 0; 2033: 30.5517; 2034: 0; 2035: 0; 2036: 0; 2039: 0; 2040: 0
2018-03-05 01:00 | 3 | 0 | 2 | 0 | 0 | 0 | 0.72036 | 1.4407 | 0 | 20.3125 | 10.5647 | 17.0341 | 17.0341 | 29.2645 | 0 | 0 | 2024: 29.2645; 2025: 0; 2026: 0; 2027: 0; 2028: 0; 2029: 0; 2030: 1.4407; 2031: 0; 2032: 0; 2033: 29.2645; 2034: 0; 2035: 0; 2036: 0; 2039: 0; 2040: 0
2018-03-05 02:00 | 3 | 1 | 2 | 0 | 0 | 0 | 0.73799 | 1.476 | 0 | 20.3125 | 10.5647 | 17.0341 | 17.0341 | 29.9807 | 0 | 0 | 2024: 29.9807; 2025: 0; 2026: 0; 2027: 0; 2028: 0; 2029: 0; 2030: 1.476; 2031: 0; 2032: 0; 2033: 29.9807; 2034: 0; 2035: 0; 2036: 0; 2039: 0; 2040: 0
2018-03-05 03:00 | 3 | 2 | 2 | 0 | 0 | 0 | 0.78087 | 1.5617 | 0 | 20.3125 | 10.5647 | 17.0341 | 17.0341 | 31.7227 | 0 | 0 | 2024: 31.7227; 2025: 0; 2026: 0; 2027: 0; 2028: 0; 2029: 0; 2030: 1.5617; 2031: 0; 2032: 0; 2033: 31.7227; 2034: 0; 2035: 0; 2036: 0; 2039: 0; 2040: 0
2018-03-05 04:00 | 3 | 3 | 2 | 0 | 0 | 0 | 0.83701 | 1.674 | 0 | 20.3125 | 10.5647 | 17.0341 | 17.0341 | 34.0034 | 0 | 0 | 2024: 34.0034; 2025: 0; 2026: 0; 2027: 0; 2028: 0; 2029: 0; 2030: 1.674; 2031: 0; 2032: 0; 2033: 34.0034; 2034: 0; 2035: 0; 2036: 0; 2039: 0; 2040: 0
2018-03-05 05:00 | 3 | 4 | 2 | 0 | 0 | 0 | 0.90952 | 1.819 | 0 | 20.3125 | 10.5647 | 17.0341 | 17.0341 | 36.9493 | 0 | 0 | 2024: 36.9493; 2025: 0; 2026: 0; 2027: 0; 2028: 0; 2029: 0; 2030: 1.819; 2031: 0; 2032: 0; 2033: 36.9493; 2034: 0; 2035: 0; 2036: 0; 2039: 0; 2040: 0
2018-03-05 06:00 | 3 | 5 | 2 | 0 | 0 | 0 | 1.0654 | 2.1309 | 0 | 20.3125 | 10.5647 | 17.0341 | 17.0341 | 43.2835 | 0 | 0 | 2024: 43.2835; 2025: 0; 2026: 0; 2027: 0; 2028: 0; 2029: 0; 2030: 2.1309; 2031: 0; 2032: 0; 2033: 43.2835; 2034: 0; 2035: 0; 2036: 0; 2039: 0; 2040: 0
2018-03-05 07:00 | 3 | 6 | 2 | 0 | 0 | 0.0048764 | 1.2207 | 2.4415 | 0.039012 | 20.3125 | 10.5647 | 17.0341 | 17.0341 | 49.5924 | 0.039012 | 0 | 2024: 48.8; 2025: 0.79242; 2026: 0; 2027: 0.66453; 2028: 0; 2029: 0; 2030: 2.4025; 2031: 0; 2032: 0; 2033: 48.8; 2034: 0.79242; 2035: 0; 2036: 0.66453; 2039: 0.0048764; 2040: 0.016906
2018-03-05 08:00 | 3 | 7 | 2 | 0 | 0 | 0.00078917 | 1.1085 | 2.217 | 0.0063134 | 20.3125 | 10.5647 | 17.0341 | 17.0341 | 45.0338 | 0.0063134 | 0 | 2024: 44.9056; 2025: 0.12824; 2026: 0; 2027: 0.10754; 2028: 0; 2029: 0; 2030: 2.2107; 2031: 0; 2032: 0; 2033: 44.9056; 2034: 0.12824; 2035: 0; 2036: 0.10754; 2039: 0.00078917; 2040: 0.17321
2018-03-05 09:00 | 3 | 8 | 2 | 0 | 0 | 0.041338 | 1.0119 | 2.0237 | 0.33071 | 20.3125 | 10.5647 | 17.0341 | 17.0341 | 41.1065 | 0.33071 | 0 | 2024: 34.389; 2025: 6.7175; 2026: 0; 2027: 5.6333; 2028: 0; 2029: 0; 2030: 1.693; 2031: 0; 2032: 0; 2033: 34.389; 2034: 6.7175; 2035: 0; 2036: 5.6333; 2039: 0.041338; 2040: 0.34858
2018-03-05 10:00 | 3 | 9 | 2 | 0 | 0 | 0.1127 | 0.92744 | 1.8549 | 0.9016 | 20.3125 | 10.5647 | 17.0341 | 17.0341 | 37.6772 | 0.9016 | 0 | 2024: 19.3635; 2025: 18.3138; 2026: 0; 2027: 15.358; 2028: 0; 2029: 0; 2030: 0.95328; 2031: 0; 2032: 0; 2033: 19.3635; 2034: 18.3138; 2035: 0; 2036: 15.358; 2039: 0.1127; 2040: 0.5517
2018-03-05 11:00 | 3 | 10 | 2 | 0 | 0 | 0.090887 | 0.91756 | 1.8351 | 0.7271 | 20.3125 | 10.5647 | 17.0341 | 17.0341 | 37.276 | 0.7271 | 0 | 2024: 22.5068; 2025: 14.7692; 2026: 0; 2027: 12.3855; 2028: 0; 2029: 0; 2030: 1.108; 2031: 0; 2032: 0; 2033: 22.5068; 2034: 14.7692; 2035: 0; 2036: 12.3855; 2039: 0.090887; 2040: 0.62247
2018-03-05 12:00 | 3 | 11 | 2 | 0 | 0 | 0.31374 | 0.88446 | 1.7689 | 2.5099 | 20.3125 | 10.5647 | 17.0341 | 17.0341 | 35.9311 | 1.7689 | 0.74097 | 2024: 0; 2025: 35.9311; 2026: 7.8282; 2027: 42.7538; 2028: 0.74097; 2029: 0.74097; 2030: 0; 2031: 0; 2032: 0; 2033: 0; 2034: 35.9311; 2035: 0; 2036: 42.7538; 2039: 0.31374; 2040: 0.54242
2018-03-05 13:00 | 3 | 12 | 2 | 0 | 0 | 0.20387 | 0.78212 | 1.5642 | 1.631 | 20.3125 | 10.5647 | 17.0341 | 17.0341 | 31.7736 | 1.5642 | 0.06673 | 2024: 0; 2025: 31.7736; 2026: 0.70499; 2027: 27.7821; 2028: 0.06673; 2029: 0.8077; 2030: 0; 2031: 0; 2032: 0; 2033: 0; 2034: 31.7736; 2035: 0; 2036: 27.7821; 2039: 0.20387; 2040: 0.55
2018-03-05 14:00 | 3 | 13 | 2 | 0 | 0 | 0.39969 | 0.75491 | 1.5098 | 3.1975 | 20.3125 | 10.5647 | 17.0341 | 17.0341 | 30.6681 | 1.5098 | 1.6877 | 2024: 0; 2025: 30.6681; 2026: 17.8304; 2027: 54.4674; 2028: 1.6877; 2029: 2.4954; 2030: 0; 2031: 0; 2032: 0; 2033: 0; 2034: 30.6681; 2035: 0; 2036: 54.4674; 2039: 0.39969; 2040: 0.54648
2018-03-05 15:00 | 3 | 14 | 2 | 0 | 0 | 0.14154 | 0.83996 | 1.6799 | 1.1323 | 20.3125 | 10.5647 | 17.0341 | 17.0341 | 34.1235 | 1.1323 | 0 | 2024: 11.1231; 2025: 23.0004; 2026: 0; 2027: 19.2882; 2028: 0; 2029: 2.4954; 2030: 0.5476; 2031: 0.5476; 2032: 0; 2033: 0; 2034: 34.1235; 2035: 0; 2036: 19.2882; 2039: 0.14154; 2040: 0.33616
2018-03-05 16:00 | 3 | 15 | 2 | 0 | 1 | 0.20953 | 0.90613 | 1.8123 | 1.6762 | 21.7915 | 12.0437 | 17.0341 | 17.0341 | 39.4917 | 1.6762 | 0 | 2024: 2.9641; 2025: 36.5276; 2026: 0; 2027: 28.5532; 2028: 0; 2029: 1.9002; 2030: 0.13602; 2031: 0.13602; 2032: 0; 2033: 0; 2034: 39.4917; 2035: 0; 2036: 28.5532; 2039: 0.20953; 2040: 0.15204
2018-03-05 17:00 | 3 | 16 | 2 | 0 | 1 | 0 | 0.96655 | 1.9331 | 0 | 21.7915 | 12.0437 | 17.0341 | 17.0341 | 42.1251 | 0 | 0 | 2024: 42.1251; 2025: 0; 2026: 0; 2027: 0; 2028: 0; 2029: 1.7524; 2030: 1.9331; 2031: 1.6122; 2032: 0; 2033: 6.9933; 2034: 35.1318; 2035: 0; 2036: 0; 2039: 0; 2040: 0.095562
2018-03-05 18:00 | 3 | 17 | 2 | 0 | 1 | 0 | 1.0564 | 2.1128 | 0 | 21.7915 | 12.0437 | 17.0341 | 17.0341 | 46.0401 | 0 | 0 | 2024: 46.0401; 2025: 0; 2026: 0; 2027: 0; 2028: 0; 2029: 0; 2030: 2.1128; 2031: 0; 2032: 0; 2033: 46.0401; 2034: 0; 2035: 0; 2036: 0; 2039: 0; 2040: 0
2018-03-05 19:00 | 3 | 18 | 2 | 0 | 1 | 0 | 1.1232 | 2.2464 | 0 | 21.7915 | 12.0437 | 17.0341 | 17.0341 | 48.9529 | 0 | 0 | 2024: 48.9529; 2025: 0; 2026: 0; 2027: 0; 2028: 0; 2029: 0; 2030: 2.2464; 2031: 0; 2032: 0; 2033: 48.9529; 2034: 0; 2035: 0; 2036: 0; 2039: 0; 2040: 0
2018-03-05 20:00 | 3 | 19 | 2 | 0 | 0 | 0 | 1.2096 | 2.4191 | 0 | 20.3125 | 10.5647 | 17.0341 | 17.0341 | 49.1386 | 0 | 0 | 2024: 49.1386; 2025: 0; 2026: 0; 2027: 0; 2028: 0; 2029: 0; 2030: 2.4191; 2031: 0; 2032: 0; 2033: 49.1386; 2034: 0; 2035: 0; 2036: 0; 2039: 0; 2040: 0
2018-03-05 21:00 | 3 | 20 | 2 | 0 | 0 | 0 | 1.1299 | 2.2597 | 0 | 20.3125 | 10.5647 | 17.0341 | 17.0341 | 45.9011 | 0 | 0 | 2024: 45.9011; 2025: 0; 2026: 0; 2027: 0; 2028: 0; 2029: 0; 2030: 2.2597; 2031: 0; 2032: 0; 2033: 45.9011; 2034: 0; 2035: 0; 2036: 0; 2039: 0; 2040: 0
2018-03-05 22:00 | 3 | 21 | 2 | 0 | 0 | 0 | 0.93043 | 1.8609 | 0 | 20.3125 | 10.5647 | 17.0341 | 17.0341 | 37.7988 | 0 | 0 | 2024: 37.7988; 2025: 0; 2026: 0; 2027: 0; 2028: 0; 2029: 0; 2030: 1.8609; 2031: 0; 2032: 0; 2033: 37.7988; 2034: 0; 2035: 0; 2036: 0; 2039: 0; 2040: 0
2018-03-05 23:00 | 3 | 22 | 2 | 0 | 0 | 0 | 0.76012 | 1.5202 | 0 | 20.3125 | 10.5647 | 17.0341 | 17.0341 | 30.8797 | 0 | 0 | 2024: 30.8797; 2025: 0; 2026: 0; 2027: 0; 2028: 0; 2029: 0; 2030: 1.5202; 2031: 0; 2032: 0; 2033: 30.8797; 2034: 0; 2035: 0; 2036: 0; 2039: 0; 2040: 0
2018-03-06 | 3 | 23 | 2 | 0 | 0 | 0 | 0.6988 | 1.3976 | 0 | 20.3125 | 10.5647 | 17.0341 | 17.0341 | 28.3887 | 0 | 0 | 2024: 28.3887; 2025: 0; 2026: 0; 2027: 0; 2028: 0; 2029: 0; 2030: 1.3976; 2031: 0; 2032: 0; 2033: 28.3887; 2034: 0; 2035: 0; 2036: 0; 2039: 0; 2040: 0
2018-03-06 01:00 | 3 | 0 | 3 | 0 | 0 | 0 | 0.66735 | 1.3347 | 0 | 20.3125 | 10.5647 | 17.0341 | 17.0341 | 27.111 | 0 | 0 | 2024: 27.111; 2025: 0; 2026: 0; 2027: 0; 2028: 0; 2029: 0; 2030: 1.3347; 2031: 0; 2032: 0; 2033: 27.111; 2034: 0; 2035: 0; 2036: 0; 2039: 0; 2040: 0
2018-03-06 02:00 | 3 | 1 | 3 | 0 | 0 | 0 | 0.68689 | 1.3738 | 0 | 20.3125 | 10.5647 | 17.0341 | 17.0341 | 27.905 | 0 | 0 | 2024: 27.905; 2025: 0; 2026: 0; 2027: 0; 2028: 0; 2029: 0; 2030: 1.3738; 2031: 0; 2032: 0; 2033: 27.905; 2034: 0; 2035: 0; 2036: 0; 2039: 0; 2040: 0
2018-03-06 03:00 | 3 | 2 | 3 | 0 | 0 | 0 | 0.70707 | 1.4141 | 0 | 20.3125 | 10.5647 | 17.0341 | 17.0341 | 28.7245 | 0 | 0 | 2024: 28.7245; 2025: 0; 2026: 0; 2027: 0; 2028: 0; 2029: 0; 2030: 1.4141; 2031: 0; 2032: 0; 2033: 28.7245; 2034: 0; 2035: 0; 2036: 0; 2039: 0; 2040: 0
2018-03-06 04:00 | 3 | 3 | 3 | 0 | 0 | 0 | 0.77895 | 1.5579 | 0 | 20.3125 | 10.5647 | 17.0341 | 17.0341 | 31.6449 | 0 | 0 | 2024: 31.6449; 2025: 0; 2026: 0; 2027: 0; 2028: 0; 2029: 0; 2030: 1.5579; 2031: 0; 2032: 0; 2033: 31.6449; 2034: 0; 2035: 0; 2036: 0; 2039: 0; 2040: 0
2018-03-06 05:00 | 3 | 4 | 3 | 0 | 0 | 0 | 0.84705 | 1.6941 | 0 | 20.3125 | 10.5647 | 17.0341 | 17.0341 | 34.4116 | 0 | 0 | 2024: 34.4116; 2025: 0; 2026: 0; 2027: 0; 2028: 0; 2029: 0; 2030: 1.6941; 2031: 0; 2032: 0; 2033: 34.4116; 2034: 0; 2035: 0; 2036: 0; 2039: 0; 2040: 0
2018-03-06 06:00 | 3 | 5 | 3 | 0 | 0 | 0 | 1.0259 | 2.0519 | 0 | 20.3125 | 10.5647 | 17.0341 | 17.0341 | 41.679 | 0 | 0 | 2024: 41.679; 2025: 0; 2026: 0; 2027: 0; 2028: 0; 2029: 0; 2030: 2.0519; 2031: 0; 2032: 0; 2033: 41.679; 2034: 0; 2035: 0; 2036: 0; 2039: 0; 2040: 0
2018-03-06 07:00 | 3 | 6 | 3 | 0 | 0 | 0.02702 | 1.1327 | 2.2655 | 0.21616 | 20.3125 | 10.5647 | 17.0341 | 17.0341 | 46.0177 | 0.21616 | 0 | 2024: 41.6268; 2025: 4.3908; 2026: 0; 2027: 3.6822; 2028: 0; 2029: 0; 2030: 2.0493; 2031: 0; 2032: 0; 2033: 41.6268; 2034: 4.3908; 2035: 0; 2036: 3.6822; 2039: 0.02702; 2040: 0.018827
2018-03-06 08:00 | 3 | 7 | 3 | 0 | 0 | 0.039252 | 1.1302 | 2.2603 | 0.31402 | 20.3125 | 10.5647 | 17.0341 | 17.0341 | 45.9131 | 0.31402 | 0 | 2024: 39.5347; 2025: 6.3785; 2026: 0; 2027: 5.349; 2028: 0; 2029: 0; 2030: 1.9463; 2031: 0; 2032: 0; 2033: 39.5347; 2034: 6.3785; 2035: 0; 2036: 5.349; 2039: 0.039252; 2040: 0.17105
2018-03-06 09:00 | 3 | 8 | 3 | 0 | 0 | 0.034995 | 1.0296 | 2.0591 | 0.27996 | 20.3125 | 10.5647 | 17.0341 | 17.0341 | 41.8261 | 0.27996 | 0 | 2024: 36.1394; 2025: 5.6867; 2026: 0; 2027: 4.7689; 2028: 0; 2029: 0; 2030: 1.7792; 2031: 0; 2032: 0; 2033: 36.1394; 2034: 5.6867; 2035: 0; 2036: 4.7689; 2039: 0.034995; 2040: 0.38349
2018-03-06 10:00 | 3 | 9 | 3 | 0 | 0 | 0.038624 | 0.98496 | 1.9699 | 0.30899 | 20.3125 | 10.5647 | 17.0341 | 17.0341 | 40.0141 | 0.30899 | 0 | 2024: 33.7377; 2025: 6.2764; 2026: 0; 2027: 5.2634; 2028: 0; 2029: 0; 2030: 1.6609; 2031: 0; 2032: 0; 2033: 33.7377; 2034: 6.2764; 2035: 0; 2036: 5.2634; 2039: 0.038624; 2040: 0.40357
2018-03-06 11:00 | 3 | 10 | 3 | 0 | 0 | 0.4471 | 0.96721 | 1.9344 | 3.5768 | 20.3125 | 10.5647 | 17.0341 | 17.0341 | 39.2929 | 1.9344 | 1.6424 | 2024: 0; 2025: 39.2929; 2026: 17.3515; 2027: 60.928; 2028: 1.6424; 2029: 1.6424; 2030: 0; 2031: 0; 2032: 0; 2033: 0; 2034: 39.2929; 2035: 0; 2036: 60.928; 2039: 0.4471; 2040: 0.24466
2018-03-06 12:00 | 3 | 11 | 3 | 0 | 0 | 0.38218 | 0.87016 | 1.7403 | 3.0574 | 20.3125 | 10.5647 | 17.0341 | 17.0341 | 35.3501 | 1.7403 | 1.3171 | 2024: 0; 2025: 35.3501; 2026: 13.9149; 2027: 52.0806; 2028: 1.3171; 2029: 2.9595; 2030: 0; 2031: 0; 2032: 0; 2033: 0; 2034: 35.3501; 2035: 0; 2036: 52.0806; 2039: 0.38218; 2040: 0.37806
2018-03-06 13:00 | 3 | 12 | 3 | 0 | 0 | 0.65027 | 0.77779 | 1.5556 | 5.2022 | 20.3125 | 10.5647 | 17.0341 | 17.0341 | 31.5978 | 1.5556 | 3.6466 | 2024: 0; 2025: 31.5978; 2026: 38.5254; 2027: 88.6149; 2028: 3.6466; 2029: 6.6061; 2030: 0; 2031: 0; 2032: 0; 2033: 0; 2034: 31.5978; 2035: 0; 2036: 88.6149; 2039: 0.65027; 2040: 0.45002
2018-03-06 14:00 | 3 | 13 | 3 | 0 | 0 | 0.59421 | 0.73124 | 1.4625 | 4.7537 | 20.3125 | 10.5647 | 17.0341 | 17.0341 | 29.7068 | 1.4625 | 3.2912 | 2024: 0; 2025: 29.7068; 2026: 34.7707; 2027: 80.975; 2028: 3.2912; 2029: 9.8973; 2030: 0; 2031: 0; 2032: 0; 2033: 0; 2034: 29.7068; 2035: 0; 2036: 80.975; 2039: 0.59421; 2040: 0.30051
2018-03-06 15:00 | 3 | 14 | 3 | 0 | 0 | 0.48757 | 0.72266 | 1.4453 | 3.9005 | 20.3125 | 10.5647 | 17.0341 | 17.0341 | 29.3581 | 1.4453 | 2.4552 | 2024: 0; 2025: 29.3581; 2026: 25.9386; 2027: 66.4422; 2028: 2.4552; 2029: 12.3525; 2030: 0; 2031: 0; 2032: 0; 2033: 0; 2034: 29.3581; 2035: 0; 2036: 66.4422; 2039: 0.48757; 2040: 0.26512
2018-03-06 16:00 | 3 | 15 | 3 | 0 | 1 | 0.32899 | 0.87395 | 1.7479 | 2.6319 | 21.7915 | 12.0437 | 17.0341 | 17.0341 | 38.0893 | 1.7479 | 0.88399 | 2024: 0; 2025: 38.0893; 2026: 10.6465; 2027: 44.832; 2028: 0.14748; 2029: 12.5; 2030: 0; 2031: 0; 2032: 0.73651; 2033: 0; 2034: 38.0893; 2035: 8.8703; 2036: 44.832; 2039: 0.32899; 2040: 0.1083
2018-03-06 17:00 | 3 | 16 | 3 | 0 | 1 | 0.13019 | 0.98924 | 1.9785 | 1.0416 | 21.7915 | 12.0437 | 17.0341 | 17.0341 | 43.1142 | 1.0416 | 0 | 2024: 20.4172; 2025: 22.697; 2026: 0; 2027: 17.7419; 2028: 0; 2029: 12.5; 2030: 0.93694; 2031: 0.93694; 2032: 0; 2033: 0; 2034: 43.1142; 2035: 0; 2036: 17.7419; 2039: 0.13019; 2040: 0.045985
2018-03-06 18:00 | 3 | 17 | 3 | 0 | 1 | 0 | 1.0987 | 2.1974 | 0 | 21.7915 | 12.0437 | 17.0341 | 17.0341 | 47.8851 | 0 | 0 | 2024: 47.8851; 2025: 0; 2026: 0; 2027: 0; 2028: 0; 2029: 11.4816; 2030: 2.1974; 2031: 2.1974; 2032: 0; 2033: 0; 2034: 47.8851; 2035: 0; 2036: 0; 2039: 0; 2040: 0
2018-03-06 19:00 | 3 | 18 | 3 | 0 | 1 | 0 | 1.1937 | 2.3874 | 0 | 21.7915 | 12.0437 | 17.0341 | 17.0341 | 52.0257 | 0 | 0 | 2024: 52.0257; 2025: 0; 2026: 0; 2027: 0; 2028: 0; 2029: 9.0931; 2030: 2.3874; 2031: 2.3874; 2032: 0; 2033: 0; 2034: 52.0257; 2035: 0; 2036: 0; 2039: 0; 2040: 0
2018-03-06 20:00 | 3 | 19 | 3 | 0 | 0 | 0 | 1.1809 | 2.3619 | 0 | 20.3125 | 10.5647 | 17.0341 | 17.0341 | 47.9758 | 0 | 0 | 2024: 47.9758; 2025: 0; 2026: 0; 2027: 0; 2028: 0; 2029: 6.4981; 2030: 2.3619; 2031: 2.3619; 2032: 0; 2033: 0; 2034: 47.9758; 2035: 0; 2036: 0; 2039: 0; 2040: 0
2018-03-06 21:00 | 3 | 20 | 3 | 0 | 0 | 0 | 1.1957 | 2.3914 | 0 | 20.3125 | 10.5647 | 17.0341 | 17.0341 | 48.5753 | 0 | 0 | 2024: 48.5753; 2025: 0; 2026: 0; 2027: 0; 2028: 0; 2029: 3.9308; 2030: 2.3914; 2031: 2.3914; 2032: 0; 2033: 0; 2034: 48.5753; 2035: 0; 2036: 0; 2039: 0; 2040: 0
2018-03-06 22:00 | 3 | 21 | 3 | 0 | 0 | 0 | 1.0303 | 2.0606 | 0 | 20.3125 | 10.5647 | 17.0341 | 17.0341 | 41.8549 | 0 | 0 | 2024: 41.8549; 2025: 0; 2026: 0; 2027: 0; 2028: 0; 2029: 1.3314; 2030: 2.0606; 2031: 1.2249; 2032: 0; 2033: 16.9736; 2034: 24.8813; 2035: 0; 2036: 0; 2039: 0; 2040: 0
2018-03-06 23:00 | 3 | 22 | 3 | 0 | 0 | 0 | 0.80006 | 1.6001 | 0 | 20.3125 | 10.5647 | 17.0341 | 17.0341 | 32.5025 | 0 | 0 | 2024: 32.5025; 2025: 0; 2026: 0; 2027: 0; 2028: 0; 2029: 0; 2030: 1.6001; 2031: 0; 2032: 0; 2033: 32.5025; 2034: 0; 2035: 0; 2036: 0; 2039: 0; 2040: 0
2018-03-07 | 3 | 23 | 3 | 0 | 0 | 0 | 0.74293 | 1.4859 | 0 | 20.3125 | 10.5647 | 17.0341 | 17.0341 | 30.1817 | 0 | 0 | 2024: 30.1817; 2025: 0; 2026: 0; 2027: 0; 2028: 0; 2029: 0; 2030: 1.4859; 2031: 0; 2032: 0; 2033: 30.1817; 2034: 0; 2035: 0; 2036: 0; 2039: 0; 2040: 0
2018-03-07 01:00 | 3 | 0 | 4 | 0 | 0 | 0 | 0.73157 | 1.4631 | 0 | 20.3125 | 10.5647 | 17.0341 | 17.0341 | 29.7199 | 0 | 0 | 2024: 29.7199; 2025: 0; 2026: 0; 2027: 0; 2028: 0; 2029: 0; 2030: 1.4631; 2031: 0; 2032: 0; 2033: 29.7199; 2034: 0; 2035: 0; 2036: 0; 2039: 0; 2040: 0
2018-03-07 02:00 | 3 | 1 | 4 | 0 | 0 | 0 | 0.75931 | 1.5186 | 0 | 20.3125 | 10.5647 | 17.0341 | 17.0341 | 30.847 | 0 | 0 | 2024: 30.847; 2025: 0; 2026: 0; 2027: 0; 2028: 0; 2029: 0; 2030: 1.5186; 2031: 0; 2032: 0; 2033: 30.847; 2034: 0; 2035: 0; 2036: 0; 2039: 0; 2040: 0
2018-03-07 03:00 | 3 | 2 | 4 | 0 | 0 | 0 | 0.71986 | 1.4397 | 0 | 20.3125 | 10.5647 | 17.0341 | 17.0341 | 29.2444 | 0 | 0 | 2024: 29.2444; 2025: 0; 2026: 0; 2027: 0; 2028: 0; 2029: 0; 2030: 1.4397; 2031: 0; 2032: 0; 2033: 29.2444; 2034: 0; 2035: 0; 2036: 0; 2039: 0; 2040: 0
2018-03-07 04:00 | 3 | 3 | 4 | 0 | 0 | 0 | 0.71204 | 1.4241 | 0 | 20.3125 | 10.5647 | 17.0341 | 17.0341 | 28.9267 | 0 | 0 | 2024: 28.9267; 2025: 0; 2026: 0; 2027: 0; 2028: 0; 2029: 0; 2030: 1.4241; 2031: 0; 2032: 0; 2033: 28.9267; 2034: 0; 2035: 0; 2036: 0; 2039: 0; 2040: 0
2018-03-07 05:00 | 3 | 4 | 4 | 0 | 0 | 0 | 0.75818 | 1.5164 | 0 | 20.3125 | 10.5647 | 17.0341 | 17.0341 | 30.801 | 0 | 0 | 2024: 30.801; 2025: 0; 2026: 0; 2027: 0; 2028: 0; 2029: 0; 2030: 1.5164; 2031: 0; 2032: 0; 2033: 30.801; 2034: 0; 2035: 0; 2036: 0; 2039: 0; 2040: 0
2018-03-07 06:00 | 3 | 5 | 4 | 0 | 0 | 0 | 0.88022 | 1.7604 | 0 | 20.3125 | 10.5647 | 17.0341 | 17.0341 | 35.759 | 0 | 0 | 2024: 35.759; 2025: 0; 2026: 0; 2027: 0; 2028: 0; 2029: 0; 2030: 1.7604; 2031: 0; 2032: 0; 2033: 35.759; 2034: 0; 2035: 0; 2036: 0; 2039: 0; 2040: 0
2018-03-07 07:00 | 3 | 6 | 4 | 0 | 0 | 0.0017679 | 0.99669 | 1.9934 | 0.014143 | 20.3125 | 10.5647 | 17.0341 | 17.0341 | 40.4907 | 0.014143 | 0 | 2024: 40.2034; 2025: 0.28729; 2026: 0; 2027: 0.24092; 2028: 0; 2029: 0; 2030: 1.9792; 2031: 0; 2032: 0; 2033: 40.2034; 2034: 0.28729; 2035: 0; 2036: 0.24092; 2039: 0.0017679; 2040: 0.039342
2018-03-07 08:00 | 3 | 7 | 4 | 0 | 0 | 0 | 1.0668 | 2.1335 | 0 | 20.3125 | 10.5647 | 17.0341 | 17.0341 | 43.3371 | 0 | 0 | 2024: 43.3371; 2025: 0; 2026: 0; 2027: 0; 2028: 0; 2029: 0; 2030: 2.1335; 2031: 0; 2032: 0; 2033: 43.3371; 2034: 0; 2035: 0; 2036: 0; 2039: 0; 2040: 0.28279
2018-03-07 09:00 | 3 | 8 | 4 | 0 | 0 | 0.0013253 | 0.9783 | 1.9566 | 0.010602 | 20.3125 | 10.5647 | 17.0341 | 17.0341 | 39.7436 | 0.010602 | 0 | 2024: 39.5282; 2025: 0.21535; 2026: 0; 2027: 0.1806; 2028: 0; 2029: 0; 2030: 1.946; 2031: 0; 2032: 0; 2033: 39.5282; 2034: 0.21535; 2035: 0; 2036: 0.1806; 2039: 0.0013253; 2040: 0.52264
2018-03-07 10:00 | 3 | 9 | 4 | 0 | 0 | 0.10578 | 0.82494 | 1.6499 | 0.84621 | 20.3125 | 10.5647 | 17.0341 | 17.0341 | 33.5131 | 0.84621 | 0 | 2024: 16.3245; 2025: 17.1886; 2026: 0; 2027: 14.4144; 2028: 0; 2029: 0; 2030: 0.80367; 2031: 0; 2032: 0; 2033: 16.3245; 2034: 17.1886; 2035: 0; 2036: 14.4144; 2039: 0.10578; 2040: 0.68353
2018-03-07 11:00 | 3 | 10 | 4 | 0 | 0 | 0.21174 | 0.87284 | 1.7457 | 1.6939 | 20.3125 | 10.5647 | 17.0341 | 17.0341 | 35.4591 | 1.6939 | 0 | 2024: 1.0512; 2025: 34.4079; 2026: 0; 2027: 28.8546; 2028: 0; 2029: 0; 2030: 0.051749; 2031: 0; 2032: 0; 2033: 1.0512; 2034: 34.4079; 2035: 0; 2036: 28.8546; 2039: 0.21174; 2040: 0.72593
2018-03-07 12:00 | 3 | 11 | 4 | 0 | 0 | 0.020217 | 0.90973 | 1.8195 | 0.16174 | 20.3125 | 10.5647 | 17.0341 | 17.0341 | 36.9578 | 0.16174 | 0 | 2024: 33.6726; 2025: 3.2853; 2026: 0; 2027: 2.755; 2028: 0; 2029: 0; 2030: 1.6577; 2031: 0; 2032: 0; 2033: 33.6726; 2034: 3.2853; 2035: 0; 2036: 2.755; 2039: 0.020217; 2040: 0.76066
2018-03-07 13:00 | 3 | 12 | 4 | 0 | 0 | 0.022353 | 0.79521 | 1.5904 | 0.17882 | 20.3125 | 10.5647 | 17.0341 | 17.0341 | 32.3055 | 0.17882 | 0 | 2024: 28.6732; 2025: 3.6323; 2026: 0; 2027: 3.0461; 2028: 0; 2029: 0; 2030: 1.4116; 2031: 0; 2032: 0; 2033: 28.6732; 2034: 3.6323; 2035: 0; 2036: 3.0461; 2039: 0.022353; 2040: 0.74954
2018-03-07 14:00 | 3 | 13 | 4 | 0 | 0 | 0.0065803 | 0.76381 | 1.5276 | 0.052642 | 20.3125 | 10.5647 | 17.0341 | 17.0341 | 31.0298 | 0.052642 | 0 | 2024: 29.9605; 2025: 1.0693; 2026: 0; 2027: 0.89672; 2028: 0; 2029: 0; 2030: 1.475; 2031: 0; 2032: 0; 2033: 29.9605; 2034: 1.0693; 2035: 0; 2036: 0.89672; 2039: 0.0065803; 2040: 0.56905
2018-03-07 15:00 | 3 | 14 | 4 | 0 | 0 | 0.056066 | 0.89158 | 1.7832 | 0.44853 | 20.3125 | 10.5647 | 17.0341 | 17.0341 | 36.2205 | 0.44853 | 0 | 2024: 27.1097; 2025: 9.1108; 2026: 0; 2027: 7.6403; 2028: 0; 2029: 0; 2030: 1.3346; 2031: 0; 2032: 0; 2033: 27.1097; 2034: 9.1108; 2035: 0; 2036: 7.6403; 2039: 0.056066; 2040: 0.39047
2018-03-07 16:00 | 3 | 15 | 4 | 0 | 1 | 0.057186 | 0.99435 | 1.9887 | 0.45748 | 21.7915 | 12.0437 | 17.0341 | 17.0341 | 43.3367 | 0.45748 | 0 | 2024: 33.3675; 2025: 9.9693; 2026: 0; 2027: 7.7928; 2028: 0; 2029: 0; 2030: 1.5312; 2031: 0; 2032: 0; 2033: 33.3675; 2034: 9.9693; 2035: 0; 2036: 7.7928; 2039: 0.057186; 2040: 0.29193
2018-03-07 17:00 | 3 | 16 | 4 | 0 | 1 | 0.0039575 | 1.0748 | 2.1496 | 0.03166 | 21.7915 | 12.0437 | 17.0341 | 17.0341 | 46.8435 | 0.03166 | 0 | 2024: 46.1536; 2025: 0.68991; 2026: 0; 2027: 0.5393; 2028: 0; 2029: 0; 2030: 2.118; 2031: 0; 2032: 0; 2033: 46.1536; 2034: 0.68991; 2035: 0; 2036: 0.5393; 2039: 0.0039575; 2040: 0.087881
2018-03-07 18:00 | 3 | 17 | 4 | 0 | 1 | 0 | 1.0941 | 2.1882 | 0 | 21.7915 | 12.0437 | 17.0341 | 17.0341 | 47.685 | 0 | 0 | 2024: 47.685; 2025: 0; 2026: 0; 2027: 0; 2028: 0; 2029: 0; 2030: 2.1882; 2031: 0; 2032: 0; 2033: 47.685; 2034: 0; 2035: 0; 2036: 0; 2039: 0; 2040: 0
2018-03-07 19:00 | 3 | 18 | 4 | 0 | 1 | 0 | 1.1411 | 2.2821 | 0 | 21.7915 | 12.0437 | 17.0341 | 17.0341 | 49.7311 | 0 | 0 | 2024: 49.7311; 2025: 0; 2026: 0; 2027: 0; 2028: 0; 2029: 0; 2030: 2.2821; 2031: 0; 2032: 0; 2033: 49.7311; 2034: 0; 2035: 0; 2036: 0; 2039: 0; 2040: 0
2018-03-07 20:00 | 3 | 19 | 4 | 0 | 0 | 0 | 1.1319 | 2.2637 | 0 | 20.3125 | 10.5647 | 17.0341 | 17.0341 | 45.9824 | 0 | 0 | 2024: 45.9824; 2025: 0; 2026: 0; 2027: 0; 2028: 0; 2029: 0; 2030: 2.2637; 2031: 0; 2032: 0; 2033: 45.9824; 2034: 0; 2035: 0; 2036: 0; 2039: 0; 2040: 0
2018-03-07 21:00 | 3 | 20 | 4 | 0 | 0 | 0 | 1.1375 | 2.2751 | 0 | 20.3125 | 10.5647 | 17.0341 | 17.0341 | 46.212 | 0 | 0 | 2024: 46.212; 2025: 0; 2026: 0; 2027: 0; 2028: 0; 2029: 0; 2030: 2.2751; 2031: 0; 2032: 0; 2033: 46.212; 2034: 0; 2035: 0; 2036: 0; 2039: 0; 2040: 0
2018-03-07 22:00 | 3 | 21 | 4 | 0 | 0 | 0 | 0.82684 | 1.6537 | 0 | 20.3125 | 10.5647 | 17.0341 | 17.0341 | 33.5903 | 0 | 0 | 2024: 33.5903; 2025: 0; 2026: 0; 2027: 0; 2028: 0; 2029: 0; 2030: 1.6537; 2031: 0; 2032: 0; 2033: 33.5903; 2034: 0; 2035: 0; 2036: 0; 2039: 0; 2040: 0
2018-03-07 23:00 | 3 | 22 | 4 | 0 | 0 | 0 | 0.60889 | 1.2178 | 0 | 20.3125 | 10.5647 | 17.0341 | 17.0341 | 24.736 | 0 | 0 | 2024: 24.736; 2025: 0; 2026: 0; 2027: 0; 2028: 0; 2029: 0; 2030: 1.2178; 2031: 0; 2032: 0; 2033: 24.736; 2034: 0; 2035: 0; 2036: 0; 2039: 0; 2040: 0
2018-03-08 | 3 | 23 | 4 | 0 | 0 | 0 | 0.52424 | 1.0485 | 0 | 20.3125 | 10.5647 | 17.0341 | 17.0341 | 21.2975 | 0 | 0 | 2024: 21.2975; 2025: 0; 2026: 0; 2027: 0; 2028: 0; 2029: 0; 2030: 1.0485; 2031: 0; 2032: 0; 2033: 21.2975; 2034: 0; 2035: 0; 2036: 0; 2039: 0; 2040: 0
2018-03-08 01:00 | 3 | 0 | 5 | 0 | 0 | 0 | 0.48043 | 0.96086 | 0 | 20.3125 | 10.5647 | 17.0341 | 17.0341 | 19.5175 | 0 | 0 | 2024: 19.5175; 2025: 0; 2026: 0; 2027: 0; 2028: 0; 2029: 0; 2030: 0.96086; 2031: 0; 2032: 0; 2033: 19.5175; 2034: 0; 2035: 0; 2036: 0; 2039: 0; 2040: 0
2018-03-08 02:00 | 3 | 1 | 5 | 0 | 0 | 0 | 0.4718 | 0.94359 | 0 | 20.3125 | 10.5647 | 17.0341 | 17.0341 | 19.1667 | 0 | 0 | 2024: 19.1667; 2025: 0; 2026: 0; 2027: 0; 2028: 0; 2029: 0; 2030: 0.94359; 2031: 0; 2032: 0; 2033: 19.1667; 2034: 0; 2035: 0; 2036: 0; 2039: 0; 2040: 0
2018-03-08 03:00 | 3 | 2 | 5 | 0 | 0 | 0 | 0.48145 | 0.96289 | 0 | 20.3125 | 10.5647 | 17.0341 | 17.0341 | 19.5588 | 0 | 0 | 2024: 19.5588; 2025: 0; 2026: 0; 2027: 0; 2028: 0; 2029: 0; 2030: 0.96289; 2031: 0; 2032: 0; 2033: 19.5588; 2034: 0; 2035: 0; 2036: 0; 2039: 0; 2040: 0
2018-03-08 04:00 | 3 | 3 | 5 | 0 | 0 | 0 | 0.50399 | 1.008 | 0 | 20.3125 | 10.5647 | 17.0341 | 17.0341 | 20.4747 | 0 | 0 | 2024: 20.4747; 2025: 0; 2026: 0; 2027: 0; 2028: 0; 2029: 0; 2030: 1.008; 2031: 0; 2032: 0; 2033: 20.4747; 2034: 0; 2035: 0; 2036: 0; 2039: 0; 2040: 0
2018-03-08 05:00 | 3 | 4 | 5 | 0 | 0 | 0 | 0.56051 | 1.121 | 0 | 20.3125 | 10.5647 | 17.0341 | 17.0341 | 22.7708 | 0 | 0 | 2024: 22.7708; 2025: 0; 2026: 0; 2027: 0; 2028: 0; 2029: 0; 2030: 1.121; 2031: 0; 2032: 0; 2033: 22.7708; 2034: 0; 2035: 0; 2036: 0; 2039: 0; 2040: 0
2018-03-08 06:00 | 3 | 5 | 5 | 0 | 0 | 0 | 0.72298 | 1.446 | 0 | 20.3125 | 10.5647 | 17.0341 | 17.0341 | 29.3713 | 0 | 0 | 2024: 29.3713; 2025: 0; 2026: 0; 2027: 0; 2028: 0; 2029: 0; 2030: 1.446; 2031: 0; 2032: 0; 2033: 29.3713; 2034: 0; 2035: 0; 2036: 0; 2039: 0; 2040: 0
2018-03-08 07:00 | 3 | 6 | 5 | 0 | 0 | 0.0020229 | 0.8212 | 1.6424 | 0.016183 | 20.3125 | 10.5647 | 17.0341 | 17.0341 | 33.3611 | 0.016183 | 0 | 2024: 33.0324; 2025: 0.32872; 2026: 0; 2027: 0.27566; 2028: 0; 2029: 0; 2030: 1.6262; 2031: 0; 2032: 0; 2033: 33.0324; 2034: 0.32872; 2035: 0; 2036: 0.27566; 2039: 0.0020229; 2040: 0.029271
2018-03-08 08:00 | 3 | 7 | 5 | 0 | 0 | 0.002136 | 0.8657 | 1.7314 | 0.017088 | 20.3125 | 10.5647 | 17.0341 | 17.0341 | 35.1692 | 0.017088 | 0 | 2024: 34.8221; 2025: 0.34711; 2026: 0; 2027: 0.29108; 2028: 0; 2029: 0; 2030: 1.7143; 2031: 0; 2032: 0; 2033: 34.8221; 2034: 0.34711; 2035: 0; 2036: 0.29108; 2039: 0.002136; 2040: 0.17915
2018-03-08 09:00 | 3 | 8 | 5 | 0 | 0 | 0.0034958 | 0.91026 | 1.8205 | 0.027966 | 20.3125 | 10.5647 | 17.0341 | 17.0341 | 36.9793 | 0.027966 | 0 | 2024: 36.4112; 2025: 0.56806; 2026: 0; 2027: 0.47638; 2028: 0; 2029: 0; 2030: 1.7926; 2031: 0; 2032: 0; 2033: 36.4112; 2034: 0.56806; 2035: 0; 2036: 0.47638; 2039: 0.0034958; 2040: 0.34468
2018-03-08 10:00 | 3 | 9 | 5 | 0 | 0 | 0.036506 | 0.86661 | 1.7332 | 0.29204 | 20.3125 | 10.5647 | 17.0341 | 17.0341 | 35.206 | 0.29204 | 0 | 2024: 29.2738; 2025: 5.9321; 2026: 0; 2027: 4.9747; 2028: 0; 2029: 0; 2030: 1.4412; 2031: 0; 2032: 0; 2033: 29.2738; 2034: 5.9321; 2035: 0; 2036: 4.9747; 2039: 0.036506; 2040: 0.46612
2018-03-08 11:00 | 3 | 10 | 5 | 0 | 0 | 0.042759 | 0.88621 | 1.7724 | 0.34207 | 20.3125 | 10.5647 | 17.0341 | 17.0341 | 36.0022 | 0.34207 | 0 | 2024: 29.0538; 2025: 6.9484; 2026: 0; 2027: 5.8269; 2028: 0; 2029: 0; 2030: 1.4303; 2031: 0; 2032: 0; 2033: 29.0538; 2034: 6.9484; 2035: 0; 2036: 5.8269; 2039: 0.042759; 2040: 0.53534
2018-03-08 12:00 | 3 | 11 | 5 | 0 | 0 | 0.19945 | 0.93862 | 1.8772 | 1.5956 | 20.3125 | 10.5647 | 17.0341 | 17.0341 | 38.1312 | 1.5956 | 0 | 2024: 5.7201; 2025: 32.4111; 2026: 0; 2027: 27.1801; 2028: 0; 2029: 0; 2030: 0.28161; 2031: 0; 2032: 0; 2033: 5.7201; 2034: 32.4111; 2035: 0; 2036: 27.1801; 2039: 0.19945; 2040: 0.58202
2018-03-08 13:00 | 3 | 12 | 5 | 0 | 0 | 0.016518 | 0.97697 | 1.9539 | 0.13214 | 20.3125 | 10.5647 | 17.0341 | 17.0341 | 39.6896 | 0.13214 | 0 | 2024: 37.0055; 2025: 2.6841; 2026: 0; 2027: 2.2509; 2028: 0; 2029: 0; 2030: 1.8218; 2031: 0; 2032: 0; 2033: 37.0055; 2034: 2.6841; 2035: 0; 2036: 2.2509; 2039: 0.016518; 2040: 0.53751
2018-03-08 14:00 | 3 | 13 | 5 | 0 | 0 | 0.073754 | 1.091 | 2.1819 | 0.59003 | 20.3125 | 10.5647 | 17.0341 | 17.0341 | 44.3207 | 0.59003 | 0 | 2024: 32.3357; 2025: 11.985; 2026: 0; 2027: 10.0507; 2028: 0; 2029: 0; 2030: 1.5919; 2031: 0; 2032: 0; 2033: 32.3357; 2034: 11.985; 2035: 0; 2036: 10.0507; 2039: 0.073754; 2040: 0.48836
2018-03-08 15:00 | 3 | 14 | 5 | 0 | 0 | 0.063163 | 1.2231 | 2.4462 | 0.5053 | 20.3125 | 10.5647 | 17.0341 | 17.0341 | 49.6881 | 0.5053 | 0 | 2024: 39.4241; 2025: 10.2639; 2026: 0; 2027: 8.6074; 2028: 0; 2029: 0; 2030: 1.9409; 2031: 0; 2032: 0; 2033: 39.4241; 2034: 10.2639; 2035: 0; 2036: 8.6074; 2039: 0.063163; 2040: 0.42029
2018-03-08 16:00 | 3 | 15 | 5 | 0 | 1 | 0.00070306 | 1.3246 | 2.6493 | 0.0056245 | 21.7915 | 12.0437 | 17.0341 | 17.0341 | 57.7316 | 0.0056245 | 0 | 2024: 57.609; 2025: 0.12257; 2026: 0; 2027: 0.095808; 2028: 0; 2029: 0; 2030: 2.6436; 2031: 0; 2032: 0; 2033: 57.609; 2034: 0.12257; 2035: 0; 2036: 0.095808; 2039: 0.00070306; 2040: 0.28581
2018-03-08 17:00 | 3 | 16 | 5 | 0 | 1 | 0 | 1.3416 | 2.6832 | 0 | 21.7915 | 12.0437 | 17.0341 | 17.0341 | 58.4702 | 0 | 0 | 2024: 58.4702; 2025: 0; 2026: 0; 2027: 0; 2028: 0; 2029: 0; 2030: 2.6832; 2031: 0; 2032: 0; 2033: 58.4702; 2034: 0; 2035: 0; 2036: 0; 2039: 0; 2040: 0.11321
2018-03-08 18:00 | 3 | 17 | 5 | 0 | 1 | 0 | 1.2974 | 2.5948 | 0 | 21.7915 | 12.0437 | 17.0341 | 17.0341 | 56.5454 | 0 | 0 | 2024: 56.5454; 2025: 0; 2026: 0; 2027: 0; 2028: 0; 2029: 0; 2030: 2.5948; 2031: 0; 2032: 0; 2033: 56.5454; 2034: 0; 2035: 0; 2036: 0; 2039: 0; 2040: 0.0011757
2018-03-08 19:00 | 3 | 18 | 5 | 0 | 1 | 0 | 1.3137 | 2.6274 | 0 | 21.7915 | 12.0437 | 17.0341 | 17.0341 | 57.2554 | 0 | 0 | 2024: 57.2554; 2025: 0; 2026: 0; 2027: 0; 2028: 0; 2029: 0; 2030: 2.6274; 2031: 0; 2032: 0; 2033: 57.2554; 2034: 0; 2035: 0; 2036: 0; 2039: 0; 2040: 0
2018-03-08 20:00 | 3 | 19 | 5 | 0 | 0 | 0 | 1.3056 | 2.6111 | 0 | 20.3125 | 10.5647 | 17.0341 | 17.0341 | 53.0381 | 0 | 0 | 2024: 53.0381; 2025: 0; 2026: 0; 2027: 0; 2028: 0; 2029: 0; 2030: 2.6111; 2031: 0; 2032: 0; 2033: 53.0381; 2034: 0; 2035: 0; 2036: 0; 2039: 0; 2040: 0
2018-03-08 21:00 | 3 | 20 | 5 | 0 | 0 | 0 | 1.1656 | 2.3312 | 0 | 20.3125 | 10.5647 | 17.0341 | 17.0341 | 47.3533 | 0 | 0 | 2024: 47.3533; 2025: 0; 2026: 0; 2027: 0; 2028: 0; 2029: 0; 2030: 2.3312; 2031: 0; 2032: 0; 2033: 47.3533; 2034: 0; 2035: 0; 2036: 0; 2039: 0; 2040: 0
2018-03-08 22:00 | 3 | 21 | 5 | 0 | 0 | 0 | 0.84836 | 1.6967 | 0 | 20.3125 | 10.5647 | 17.0341 | 17.0341 | 34.4647 | 0 | 0 | 2024: 34.4647; 2025: 0; 2026: 0; 2027: 0; 2028: 0; 2029: 0; 2030: 1.6967; 2031: 0; 2032: 0; 2033: 34.4647; 2034: 0; 2035: 0; 2036: 0; 2039: 0; 2040: 0
2018-03-08 23:00 | 3 | 22 | 5 | 0 | 0 | 0 | 0.64431 | 1.2886 | 0 | 20.3125 | 10.5647 | 17.0341 | 17.0341 | 26.1751 | 0 | 0 | 2024: 26.1751; 2025: 0; 2026: 0; 2027: 0; 2028: 0; 2029: 0; 2030: 1.2886; 2031: 0; 2032: 0; 2033: 26.1751; 2034: 0; 2035: 0; 2036: 0; 2039: 0; 2040: 0
2018-03-09 | 3 | 23 | 5 | 0 | 0 | 0 | 0.51386 | 1.0277 | 0 | 20.3125 | 10.5647 | 17.0341 | 17.0341 | 20.8756 | 0 | 0 | 2024: 20.8756; 2025: 0; 2026: 0; 2027: 0; 2028: 0; 2029: 0; 2030: 1.0277; 2031: 0; 2032: 0; 2033: 20.8756; 2034: 0; 2035: 0; 2036: 0; 2039: 0; 2040: 0
2018-03-09 01:00 | 3 | 0 | 6 | 0 | 0 | 0 | 0.47346 | 0.94692 | 0 | 20.3125 | 10.5647 | 17.0341 | 17.0341 | 19.2343 | 0 | 0 | 2024: 19.2343; 2025: 0; 2026: 0; 2027: 0; 2028: 0; 2029: 0; 2030: 0.94692; 2031: 0; 2032: 0; 2033: 19.2343; 2034: 0; 2035: 0; 2036: 0; 2039: 0; 2040: 0
2018-03-09 02:00 | 3 | 1 | 6 | 0 | 0 | 0 | 0.44178 | 0.88355 | 0 | 20.3125 | 10.5647 | 17.0341 | 17.0341 | 17.9471 | 0 | 0 | 2024: 17.9471; 2025: 0; 2026: 0; 2027: 0; 2028: 0; 2029: 0; 2030: 0.88355; 2031: 0; 2032: 0; 2033: 17.9471; 2034: 0; 2035: 0; 2036: 0; 2039: 0; 2040: 0
2018-03-09 03:00 | 3 | 2 | 6 | 0 | 0 | 0 | 0.43127 | 0.86254 | 0 | 20.3125 | 10.5647 | 17.0341 | 17.0341 | 17.5203 | 0 | 0 | 2024: 17.5203; 2025: 0; 2026: 0; 2027: 0; 2028: 0; 2029: 0; 2030: 0.86254; 2031: 0; 2032: 0; 2033: 17.5203; 2034: 0; 2035: 0; 2036: 0; 2039: 0; 2040: 0
2018-03-09 04:00 | 3 | 3 | 6 | 0 | 0 | 0 | 0.44606 | 0.89212 | 0 | 20.3125 | 10.5647 | 17.0341 | 17.0341 | 18.1212 | 0 | 0 | 2024: 18.1212; 2025: 0; 2026: 0; 2027: 0; 2028: 0; 2029: 0; 2030: 0.89212; 2031: 0; 2032: 0; 2033: 18.1212; 2034: 0; 2035: 0; 2036: 0; 2039: 0; 2040: 0
2018-03-09 05:00 | 3 | 4 | 6 | 0 | 0 | 0 | 0.51029 | 1.0206 | 0 | 20.3125 | 10.5647 | 17.0341 | 17.0341 | 20.7303 | 0 | 0 | 2024: 20.7303; 2025: 0; 2026: 0; 2027: 0; 2028: 0; 2029: 0; 2030: 1.0206; 2031: 0; 2032: 0; 2033: 20.7303; 2034: 0; 2035: 0; 2036: 0; 2039: 0; 2040: 0
2018-03-09 06:00 | 3 | 5 | 6 | 0 | 0 | 0 | 0.64906 | 1.2981 | 0 | 20.3125 | 10.5647 | 17.0341 | 17.0341 | 26.368 | 0 | 0 | 2024: 26.368; 2025: 0; 2026: 0; 2027: 0; 2028: 0; 2029: 0; 2030: 1.2981; 2031: 0; 2032: 0; 2033: 26.368; 2034: 0; 2035: 0; 2036: 0; 2039: 0; 2040: 0
2018-03-09 07:00 | 3 | 6 | 6 | 0 | 0 | 0.0081372 | 0.74095 | 1.4819 | 0.065098 | 20.3125 | 10.5647 | 17.0341 | 17.0341 | 30.1011 | 0.065098 | 0 | 2024: 28.7788; 2025: 1.3223; 2026: 0; 2027: 1.1089; 2028: 0; 2029: 0; 2030: 1.4168; 2031: 0; 2032: 0; 2033: 28.7788; 2034: 1.3223; 2035: 0; 2036: 1.1089; 2039: 0.0081372; 2040: 0.031106
2018-03-09 08:00 | 3 | 7 | 6 | 0 | 0 | 0.25854 | 0.84057 | 1.6811 | 2.0683 | 20.3125 | 10.5647 | 17.0341 | 17.0341 | 34.1482 | 1.6811 | 0.38718 | 2024: 0; 2025: 34.1482; 2026: 4.0905; 2027: 35.2322; 2028: 0.38718; 2029: 0.38718; 2030: 0; 2031: 0; 2032: 0; 2033: 0; 2034: 34.1482; 2035: 0; 2036: 35.2322; 2039: 0.25854; 2040: 0.14571
2018-03-09 09:00 | 3 | 8 | 6 | 0 | 0 | 0.15968 | 0.86859 | 1.7372 | 1.2774 | 20.3125 | 10.5647 | 17.0341 | 17.0341 | 35.2866 | 1.2774 | 0 | 2024: 9.3391; 2025: 25.9475; 2026: 0; 2027: 21.7597; 2028: 0; 2029: 0.38718; 2030: 0.45977; 2031: 0.35621; 2032: 0; 2033: 2.1036; 2034: 33.183; 2035: 0; 2036: 21.7597; 2039: 0.15968; 2040: 0.35585
2018-03-09 10:00 | 3 | 9 | 6 | 0 | 0 | 0.13609 | 0.85054 | 1.7011 | 1.0887 | 20.3125 | 10.5647 | 17.0341 | 17.0341 | 34.553 | 1.0887 | 0 | 2024: 12.4389; 2025: 22.1141; 2026: 0; 2027: 18.545; 2028: 0; 2029: 0; 2030: 0.61238; 2031: 0; 2032: 0; 2033: 12.4389; 2034: 22.1141; 2035: 0; 2036: 18.545; 2039: 0.13609; 2040: 0.45878
2018-03-09 11:00 | 3 | 10 | 6 | 0 | 0 | 0.29523 | 0.87151 | 1.743 | 2.3618 | 20.3125 | 10.5647 | 17.0341 | 17.0341 | 35.4051 | 1.743 | 0.61883 | 2024: 0; 2025: 35.4051; 2026: 6.5377; 2027: 40.2321; 2028: 0.61883; 2029: 0.61883; 2030: 0; 2031: 0; 2032: 0; 2033: 0; 2034: 35.4051; 2035: 0; 2036: 40.2321; 2039: 0.29523; 2040: 0.40563
2018-03-09 12:00 | 3 | 11 | 6 | 0 | 0 | 0.35776 | 0.85281 | 1.7056 | 2.8621 | 20.3125 | 10.5647 | 17.0341 | 17.0341 | 34.6452 | 1.7056 | 1.1565 | 2024: 0; 2025: 34.6452; 2026: 12.2182; 2027: 48.7538; 2028: 1.1565; 2029: 1.7753; 2030: 0; 2031: 0; 2032: 0; 2033: 0; 2034: 34.6452; 2035: 0; 2036: 48.7538; 2039: 0.35776; 2040: 0.39934
2018-03-09 13:00 | 3 | 12 | 6 | 0 | 0 | 0.49387 | 0.84252 | 1.685 | 3.951 | 20.3125 | 10.5647 | 17.0341 | 17.0341 | 34.2275 | 1.685 | 2.2659 | 2024: 0; 2025: 34.2275; 2026: 23.9388; 2027: 67.3012; 2028: 2.2659; 2029: 4.0412; 2030: 0; 2031: 0; 2032: 0; 2033: 0; 2034: 34.2275; 2035: 0; 2036: 67.3012; 2039: 0.49387; 2040: 0.26719
2018-03-09 14:00 | 3 | 13 | 6 | 0 | 0 | 0.59035 | 0.83915 | 1.6783 | 4.7228 | 20.3125 | 10.5647 | 17.0341 | 17.0341 | 34.0905 | 1.6783 | 3.0445 | 2024: 0; 2025: 34.0905; 2026: 32.1647; 2027: 80.4494; 2028: 3.0445; 2029: 7.0858; 2030: 0; 2031: 0; 2032: 0; 2033: 0; 2034: 34.0905; 2035: 0; 2036: 80.4494; 2039: 0.59035; 2040: 0.17398
2018-03-09 15:00 | 3 | 14 | 6 | 0 | 0 | 0.49132 | 0.86712 | 1.7342 | 3.9305 | 20.3125 | 10.5647 | 17.0341 | 17.0341 | 35.2267 | 1.7342 | 2.1963 | 2024: 0; 2025: 35.2267; 2026: 23.2031; 2027: 66.953; 2028: 2.1963; 2029: 9.2821; 2030: 0; 2031: 0; 2032: 0; 2033: 0; 2034: 35.2267; 2035: 0; 2036: 66.953; 2039: 0.49132; 2040: 0.14969
2018-03-09 16:00 | 3 | 15 | 6 | 0 | 1 | 0.24797 | 0.97559 | 1.9512 | 1.9838 | 21.7915 | 12.0437 | 17.0341 | 17.0341 | 42.519 | 1.9512 | 0.032591 | 2024: 0; 2025: 42.519; 2026: 0.39252; 2027: 33.7918; 2028: 0.032591; 2029: 9.3147; 2030: 0; 2031: 0; 2032: 0; 2033: 0; 2034: 42.519; 2035: 0; 2036: 33.7918; 2039: 0.24797; 2040: 0.064847
2018-03-09 17:00 | 3 | 16 | 6 | 0 | 1 | 0.086347 | 1.0571 | 2.1141 | 0.69078 | 21.7915 | 12.0437 | 17.0341 | 17.0341 | 46.0702 | 0.69078 | 0 | 2024: 31.0171; 2025: 15.0531; 2026: 0; 2027: 11.7668; 2028: 0; 2029: 9.3147; 2030: 1.4234; 2031: 1.4234; 2032: 0; 2033: 0; 2034: 46.0702; 2035: 0; 2036: 11.7668; 2039: 0.086347; 2040: 0.016965
2018-03-09 18:00 | 3 | 17 | 6 | 0 | 1 | 0 | 1.1371 | 2.2742 | 0 | 21.7915 | 12.0437 | 17.0341 | 17.0341 | 49.5579 | 0 | 0 | 2024: 49.5579; 2025: 0; 2026: 0; 2027: 0; 2028: 0; 2029: 7.7675; 2030: 2.2742; 2031: 2.2742; 2032: 0; 2033: 0; 2034: 49.5579; 2035: 0; 2036: 0; 2039: 0; 2040: 0
2018-03-09 19:00 | 3 | 18 | 6 | 0 | 1 | 0 | 1.2619 | 2.5239 | 0 | 21.7915 | 12.0437 | 17.0341 | 17.0341 | 54.9986 | 0 | 0 | 2024: 54.9986; 2025: 0; 2026: 0; 2027: 0; 2028: 0; 2029: 5.2956; 2030: 2.5239; 2031: 2.5239; 2032: 0; 2033: 0; 2034: 54.9986; 2035: 0; 2036: 0; 2039: 0; 2040: 0
2018-03-09 20:00 | 3 | 19 | 6 | 0 | 0 | 0 | 1.3227 | 2.6454 | 0 | 20.3125 | 10.5647 | 17.0341 | 17.0341 | 53.7355 | 0 | 0 | 2024: 53.7355; 2025: 0; 2026: 0; 2027: 0; 2028: 0; 2029: 2.5523; 2030: 2.6454; 2031: 2.3481; 2032: 0; 2033: 6.0402; 2034: 47.6953; 2035: 0; 2036: 0; 2039: 0; 2040: 0
2018-03-09 21:00 | 3 | 20 | 6 | 0 | 0 | 0 | 1.3128 | 2.6255 | 0 | 20.3125 | 10.5647 | 17.0341 | 17.0341 | 53.3314 | 0 | 0 | 2024: 53.3314; 2025: 0; 2026: 0; 2027: 0; 2028: 0; 2029: 0; 2030: 2.6255; 2031: 0; 2032: 0; 2033: 53.3314; 2034: 0; 2035: 0; 2036: 0; 2039: 0; 2040: 0
2018-03-09 22:00 | 3 | 21 | 6 | 0 | 0 | 0 | 1.1192 | 2.2384 | 0 | 20.3125 | 10.5647 | 17.0341 | 17.0341 | 45.4675 | 0 | 0 | 2024: 45.4675; 2025: 0; 2026: 0; 2027: 0; 2028: 0; 2029: 0; 2030: 2.2384; 2031: 0; 2032: 0; 2033: 45.4675; 2034: 0; 2035: 0; 2036: 0; 2039: 0; 2040: 0
2018-03-09 23:00 | 3 | 22 | 6 | 0 | 0 | 0 | 0.97415 | 1.9483 | 0 | 20.3125 | 10.5647 | 17.0341 | 17.0341 | 39.5747 | 0 | 0 | 2024: 39.5747; 2025: 0; 2026: 0; 2027: 0; 2028: 0; 2029: 0; 2030: 1.9483; 2031: 0; 2032: 0; 2033: 39.5747; 2034: 0; 2035: 0; 2036: 0; 2039: 0; 2040: 0
2018-03-10 | 3 | 23 | 6 | 0 | 0 | 0 | 0.8759 | 1.7518 | 0 | 20.3125 | 10.5647 | 17.0341 | 17.0341 | 35.5832 | 0 | 0 | 2024: 35.5832; 2025: 0; 2026: 0; 2027: 0; 2028: 0; 2029: 0; 2030: 1.7518; 2031: 0; 2032: 0; 2033: 35.5832; 2034: 0; 2035: 0; 2036: 0; 2039: 0; 2040: 0
2018-03-10 01:00 | 3 | 0 | 7 | 0 | 0 | 0 | 0.84424 | 1.6885 | 0 | 20.3125 | 10.5647 | 17.0341 | 17.0341 | 34.2974 | 0 | 0 | 2024: 34.2974; 2025: 0; 2026: 0; 2027: 0; 2028: 0; 2029: 0; 2030: 1.6885; 2031: 0; 2032: 0; 2033: 34.2974; 2034: 0; 2035: 0; 2036: 0; 2039: 0; 2040: 0
2018-03-10 02:00 | 3 | 1 | 7 | 0 | 0 | 0 | 0.85118 | 1.7024 | 0 | 20.3125 | 10.5647 | 17.0341 | 17.0341 | 34.5794 | 0 | 0 | 2024: 34.5794; 2025: 0; 2026: 0; 2027: 0; 2028: 0; 2029: 0; 2030: 1.7024; 2031: 0; 2032: 0; 2033: 34.5794; 2034: 0; 2035: 0; 2036: 0; 2039: 0; 2040: 0
2018-03-10 03:00 | 3 | 2 | 7 | 0 | 0 | 0 | 0.87395 | 1.7479 | 0 | 20.3125 | 10.5647 | 17.0341 | 17.0341 | 35.5041 | 0 | 0 | 2024: 35.5041; 2025: 0; 2026: 0; 2027: 0; 2028: 0; 2029: 0; 2030: 1.7479; 2031: 0; 2032: 0; 2033: 35.5041; 2034: 0; 2035: 0; 2036: 0; 2039: 0; 2040: 0
2018-03-10 04:00 | 3 | 3 | 7 | 0 | 0 | 0 | 0.88594 | 1.7719 | 0 | 20.3125 | 10.5647 | 17.0341 | 17.0341 | 35.9912 | 0 | 0 | 2024: 35.9912; 2025: 0; 2026: 0; 2027: 0; 2028: 0; 2029: 0; 2030: 1.7719; 2031: 0; 2032: 0; 2033: 35.9912; 2034: 0; 2035: 0; 2036: 0; 2039: 0; 2040: 0
2018-03-10 05:00 | 3 | 4 | 7 | 0 | 0 | 0 | 0.93902 | 1.878 | 0 | 20.3125 | 10.5647 | 17.0341 | 17.0341 | 38.1478 | 0 | 0 | 2024: 38.1478; 2025: 0; 2026: 0; 2027: 0; 2028: 0; 2029: 0; 2030: 1.878; 2031: 0; 2032: 0; 2033: 38.1478; 2034: 0; 2035: 0; 2036: 0; 2039: 0; 2040: 0
2018-03-10 06:00 | 3 | 5 | 7 | 0 | 0 | 0 | 1.0313 | 2.0625 | 0 | 20.3125 | 10.5647 | 17.0341 | 17.0341 | 41.8947 | 0 | 0 | 2024: 41.8947; 2025: 0; 2026: 0; 2027: 0; 2028: 0; 2029: 0; 2030: 2.0625; 2031: 0; 2032: 0; 2033: 41.8947; 2034: 0; 2035: 0; 2036: 0; 2039: 0; 2040: 0
2018-03-10 07:00 | 3 | 6 | 7 | 0 | 0 | 0 | 1.2338 | 2.4677 | 0 | 20.3125 | 10.5647 | 17.0341 | 17.0341 | 50.1243 | 0 | 0 | 2024: 50.1243; 2025: 0; 2026: 0; 2027: 0; 2028: 0; 2029: 0; 2030: 2.4677; 2031: 0; 2032: 0; 2033: 50.1243; 2034: 0; 2035: 0; 2036: 0; 2039: 0; 2040: 0.020908
2018-03-10 08:00 | 3 | 7 | 7 | 0 | 0 | 0.0042565 | 1.3051 | 2.6101 | 0.034052 | 20.3125 | 10.5647 | 17.0341 | 17.0341 | 53.0184 | 0.034052 | 0 | 2024: 52.3267; 2025: 0.69167; 2026: 0; 2027: 0.58004; 2028: 0; 2029: 0; 2030: 2.5761; 2031: 0; 2032: 0; 2033: 52.3267; 2034: 0.69167; 2035: 0; 2036: 0.58004; 2039: 0.0042565; 2040: 0.11251
2018-03-10 09:00 | 3 | 8 | 7 | 0 | 0 | 0.017075 | 1.5249 | 3.0497 | 0.1366 | 20.3125 | 10.5647 | 17.0341 | 17.0341 | 61.9479 | 0.1366 | 0 | 2024: 59.1731; 2025: 2.7747; 2026: 0; 2027: 2.3269; 2028: 0; 2029: 0; 2030: 2.9131; 2031: 0; 2032: 0; 2033: 59.1731; 2034: 2.7747; 2035: 0; 2036: 2.3269; 2039: 0.017075; 2040: 0.16614
2018-03-10 10:00 | 3 | 9 | 7 | 0 | 0 | 0.011852 | 1.4443 | 2.8886 | 0.094815 | 20.3125 | 10.5647 | 17.0341 | 17.0341 | 58.6738 | 0.094815 | 0 | 2024: 56.7479; 2025: 1.9259; 2026: 0; 2027: 1.6151; 2028: 0; 2029: 0; 2030: 2.7937; 2031: 0; 2032: 0; 2033: 56.7479; 2034: 1.9259; 2035: 0; 2036: 1.6151; 2039: 0.011852; 2040: 0.23275
2018-03-10 11:00 | 3 | 10 | 7 | 0 | 0 | 0.03536 | 1.3519 | 2.7039 | 0.28288 | 20.3125 | 10.5647 | 17.0341 | 17.0341 | 54.9227 | 0.28288 | 0 | 2024: 49.1767; 2025: 5.7459; 2026: 0; 2027: 4.8186; 2028: 0; 2029: 0; 2030: 2.421; 2031: 0; 2032: 0; 2033: 49.1767; 2034: 5.7459; 2035: 0; 2036: 4.8186; 2039: 0.03536; 2040: 0.28616
2018-03-10 12:00 | 3 | 11 | 7 | 0 | 0 | 0.030739 | 1.2874 | 2.5747 | 0.24591 | 20.3125 | 10.5647 | 17.0341 | 17.0341 | 52.2986 | 0.24591 | 0 | 2024: 47.3035; 2025: 4.9951; 2026: 0; 2027: 4.1889; 2028: 0; 2029: 0; 2030: 2.3288; 2031: 0; 2032: 0; 2033: 47.3035; 2034: 4.9951; 2035: 0; 2036: 4.1889; 2039: 0.030739; 2040: 0.28688
2018-03-10 13:00 | 3 | 12 | 7 | 0 | 0 | 0.088565 | 1.3092 | 2.6184 | 0.70852 | 20.3125 | 10.5647 | 17.0341 | 17.0341 | 53.1854 | 0.70852 | 0 | 2024: 38.7935; 2025: 14.3918; 2026: 0; 2027: 12.0691; 2028: 0; 2029: 0; 2030: 1.9098; 2031: 0; 2032: 0; 2033: 38.7935; 2034: 14.3918; 2035: 0; 2036: 12.0691; 2039: 0.088565; 2040: 0.28667
2018-03-10 14:00 | 3 | 13 | 7 | 0 | 0 | 0.098128 | 1.2206 | 2.4412 | 0.78502 | 20.3125 | 10.5647 | 17.0341 | 17.0341 | 49.5862 | 0.78502 | 0 | 2024: 33.6404; 2025: 15.9458; 2026: 0; 2027: 13.3722; 2028: 0; 2029: 0; 2030: 1.6561; 2031: 0; 2032: 0; 2033: 33.6404; 2034: 15.9458; 2035: 0; 2036: 13.3722; 2039: 0.098128; 2040: 0.27665
2018-03-10 15:00 | 3 | 14 | 7 | 0 | 0 | 0.038281 | 1.2451 | 2.4902 | 0.30625 | 20.3125 | 10.5647 | 17.0341 | 17.0341 | 50.5818 | 0.30625 | 0 | 2024: 44.3611; 2025: 6.2207; 2026: 0; 2027: 5.2167; 2028: 0; 2029: 0; 2030: 2.1839; 2031: 0; 2032: 0; 2033: 44.3611; 2034: 6.2207; 2035: 0; 2036: 5.2167; 2039: 0.038281; 2040: 0.16286
2018-03-10 16:00 | 3 | 15 | 7 | 0 | 1 | 0.027094 | 1.3061 | 2.6123 | 0.21675 | 21.7915 | 12.0437 | 17.0341 | 17.0341 | 56.9255 | 0.21675 | 0 | 2024: 52.2022; 2025: 4.7233; 2026: 0; 2027: 3.6921; 2028: 0; 2029: 0; 2030: 2.3955; 2031: 0; 2032: 0; 2033: 52.2022; 2034: 4.7233; 2035: 0; 2036: 3.6921; 2039: 0.027094; 2040: 0.081441
2018-03-10 17:00 | 3 | 16 | 7 | 0 | 1 | 0.00053533 | 1.4115 | 2.8231 | 0.0042826 | 21.7915 | 12.0437 | 17.0341 | 17.0341 | 61.5191 | 0.0042826 | 0 | 2024: 61.4257; 2025: 0.093325; 2026: 0; 2027: 0.072951; 2028: 0; 2029: 0; 2030: 2.8188; 2031: 0; 2032: 0; 2033: 61.4257; 2034: 0.093325; 2035: 0; 2036: 0.072951; 2039: 0.00053533; 2040: 0.029083
2018-03-10 18:00 | 3 | 17 | 7 | 0 | 1 | 0 | 1.4792 | 2.9584 | 0 | 21.7915 | 12.0437 | 17.0341 | 17.0341 | 64.467 | 0 | 0 | 2024: 64.467; 2025: 0; 2026: 0; 2027: 0; 2028: 0; 2029: 0; 2030: 2.9584; 2031: 0; 2032: 0; 2033: 64.467; 2034: 0; 2035: 0; 2036: 0; 2039: 0; 2040: 0
2018-03-10 19:00 | 3 | 18 | 7 | 0 | 1 | 0 | 1.5041 | 3.0083 | 0 | 21.7915 | 12.0437 | 17.0341 | 17.0341 | 65.555 | 0 | 0 | 2024: 65.555; 2025: 0; 2026: 0; 2027: 0; 2028: 0; 2029: 0; 2030: 3.0083; 2031: 0; 2032: 0; 2033: 65.555; 2034: 0; 2035: 0; 2036: 0; 2039: 0; 2040: 0
2018-03-10 20:00 | 3 | 19 | 7 | 0 | 0 | 0 | 1.5881 | 3.1762 | 0 | 20.3125 | 10.5647 | 17.0341 | 17.0341 | 64.5165 | 0 | 0 | 2024: 64.5165; 2025: 0; 2026: 0; 2027: 0; 2028: 0; 2029: 0; 2030: 3.1762; 2031: 0; 2032: 0; 2033: 64.5165; 2034: 0; 2035: 0; 2036: 0; 2039: 0; 2040: 0
2018-03-10 21:00 | 3 | 20 | 7 | 0 | 0 | 0 | 1.5993 | 3.1986 | 0 | 20.3125 | 10.5647 | 17.0341 | 17.0341 | 64.9709 | 0 | 0 | 2024: 64.9709; 2025: 0; 2026: 0; 2027: 0; 2028: 0; 2029: 0; 2030: 3.1986; 2031: 0; 2032: 0; 2033: 64.9709; 2034: 0; 2035: 0; 2036: 0; 2039: 0; 2040: 0
2018-03-10 22:00 | 3 | 21 | 7 | 0 | 0 | 0 | 1.2598 | 2.5196 | 0 | 20.3125 | 10.5647 | 17.0341 | 17.0341 | 51.1796 | 0 | 0 | 2024: 51.1796; 2025: 0; 2026: 0; 2027: 0; 2028: 0; 2029: 0; 2030: 2.5196; 2031: 0; 2032: 0; 2033: 51.1796; 2034: 0; 2035: 0; 2036: 0; 2039: 0; 2040: 0
2018-03-10 23:00 | 3 | 22 | 7 | 0 | 0 | 0 | 1.048 | 2.096 | 0 | 20.3125 | 10.5647 | 17.0341 | 17.0341 | 42.5751 | 0 | 0 | 2024: 42.5751; 2025: 0; 2026: 0; 2027: 0; 2028: 0; 2029: 0; 2030: 2.096; 2031: 0; 2032: 0; 2033: 42.5751; 2034: 0; 2035: 0; 2036: 0; 2039: 0; 2040: 0
2018-03-11 | 3 | 23 | 7 | 0 | 0 | 0 | 0.89825 | 1.7965 | 0 | 20.3125 | 10.5647 | 17.0341 | 17.0341 | 36.4914 | 0 | 0 | 2024: 36.4914; 2025: 0; 2026: 0; 2027: 0; 2028: 0; 2029: 0; 2030: 1.7965; 2031: 0; 2032: 0; 2033: 36.4914; 2034: 0; 2035: 0; 2036: 0; 2039: 0; 2040: 0
2018-03-11 01:00 | 3 | 0 | 1 | 0 | 0 | 0 | 0.93484 | 1.8697 | 0 | 20.3125 | 10.5647 | 17.0341 | 17.0341 | 37.9778 | 0 | 0 | 2024: 37.9778; 2025: 0; 2026: 0; 2027: 0; 2028: 0; 2029: 0; 2030: 1.8697; 2031: 0; 2032: 0; 2033: 37.9778; 2034: 0; 2035: 0; 2036: 0; 2039: 0; 2040: 0
2018-03-11 02:00 | 3 | 1 | 1 | 0 | 0 | 0 | 0.93897 | 1.8779 | 0 | 20.3125 | 10.5647 | 17.0341 | 17.0341 | 38.1455 | 0 | 0 | 2024: 38.1455; 2025: 0; 2026: 0; 2027: 0; 2028: 0; 2029: 0; 2030: 1.8779; 2031: 0; 2032: 0; 2033: 38.1455; 2034: 0; 2035: 0; 2036: 0; 2039: 0; 2040: 0
2018-03-11 03:00 | 3 | 2 | 1 | 0 | 0 | 0 | 0.96501 | 1.93 | 0 | 20.3125 | 10.5647 | 17.0341 | 17.0341 | 39.2034 | 0 | 0 | 2024: 39.2034; 2025: 0; 2026: 0; 2027: 0; 2028: 0; 2029: 0; 2030: 1.93; 2031: 0; 2032: 0; 2033: 39.2034; 2034: 0; 2035: 0; 2036: 0; 2039: 0; 2040: 0
2018-03-11 04:00 | 3 | 3 | 1 | 0 | 0 | 0 | 0.98431 | 1.9686 | 0 | 20.3125 | 10.5647 | 17.0341 | 17.0341 | 39.9876 | 0 | 0 | 2024: 39.9876; 2025: 0; 2026: 0; 2027: 0; 2028: 0; 2029: 0; 2030: 1.9686; 2031: 0; 2032: 0; 2033: 39.9876; 2034: 0; 2035: 0; 2036: 0; 2039: 0; 2040: 0
2018-03-11 05:00 | 3 | 4 | 1 | 0 | 0 | 0 | 1.135 | 2.27 | 0 | 20.3125 | 10.5647 | 17.0341 | 17.0341 | 46.1092 | 0 | 0 | 2024: 46.1092; 2025: 0; 2026: 0; 2027: 0; 2028: 0; 2029: 0; 2030: 2.27; 2031: 0; 2032: 0; 2033: 46.1092; 2034: 0; 2035: 0; 2036: 0; 2039: 0; 2040: 0
2018-03-11 06:00 | 3 | 5 | 1 | 0 | 0 | 0 | 1.2649 | 2.5297 | 0 | 20.3125 | 10.5647 | 17.0341 | 17.0341 | 51.3855 | 0 | 0 | 2024: 51.3855; 2025: 0; 2026: 0; 2027: 0; 2028: 0; 2029: 0; 2030: 2.5297; 2031: 0; 2032: 0; 2033: 51.3855; 2034: 0; 2035: 0; 2036: 0; 2039: 0; 2040: 0
2018-03-11 07:00 | 3 | 6 | 1 | 0 | 0 | 0.060375 | 1.4756 | 2.9511 | 0.483 | 20.3125 | 10.5647 | 17.0341 | 17.0341 | 59.9443 | 0.483 | 0 | 2024: 50.1333; 2025: 9.811; 2026: 0; 2027: 8.2275; 2028: 0; 2029: 0; 2030: 2.4681; 2031: 0; 2032: 0; 2033: 50.1333; 2034: 9.811; 2035: 0; 2036: 8.2275; 2039: 0.060375; 2040: 0.054935
2018-03-11 08:00 | 3 | 7 | 1 | 0 | 0 | 0.096513 | 1.4636 | 2.9272 | 0.77211 | 20.3125 | 10.5647 | 17.0341 | 17.0341 | 59.4591 | 0.77211 | 0 | 2024: 43.7757; 2025: 15.6834; 2026: 0; 2027: 13.1522; 2028: 0; 2029: 0; 2030: 2.1551; 2031: 0; 2032: 0; 2033: 43.7757; 2034: 15.6834; 2035: 0; 2036: 13.1522; 2039: 0.096513; 2040: 0.30381
2018-03-11 09:00 | 3 | 8 | 1 | 0 | 0 | 0.24262 | 1.4616 | 2.9233 | 1.941 | 20.3125 | 10.5647 | 17.0341 | 17.0341 | 59.379 | 1.941 | 0 | 2024: 19.9534; 2025: 39.4256; 2026: 0; 2027: 33.0625; 2028: 0; 2029: 0; 2030: 0.98232; 2031: 0; 2032: 0; 2033: 19.9534; 2034: 39.4256; 2035: 0; 2036: 33.0625; 2039: 0.24262; 2040: 0.53291
2018-03-11 10:00 | 3 | 9 | 1 | 0 | 0 | 0.64682 | 1.4104 | 2.8208 | 5.1746 | 20.3125 | 10.5647 | 17.0341 | 17.0341 | 57.2984 | 2.8208 | 2.3538 | 2024: 0; 2025: 57.2984; 2026: 24.8668; 2027: 88.1449; 2028: 2.3538; 2029: 2.3538; 2030: 0; 2031: 0; 2032: 0; 2033: 0; 2034: 57.2984; 2035: 0; 2036: 88.1449; 2039: 0.64682; 2040: 0.53221
2018-03-11 11:00 | 3 | 10 | 1 | 0 | 0 | 0.74388 | 1.2854 | 2.5709 | 5.951 | 20.3125 | 10.5647 | 17.0341 | 17.0341 | 52.2212 | 2.5709 | 3.3801 | 2024: 0; 2025: 52.2212; 2026: 35.7101; 2027: 101.3705; 2028: 3.3801; 2029: 5.7339; 2030: 0; 2031: 0; 2032: 0; 2033: 0; 2034: 52.2212; 2035: 0; 2036: 101.3705; 2039: 0.74388; 2040: 0.65348
2018-03-11 12:00 | 3 | 11 | 1 | 0 | 0 | 0.78593 | 1.2747 | 2.5493 | 6.2874 | 20.3125 | 10.5647 | 17.0341 | 17.0341 | 51.7836 | 2.5493 | 3.7381 | 2024: 0; 2025: 51.7836; 2026: 39.4919; 2027: 107.101; 2028: 3.7381; 2029: 9.472; 2030: 0; 2031: 0; 2032: 0; 2033: 0; 2034: 51.7836; 2035: 0; 2036: 107.101; 2039: 0.78593; 2040: 0.69873
2018-03-11 13:00 | 3 | 12 | 1 | 0 | 0 | 0.76326 | 1.3017 | 2.6033 | 6.106 | 20.3125 | 10.5647 | 17.0341 | 17.0341 | 52.8801 | 2.6033 | 3.5027 | 2024: 0; 2025: 52.8801; 2026: 37.0052; 2027: 104.0112; 2028: 3.028; 2029: 12.5; 2030: 0; 2031: 0; 2032: 0.47468; 2033: 0; 2034: 52.8801; 2035: 5.0149; 2036: 104.0112; 2039: 0.76326; 2040: 0.6632
2018-03-11 14:00 | 3 | 13 | 1 | 0 | 0 | 0.69417 | 1.2613 | 2.5225 | 5.5533 | 20.3125 | 10.5647 | 17.0341 | 17.0341 | 51.2386 | 2.5225 | 3.0308 | 2024: 0; 2025: 51.2386; 2026: 32.0198; 2027: 94.5963; 2028: 0; 2029: 12.5; 2030: 0; 2031: 0; 2032: 3.0308; 2033: 0; 2034: 51.2386; 2035: 32.0198; 2036: 94.5963; 2039: 0.69417; 2040: 0.68012
2018-03-11 15:00 | 3 | 14 | 1 | 0 | 0 | 0.57222 | 1.3368 | 2.6737 | 4.5777 | 20.3125 | 10.5647 | 17.0341 | 17.0341 | 54.3086 | 2.6737 | 1.9041 | 2024: 0; 2025: 54.3086; 2026: 20.116; 2027: 77.9775; 2028: 0; 2029: 12.5; 2030: 0; 2031: 0; 2032: 1.9041; 2033: 0; 2034: 54.3086; 2035: 20.116; 2036: 77.9775; 2039: 0.57222; 2040: 0.63459
2018-03-11 16:00 | 3 | 15 | 1 | 0 | 1 | 0.39452 | 1.44 | 2.88 | 3.1561 | 21.7915 | 12.0437 | 17.0341 | 17.0341 | 62.7588 | 2.88 | 0.27616 | 2024: 0; 2025: 62.7588; 2026: 3.326; 2027: 53.7621; 2028: 0; 2029: 12.5; 2030: 0; 2031: 0; 2032: 0.27616; 2033: 0; 2034: 62.7588; 2035: 3.326; 2036: 53.7621; 2039: 0.39452; 2040: 0.43971
2018-03-11 17:00 | 3 | 16 | 1 | 0 | 1 | 0.16452 | 1.5185 | 3.037 | 1.3162 | 21.7915 | 12.0437 | 17.0341 | 17.0341 | 66.1815 | 1.3162 | 0 | 2024: 37.5004; 2025: 28.6811; 2026: 0; 2027: 22.4197; 2028: 0; 2029: 12.5; 2030: 1.7209; 2031: 1.7209; 2032: 0; 2033: 0; 2034: 66.1815; 2035: 0; 2036: 22.4197; 2039: 0.16452; 2040: 0.16454
2018-03-11 18:00 | 3 | 17 | 1 | 0 | 1 | 0 | 1.6016 | 3.2031 | 0 | 21.7915 | 12.0437 | 17.0341 | 17.0341 | 69.801 | 0 | 0 | 2024: 69.801; 2025: 0; 2026: 0; 2027: 0; 2028: 0; 2029: 10.6295; 2030: 3.2031; 2031: 3.2031; 2032: 0; 2033: 0; 2034: 69.801; 2035: 0; 2036: 0; 2039: 0; 2040: 0.001937
2018-03-11 19:00 | 3 | 18 | 1 | 0 | 1 | 0 | 1.7002 | 3.4004 | 0 | 21.7915 | 12.0437 | 17.0341 | 17.0341 | 74.0988 | 0 | 0 | 2024: 74.0988; 2025: 0; 2026: 0; 2027: 0; 2028: 0; 2029: 7.1478; 2030: 3.4004; 2031: 3.4004; 2032: 0; 2033: 0; 2034: 74.0988; 2035: 0; 2036: 0; 2039: 0; 2040: 0
2018-03-11 20:00 | 3 | 19 | 1 | 0 | 0 | 0 | 1.5424 | 3.0849 | 0 | 20.3125 | 10.5647 | 17.0341 | 17.0341 | 62.6619 | 0 | 0 | 2024: 62.6619; 2025: 0; 2026: 0; 2027: 0; 2028: 0; 2029: 3.4518; 2030: 3.0849; 2031: 3.0849; 2032: 0; 2033: 0; 2034: 62.6619; 2035: 0; 2036: 0; 2039: 0; 2040: 0
2018-03-11 21:00 | 3 | 20 | 1 | 0 | 0 | 0 | 1.2715 | 2.5431 | 0 | 20.3125 | 10.5647 | 17.0341 | 17.0341 | 51.6558 | 0 | 0 | 2024: 51.6558; 2025: 0; 2026: 0; 2027: 0; 2028: 0; 2029: 0.09863; 2030: 2.5431; 2031: 0.09074; 2032: 0; 2033: 49.8126; 2034: 1.8432; 2035: 0; 2036: 0; 2039: 0; 2040: 0
2018-03-11 22:00 | 3 | 21 | 1 | 0 | 0 | 0 | 1.0524 | 2.1047 | 0 | 20.3125 | 10.5647 | 17.0341 | 17.0341 | 42.7527 | 0 | 0 | 2024: 42.7527; 2025: 0; 2026: 0; 2027: 0; 2028: 0; 2029: 0; 2030: 2.1047; 2031: 0; 2032: 0; 2033: 42.7527; 2034: 0; 2035: 0; 2036: 0; 2039: 0; 2040: 0
2018-03-11 23:00 | 3 | 22 | 1 | 0 | 0 | 0 | 0.95968 | 1.9194 | 0 | 20.3125 | 10.5647 | 17.0341 | 17.0341 | 38.9871 | 0 | 0 | 2024: 38.9871; 2025: 0; 2026: 0; 2027: 0; 2028: 0; 2029: 0; 2030: 1.9194; 2031: 0; 2032: 0; 2033: 38.9871; 2034: 0; 2035: 0; 2036: 0; 2039: 0; 2040: 0
2018-03-12 | 3 | 23 | 1 | 0 | 0 | 0 | 0.93541 | 1.8708 | 0 | 20.3125 | 10.5647 | 17.0341 | 17.0341 | 38.0009 | 0 | 0 | 2024: 38.0009; 2025: 0; 2026: 0; 2027: 0; 2028: 0; 2029: 0; 2030: 1.8708; 2031: 0; 2032: 0; 2033: 38.0009; 2034: 0; 2035: 0; 2036: 0; 2039: 0; 2040: 0
2018-03-12 01:00 | 3 | 0 | 2 | 0 | 0 | 0 | 0.95345 | 1.9069 | 0 | 20.3125 | 10.5647 | 17.0341 | 17.0341 | 38.734 | 0 | 0 | 2024: 38.734; 2025: 0; 2026: 0; 2027: 0; 2028: 0; 2029: 0; 2030: 1.9069; 2031: 0; 2032: 0; 2033: 38.734; 2034: 0; 2035: 0; 2036: 0; 2039: 0; 2040: 0
2018-03-12 02:00 | 3 | 1 | 2 | 0 | 0 | 0 | 0.98694 | 1.9739 | 0 | 20.3125 | 10.5647 | 17.0341 | 17.0341 | 40.0945 | 0 | 0 | 2024: 40.0945; 2025: 0; 2026: 0; 2027: 0; 2028: 0; 2029: 0; 2030: 1.9739; 2031: 0; 2032: 0; 2033: 40.0945; 2034: 0; 2035: 0; 2036: 0; 2039: 0; 2040: 0
2018-03-12 03:00 | 3 | 2 | 2 | 0 | 0 | 0 | 1.0066 | 2.0131 | 0 | 20.3125 | 10.5647 | 17.0341 | 17.0341 | 40.8919 | 0 | 0 | 2024: 40.8919; 2025: 0; 2026: 0; 2027: 0; 2028: 0; 2029: 0; 2030: 2.0131; 2031: 0; 2032: 0; 2033: 40.8919; 2034: 0; 2035: 0; 2036: 0; 2039: 0; 2040: 0
2018-03-12 04:00 | 3 | 3 | 2 | 0 | 0 | 0 | 1.0462 | 2.0923 | 0 | 20.3125 | 10.5647 | 17.0341 | 17.0341 | 42.5006 | 0 | 0 | 2024: 42.5006; 2025: 0; 2026: 0; 2027: 0; 2028: 0; 2029: 0; 2030: 2.0923; 2031: 0; 2032: 0; 2033: 42.5006; 2034: 0; 2035: 0; 2036: 0; 2039: 0; 2040: 0
2018-03-12 05:00 | 3 | 4 | 2 | 0 | 0 | 0 | 1.1971 | 2.3941 | 0 | 20.3125 | 10.5647 | 17.0341 | 17.0341 | 48.6311 | 0 | 0 | 2024: 48.6311; 2025: 0; 2026: 0; 2027: 0; 2028: 0; 2029: 0; 2030: 2.3941; 2031: 0; 2032: 0; 2033: 48.6311; 2034: 0; 2035: 0; 2036: 0; 2039: 0; 2040: 0
2018-03-12 06:00 | 3 | 5 | 2 | 0 | 0 | 0 | 1.3037 | 2.6075 | 0 | 20.3125 | 10.5647 | 17.0341 | 17.0341 | 52.9638 | 0 | 0 | 2024: 52.9638; 2025: 0; 2026: 0; 2027: 0; 2028: 0; 2029: 0; 2030: 2.6075; 2031: 0; 2032: 0; 2033: 52.9638; 2034: 0; 2035: 0; 2036: 0; 2039: 0; 2040: 0
2018-03-12 07:00 | 3 | 6 | 2 | 0 | 0 | 0.029867 | 1.3459 | 2.6917 | 0.23893 | 20.3125 | 10.5647 | 17.0341 | 17.0341 | 54.6755 | 0.23893 | 0 | 2024: 49.8221; 2025: 4.8533; 2026: 0; 2027: 4.07; 2028: 0; 2029: 0; 2030: 2.4528; 2031: 0; 2032: 0; 2033: 49.8221; 2034: 4.8533; 2035: 0; 2036: 4.07; 2039: 0.029867; 2040: 0.07316
2018-03-12 08:00 | 3 | 7 | 2 | 0 | 0 | 0.20888 | 1.3144 | 2.6289 | 1.6711 | 20.3125 | 10.5647 | 17.0341 | 17.0341 | 53.3986 | 1.6711 | 0 | 2024: 19.4548; 2025: 33.9438; 2026: 0; 2027: 28.4654; 2028: 0; 2029: 0; 2030: 0.95778; 2031: 0; 2032: 0; 2033: 19.4548; 2034: 33.9438; 2035: 0; 2036: 28.4654; 2039: 0.20888; 2040: 0.31777
2018-03-12 09:00 | 3 | 8 | 2 | 0 | 0 | 0.33362 | 1.2726 | 2.5452 | 2.6689 | 20.3125 | 10.5647 | 17.0341 | 17.0341 | 51.6993 | 2.5452 | 0.12374 | 2024: 0; 2025: 51.6993; 2026: 1.3073; 2027: 45.463; 2028: 0.12374; 2029: 0.12374; 2030: 0; 2031: 0; 2032: 0; 2033: 0; 2034: 51.6993; 2035: 0; 2036: 45.463; 2039: 0.33362; 2040: 0.53942
2018-03-12 10:00 | 3 | 9 | 2 | 0 | 0 | 0.25423 | 1.1383 | 2.2766 | 2.0339 | 20.3125 | 10.5647 | 17.0341 | 17.0341 | 46.243 | 2.0339 | 0 | 2024: 4.9298; 2025: 41.3132; 2026: 0; 2027: 34.6454; 2028: 0; 2029: 0.12374; 2030: 0.2427; 2031: 0.11384; 2032: 0; 2033: 2.6173; 2034: 43.6256; 2035: 0; 2036: 34.6454; 2039: 0.25423; 2040: 0.696
2018-03-12 11:00 | 3 | 10 | 2 | 0 | 0 | 0.47742 | 1.0794 | 2.1588 | 3.8194 | 20.3125 | 10.5647 | 17.0341 | 17.0341 | 43.8506 | 2.1588 | 1.6606 | 2024: 0; 2025: 43.8506; 2026: 17.5434; 2027: 65.0595; 2028: 1.6606; 2029: 1.6606; 2030: 0; 2031: 0; 2032: 0; 2033: 0; 2034: 43.8506; 2035: 0; 2036: 65.0595; 2039: 0.47742; 2040: 0.76816
2018-03-12 12:00 | 3 | 11 | 2 | 0 | 0 | 0.50204 | 1.003 | 2.006 | 4.0163 | 20.3125 | 10.5647 | 17.0341 | 17.0341 | 40.7461 | 2.006 | 2.0104 | 2024: 0; 2025: 40.7461; 2026: 21.2388; 2027: 68.4144; 2028: 2.0104; 2029: 3.6709; 2030: 0; 2031: 0; 2032: 0; 2033: 0; 2034: 40.7461; 2035: 0; 2036: 68.4144; 2039: 0.50204; 2040: 0.76923
2018-03-12 13:00 | 3 | 12 | 2 | 0 | 0 | 0.53541 | 0.93392 | 1.8678 | 4.2833 | 20.3125 | 10.5647 | 17.0341 | 17.0341 | 37.9404 | 1.8678 | 2.4154 | 2024: 0; 2025: 37.9404; 2026: 25.5185; 2027: 72.9619; 2028: 2.4154; 2029: 6.0864; 2030: 0; 2031: 0; 2032: 0; 2033: 0; 2034: 37.9404; 2035: 0; 2036: 72.9619; 2039: 0.53541; 2040: 0.76923
2018-03-12 14:00 | 3 | 13 | 2 | 0 | 0 | 0.48505 | 0.93261 | 1.8652 | 3.8804 | 20.3125 | 10.5647 | 17.0341 | 17.0341 | 37.8874 | 1.8652 | 2.0152 | 2024: 0; 2025: 37.8874; 2026: 21.2899; 2027: 66.0996; 2028: 2.0152; 2029: 8.1015; 2030: 0; 2031: 0; 2032: 0; 2033: 0; 2034: 37.8874; 2035: 0; 2036: 66.0996; 2039: 0.48505; 2040: 0.71768
2018-03-12 15:00 | 3 | 14 | 2 | 0 | 0 | 0.42506 | 1.0065 | 2.0131 | 3.4005 | 20.3125 | 10.5647 | 17.0341 | 17.0341 | 40.8909 | 2.0131 | 1.3874 | 2024: 0; 2025: 40.8909; 2026: 14.6574; 2027: 57.9243; 2028: 1.3874; 2029: 9.4889; 2030: 0; 2031: 0; 2032: 0; 2033: 0; 2034: 40.8909; 2035: 0; 2036: 57.9243; 2039: 0.42506; 2040: 0.56509
2018-03-12 16:00 | 3 | 15 | 2 | 0 | 1 | 0.37623 | 1.0205 | 2.0409 | 3.0099 | 21.7915 | 12.0437 | 17.0341 | 17.0341 | 44.4748 | 2.0409 | 0.96894 | 2024: 0; 2025: 44.4748; 2026: 11.6696; 2027: 51.2705; 2028: 0.96894; 2029: 10.4579; 2030: 0; 2031: 0; 2032: 0; 2033: 0; 2034: 44.4748; 2035: 0; 2036: 51.2705; 2039: 0.37623; 2040: 0.42373
2018-03-12 17:00 | 3 | 16 | 2 | 0 | 1 | 0.11212 | 1.0915 | 2.183 | 0.89698 | 21.7915 | 12.0437 | 17.0341 | 17.0341 | 47.5713 | 0.89698 | 0 | 2024: 28.0249; 2025: 19.5464; 2026: 0; 2027: 15.2792; 2028: 0; 2029: 10.4579; 2030: 1.286; 2031: 1.286; 2032: 0; 2033: 0; 2034: 47.5713; 2035: 0; 2036: 15.2792; 2039: 0.11212; 2040: 0.16158
2018-03-12 18:00 | 3 | 17 | 2 | 0 | 1 | 0 | 1.2326 | 2.4652 | 0 | 21.7915 | 12.0437 | 17.0341 | 17.0341 | 53.7208 | 0 | 0 | 2024: 53.7208; 2025: 0; 2026: 0; 2027: 0; 2028: 0; 2029: 9.06; 2030: 2.4652; 2031: 2.4652; 2032: 0; 2033: 0; 2034: 53.7208; 2035: 0; 2036: 0; 2039: 0; 2040: 0
2018-03-12 19:00 | 3 | 18 | 2 | 0 | 1 | 0 | 1.3782 | 2.7563 | 0 | 21.7915 | 12.0437 | 17.0341 | 17.0341 | 60.0649 | 0 | 0 | 2024: 60.0649; 2025: 0; 2026: 0; 2027: 0; 2028: 0; 2029: 6.3804; 2030: 2.7563; 2031: 2.7563; 2032: 0; 2033: 0; 2034: 60.0649; 2035: 0; 2036: 0; 2039: 0; 2040: 0
2018-03-12 20:00 | 3 | 19 | 2 | 0 | 0 | 0 | 1.4296 | 2.8592 | 0 | 20.3125 | 10.5647 | 17.0341 | 17.0341 | 58.0784 | 0 | 0 | 2024: 58.0784; 2025: 0; 2026: 0; 2027: 0; 2028: 0; 2029: 3.3844; 2030: 2.8592; 2031: 2.8592; 2032: 0; 2033: 0; 2034: 58.0784; 2035: 0; 2036: 0; 2039: 0; 2040: 0
2018-03-12 21:00 | 3 | 20 | 2 | 0 | 0 | 0 | 1.1741 | 2.3482 | 0 | 20.3125 | 10.5647 | 17.0341 | 17.0341 | 47.6984 | 0 | 0 | 2024: 47.6984; 2025: 0; 2026: 0; 2027: 0; 2028: 0; 2029: 0.27649; 2030: 2.3482; 2031: 0.25437; 2032: 0; 2033: 42.5314; 2034: 5.167; 2035: 0; 2036: 0; 2039: 0; 2040: 0
2018-03-12 22:00 | 3 | 21 | 2 | 0 | 0 | 0 | 1.0212 | 2.0424 | 0 | 20.3125 | 10.5647 | 17.0341 | 17.0341 | 41.4862 | 0 | 0 | 2024: 41.4862; 2025: 0; 2026: 0; 2027: 0; 2028: 0; 2029: 0; 2030: 2.0424; 2031: 0; 2032: 0; 2033: 41.4862; 2034: 0; 2035: 0; 2036: 0; 2039: 0; 2040: 0
2018-03-12 23:00 | 3 | 22 | 2 | 0 | 0 | 0 | 0.92061 | 1.8412 | 0 | 20.3125 | 10.5647 | 17.0341 | 17.0341 | 37.3999 | 0 | 0 | 2024: 37.3999; 2025: 0; 2026: 0; 2027: 0; 2028: 0; 2029: 0; 2030: 1.8412; 2031: 0; 2032: 0; 2033: 37.3999; 2034: 0; 2035: 0; 2036: 0; 2039: 0; 2040: 0
2018-03-13 | 3 | 23 | 2 | 0 | 0 | 0 | 0.85708 | 1.7142 | 0 | 20.3125 | 10.5647 | 17.0341 | 17.0341 | 34.8188 | 0 | 0 | 2024: 34.8188; 2025: 0; 2026: 0; 2027: 0; 2028: 0; 2029: 0; 2030: 1.7142; 2031: 0; 2032: 0; 2033: 34.8188; 2034: 0; 2035: 0; 2036: 0; 2039: 0; 2040: 0
2018-03-13 01:00 | 3 | 0 | 3 | 0 | 0 | 0 | 0.8998 | 1.7996 | 0 | 20.3125 | 10.5647 | 17.0341 | 17.0341 | 36.5546 | 0 | 0 | 2024: 36.5546; 2025: 0; 2026: 0; 2027: 0; 2028: 0; 2029: 0; 2030: 1.7996; 2031: 0; 2032: 0; 2033: 36.5546; 2034: 0; 2035: 0; 2036: 0; 2039: 0; 2040: 0
2018-03-13 02:00 | 3 | 1 | 3 | 0 | 0 | 0 | 0.89191 | 1.7838 | 0 | 20.3125 | 10.5647 | 17.0341 | 17.0341 | 36.2339 | 0 | 0 | 2024: 36.2339; 2025: 0; 2026: 0; 2027: 0; 2028: 0; 2029: 0; 2030: 1.7838; 2031: 0; 2032: 0; 2033: 36.2339; 2034: 0; 2035: 0; 2036: 0; 2039: 0; 2040: 0
2018-03-13 03:00 | 3 | 2 | 3 | 0 | 0 | 0 | 0.90155 | 1.8031 | 0 | 20.3125 | 10.5647 | 17.0341 | 17.0341 | 36.6255 | 0 | 0 | 2024: 36.6255; 2025: 0; 2026: 0; 2027: 0; 2028: 0; 2029: 0; 2030: 1.8031; 2031: 0; 2032: 0; 2033: 36.6255; 2034: 0; 2035: 0; 2036: 0; 2039: 0; 2040: 0
2018-03-13 04:00 | 3 | 3 | 3 | 0 | 0 | 0 | 0.93063 | 1.8613 | 0 | 20.3125 | 10.5647 | 17.0341 | 17.0341 | 37.8068 | 0 | 0 | 2024: 37.8068; 2025: 0; 2026: 0; 2027: 0; 2028: 0; 2029: 0; 2030: 1.8613; 2031: 0; 2032: 0; 2033: 37.8068; 2034: 0; 2035: 0; 2036: 0; 2039: 0; 2040: 0
2018-03-13 05:00 | 3 | 4 | 3 | 0 | 0 | 0 | 1.0795 | 2.159 | 0 | 20.3125 | 10.5647 | 17.0341 | 17.0341 | 43.8551 | 0 | 0 | 2024: 43.8551; 2025: 0; 2026: 0; 2027: 0; 2028: 0; 2029: 0; 2030: 2.159; 2031: 0; 2032: 0; 2033: 43.8551; 2034: 0; 2035: 0; 2036: 0; 2039: 0; 2040: 0
2018-03-13 06:00 | 3 | 5 | 3 | 0 | 0 | 0 | 1.1836 | 2.3671 | 0 | 20.3125 | 10.5647 | 17.0341 | 17.0341 | 48.0821 | 0 | 0 | 2024: 48.0821; 2025: 0; 2026: 0; 2027: 0; 2028: 0; 2029: 0; 2030: 2.3671; 2031: 0; 2032: 0; 2033: 48.0821; 2034: 0; 2035: 0; 2036: 0; 2039: 0; 2040: 0
2018-03-13 07:00 | 3 | 6 | 3 | 0 | 0 | 0.063288 | 1.2303 | 2.4606 | 0.5063 | 20.3125 | 10.5647 | 17.0341 | 17.0341 | 49.9806 | 0.5063 | 0 | 2024: 39.6964; 2025: 10.2843; 2026: 0; 2027: 8.6244; 2028: 0; 2029: 0; 2030: 1.9543; 2031: 0; 2032: 0; 2033: 39.6964; 2034: 10.2843; 2035: 0; 2036: 8.6244; 2039: 0.063288; 2040: 0.0052637
2018-03-13 08:00 | 3 | 7 | 3 | 0 | 0 | 0.27636 | 1.2559 | 2.5119 | 2.2109 | 20.3125 | 10.5647 | 17.0341 | 17.0341 | 51.023 | 2.2109 | 0 | 2024: 6.1146; 2025: 44.9083; 2026: 0; 2027: 37.6603; 2028: 0; 2029: 0; 2030: 0.30103; 2031: 0; 2032: 0; 2033: 6.1146; 2034: 44.9083; 2035: 0; 2036: 37.6603; 2039: 0.27636; 2040: 0.10945
2018-03-13 09:00 | 3 | 8 | 3 | 0 | 0 | 0.46772 | 1.2203 | 2.4406 | 3.7417 | 20.3125 | 10.5647 | 17.0341 | 17.0341 | 49.5749 | 2.4406 | 1.3011 | 2024: 0; 2025: 49.5749; 2026: 13.746; 2027: 63.7373; 2028: 1.3011; 2029: 1.3011; 2030: 0; 2031: 0; 2032: 0; 2033: 0; 2034: 49.5749; 2035: 0; 2036: 63.7373; 2039: 0.46772; 2040: 0.1782
2018-03-13 10:00 | 3 | 9 | 3 | 0 | 0 | 0.60102 | 1.2339 | 2.4678 | 4.8082 | 20.3125 | 10.5647 | 17.0341 | 17.0341 | 50.1273 | 2.4678 | 2.3404 | 2024: 0; 2025: 50.1273; 2026: 24.7254; 2027: 81.9032; 2028: 2.3404; 2029: 3.6415; 2030: 0; 2031: 0; 2032: 0; 2033: 0; 2034: 50.1273; 2035: 0; 2036: 81.9032; 2039: 0.60102; 2040: 0.27682
2018-03-13 11:00 | 3 | 10 | 3 | 0 | 0 | 0.68448 | 1.1404 | 2.2807 | 5.4759 | 20.3125 | 10.5647 | 17.0341 | 17.0341 | 46.327 | 2.2807 | 3.1951 | 2024: 0; 2025: 46.327; 2026: 33.7558; 2027: 93.2765; 2028: 3.1951; 2029: 6.8366; 2030: 0; 2031: 0; 2032: 0; 2033: 0; 2034: 46.327; 2035: 0; 2036: 93.2765; 2039: 0.68448; 2040: 0.31847
2018-03-13 12:00 | 3 | 11 | 3 | 0 | 0 | 0.72015 | 0.94905 | 1.8981 | 5.7612 | 20.3125 | 10.5647 | 17.0341 | 17.0341 | 38.5553 | 1.8981 | 3.8631 | 2024: 0; 2025: 38.5553; 2026: 40.8124; 2027: 98.1368; 2028: 3.8631; 2029: 10.6997; 2030: 0; 2031: 0; 2032: 0; 2033: 0; 2034: 38.5553; 2035: 0; 2036: 98.1368; 2039: 0.72015; 2040: 0.33356
2018-03-13 13:00 | 3 | 12 | 3 | 0 | 0 | 0.7068 | 0.87235 | 1.7447 | 5.6544 | 20.3125 | 10.5647 | 17.0341 | 17.0341 | 35.4391 | 1.7447 | 3.9097 | 2024: 0; 2025: 35.4391; 2026: 41.305; 2027: 96.3179; 2028: 1.8003; 2029: 12.5; 2030: 0; 2031: 0; 2032: 2.1094; 2033: 0; 2034: 35.4391; 2035: 22.2855; 2036: 96.3179; 2039: 0.7068; 2040: 0.31876
2018-03-13 14:00 | 3 | 13 | 3 | 0 | 0 | 0.64411 | 0.96977 | 1.9395 | 5.1529 | 20.3125 | 10.5647 | 17.0341 | 17.0341 | 39.3969 | 1.9395 | 3.2134 | 2024: 0; 2025: 39.3969; 2026: 33.9484; 2027: 87.7754; 2028: 0; 2029: 12.5; 2030: 0; 2031: 0; 2032: 3.2134; 2033: 0; 2034: 39.3969; 2035: 33.9484; 2036: 87.7754; 2039: 0.64411; 2040: 0.44405
2018-03-13 15:00 | 3 | 14 | 3 | 0 | 0 | 0.53274 | 1.1336 | 2.2672 | 4.2619 | 20.3125 | 10.5647 | 17.0341 | 17.0341 | 46.052 | 2.2672 | 1.9947 | 2024: 0; 2025: 46.052; 2026: 21.0736; 2027: 72.5976; 2028: 0; 2029: 12.5; 2030: 0; 2031: 0; 2032: 1.9947; 2033: 0; 2034: 46.052; 2035: 21.0736; 2036: 72.5976; 2039: 0.53274; 2040: 0.48244
2018-03-13 16:00 | 3 | 15 | 3 | 0 | 1 | 0.36794 | 1.2062 | 2.4125 | 2.9435 | 21.7915 | 12.0437 | 17.0341 | 17.0341 | 52.5718 | 2.4125 | 0.53105 | 2024: 0; 2025: 52.5718; 2026: 6.3958; 2027: 50.1408; 2028: 0; 2029: 12.5; 2030: 0; 2031: 0; 2032: 0.53105; 2033: 0; 2034: 52.5718; 2035: 6.3958; 2036: 50.1408; 2039: 0.36794; 2040: 0.2312
2018-03-13 17:00 | 3 | 16 | 3 | 0 | 1 | 0.15508 | 1.225 | 2.4501 | 1.2406 | 21.7915 | 12.0437 | 17.0341 | 17.0341 | 53.3904 | 1.2406 | 0 | 2024: 26.3549; 2025: 27.0356; 2026: 0; 2027: 21.1334; 2028: 0; 2029: 12.5; 2030: 1.2094; 2031: 1.2094; 2032: 0; 2033: 0; 2034: 53.3904; 2035: 0; 2036: 21.1334; 2039: 0.15508; 2040: 0.070539
2018-03-13 18:00 | 3 | 17 | 3 | 0 | 1 | 0.0023306 | 1.3508 | 2.7015 | 0.018644 | 21.7915 | 12.0437 | 17.0341 | 17.0341 | 58.8699 | 0.018644 | 0 | 2024: 58.4636; 2025: 0.40629; 2026: 0; 2027: 0.31759; 2028: 0; 2029: 11.1854; 2030: 2.6829; 2031: 2.6829; 2032: 0; 2033: 0; 2034: 58.8699; 2035: 0; 2036: 0.31759; 2039: 0.0023306; 2040: 0.00031133
2018-03-13 19:00 | 3 | 18 | 3 | 0 | 1 | 0 | 1.4573 | 2.9145 | 0 | 21.7915 | 12.0437 | 17.0341 | 17.0341 | 63.5115 | 0 | 0 | 2024: 63.5115; 2025: 0; 2026: 0; 2027: 0; 2028: 0; 2029: 8.2693; 2030: 2.9145; 2031: 2.9145; 2032: 0; 2033: 0; 2034: 63.5115; 2035: 0; 2036: 0; 2039: 0; 2040: 0
2018-03-13 20:00 | 3 | 19 | 3 | 0 | 0 | 0 | 1.3604 | 2.7207 | 0 | 20.3125 | 10.5647 | 17.0341 | 17.0341 | 55.2644 | 0 | 0 | 2024: 55.2644; 2025: 0; 2026: 0; 2027: 0; 2028: 0; 2029: 5.1013; 2030: 2.7207; 2031: 2.7207; 2032: 0; 2033: 0; 2034: 55.2644; 2035: 0; 2036: 0; 2039: 0; 2040: 0
2018-03-13 21:00 | 3 | 20 | 3 | 0 | 0 | 0 | 1.1097 | 2.2193 | 0 | 20.3125 | 10.5647 | 17.0341 | 17.0341 | 45.0799 | 0 | 0 | 2024: 45.0799; 2025: 0; 2026: 0; 2027: 0; 2028: 0; 2029: 2.144; 2030: 2.2193; 2031: 1.9725; 2032: 0; 2033: 5.0135; 2034: 40.0665; 2035: 0; 2036: 0; 2039: 0; 2040: 0
2018-03-13 22:00 | 3 | 21 | 3 | 0 | 0 | 0 | 0.92898 | 1.858 | 0 | 20.3125 | 10.5647 | 17.0341 | 17.0341 | 37.7397 | 0 | 0 | 2024: 37.7397; 2025: 0; 2026: 0; 2027: 0; 2028: 0; 2029: 0; 2030: 1.858; 2031: 0; 2032: 0; 2033: 37.7397; 2034: 0; 2035: 0; 2036: 0; 2039: 0; 2040: 0
2018-03-13 23:00 | 3 | 22 | 3 | 0 | 0 | 0 | 0.82262 | 1.6452 | 0 | 20.3125 | 10.5647 | 17.0341 | 17.0341 | 33.419 | 0 | 0 | 2024: 33.419; 2025: 0; 2026: 0; 2027: 0; 2028: 0; 2029: 0; 2030: 1.6452; 2031: 0; 2032: 0; 2033: 33.419; 2034: 0; 2035: 0; 2036: 0; 2039: 0; 2040: 0
2018-03-14 | 3 | 23 | 3 | 0 | 0 | 0 | 0.76096 | 1.5219 | 0 | 20.3125 | 10.5647 | 17.0341 | 17.0341 | 30.9142 | 0 | 0 | 2024: 30.9142; 2025: 0; 2026: 0; 2027: 0; 2028: 0; 2029: 0; 2030: 1.5219; 2031: 0; 2032: 0; 2033: 30.9142; 2034: 0; 2035: 0; 2036: 0; 2039: 0; 2040: 0
2018-03-14 01:00 | 3 | 0 | 4 | 0 | 0 | 0 | 0.75219 | 1.5044 | 0 | 20.3125 | 10.5647 | 17.0341 | 17.0341 | 30.5578 | 0 | 0 | 2024: 30.5578; 2025: 0; 2026: 0; 2027: 0; 2028: 0; 2029: 0; 2030: 1.5044; 2031: 0; 2032: 0; 2033: 30.5578; 2034: 0; 2035: 0; 2036: 0; 2039: 0; 2040: 0
2018-03-14 02:00 | 3 | 1 | 4 | 0 | 0 | 0 | 0.7538 | 1.5076 | 0 | 20.3125 | 10.5647 | 17.0341 | 17.0341 | 30.6233 | 0 | 0 | 2024: 30.6233; 2025: 0; 2026: 0; 2027: 0; 2028: 0; 2029: 0; 2030: 1.5076; 2031: 0; 2032: 0; 2033: 30.6233; 2034: 0; 2035: 0; 2036: 0; 2039: 0; 2040: 0
2018-03-14 03:00 | 3 | 2 | 4 | 0 | 0 | 0 | 0.78627 | 1.5725 | 0 | 20.3125 | 10.5647 | 17.0341 | 17.0341 | 31.9423 | 0 | 0 | 2024: 31.9423; 2025: 0; 2026: 0; 2027: 0; 2028: 0; 2029: 0; 2030: 1.5725; 2031: 0; 2032: 0; 2033: 31.9423; 2034: 0; 2035: 0; 2036: 0; 2039: 0; 2040: 0
2018-03-14 04:00 | 3 | 3 | 4 | 0 | 0 | 0 | 0.83426 | 1.6685 | 0 | 20.3125 | 10.5647 | 17.0341 | 17.0341 | 33.892 | 0 | 0 | 2024: 33.892; 2025: 0; 2026: 0; 2027: 0; 2028: 0; 2029: 0; 2030: 1.6685; 2031: 0; 2032: 0; 2033: 33.892; 2034: 0; 2035: 0; 2036: 0; 2039: 0; 2040: 0
2018-03-14 05:00 | 3 | 4 | 4 | 0 | 0 | 0 | 1.0123 | 2.0246 | 0 | 20.3125 | 10.5647 | 17.0341 | 17.0341 | 41.1253 | 0 | 0 | 2024: 41.1253; 2025: 0; 2026: 0; 2027: 0; 2028: 0; 2029: 0; 2030: 2.0246; 2031: 0; 2032: 0; 2033: 41.1253; 2034: 0; 2035: 0; 2036: 0; 2039: 0; 2040: 0
2018-03-14 06:00 | 3 | 5 | 4 | 0 | 0 | 0 | 1.1772 | 2.3543 | 0 | 20.3125 | 10.5647 | 17.0341 | 17.0341 | 47.8218 | 0 | 0 | 2024: 47.8218; 2025: 0; 2026: 0; 2027: 0; 2028: 0; 2029: 0; 2030: 2.3543; 2031: 0; 2032: 0; 2033: 47.8218; 2034: 0; 2035: 0; 2036: 0; 2039: 0; 2040: 0
2018-03-14 07:00 | 3 | 6 | 4 | 0 | 0 | 0.067712 | 1.2033 | 2.4067 | 0.5417 | 20.3125 | 10.5647 | 17.0341 | 17.0341 | 48.8855 | 0.5417 | 0 | 2024: 37.8822; 2025: 11.0032; 2026: 0; 2027: 9.2274; 2028: 0; 2029: 0; 2030: 1.865; 2031: 0; 2032: 0; 2033: 37.8822; 2034: 11.0032; 2035: 0; 2036: 9.2274; 2039: 0.067712; 2040: 0.014496
2018-03-14 08:00 | 3 | 7 | 4 | 0 | 0 | 0.27828 | 1.1584 | 2.3168 | 2.2262 | 20.3125 | 10.5647 | 17.0341 | 17.0341 | 47.0596 | 2.2262 | 0 | 2024: 1.8392; 2025: 45.2203; 2026: 0; 2027: 37.922; 2028: 0; 2029: 0; 2030: 0.090547; 2031: 0; 2032: 0; 2033: 1.8392; 2034: 45.2203; 2035: 0; 2036: 37.922; 2039: 0.27828; 2040: 0.065696
2018-03-14 09:00 | 3 | 8 | 4 | 0 | 0 | 0.4631 | 1.0515 | 2.1031 | 3.7048 | 20.3125 | 10.5647 | 17.0341 | 17.0341 | 42.7189 | 2.1031 | 1.6017 | 2024: 0; 2025: 42.7189; 2026: 16.9217; 2027: 63.1081; 2028: 1.6017; 2029: 1.6017; 2030: 0; 2031: 0; 2032: 0; 2033: 0; 2034: 42.7189; 2035: 0; 2036: 63.1081; 2039: 0.4631; 2040: 0.22562
2018-03-14 10:00 | 3 | 9 | 4 | 0 | 0 | 0.59519 | 1.0634 | 2.1268 | 4.7615 | 20.3125 | 10.5647 | 17.0341 | 17.0341 | 43.2013 | 2.1268 | 2.6347 | 2024: 0; 2025: 43.2013; 2026: 27.8348; 2027: 81.1084; 2028: 2.6347; 2029: 4.2364; 2030: 0; 2031: 0; 2032: 0; 2033: 0; 2034: 43.2013; 2035: 0; 2036: 81.1084; 2039: 0.59519; 2040: 0.26918
2018-03-14 11:00 | 3 | 10 | 4 | 0 | 0 | 0.67206 | 0.98717 | 1.9743 | 5.3765 | 20.3125 | 10.5647 | 17.0341 | 17.0341 | 40.1038 | 1.9743 | 3.4021 | 2024: 0; 2025: 40.1038; 2026: 35.9425; 2027: 91.5833; 2028: 3.4021; 2029: 7.6385; 2030: 0; 2031: 0; 2032: 0; 2033: 0; 2034: 40.1038; 2035: 0; 2036: 91.5833; 2039: 0.67206; 2040: 0.17371
2018-03-14 12:00 | 3 | 11 | 4 | 0 | 0 | 0.71022 | 0.83596 | 1.6719 | 5.6818 | 20.3125 | 10.5647 | 17.0341 | 17.0341 | 33.9607 | 1.6719 | 4.0098 | 2024: 0; 2025: 33.9607; 2026: 42.363; 2027: 96.7839; 2028: 4.0098; 2029: 11.6484; 2030: 0; 2031: 0; 2032: 0; 2033: 0; 2034: 33.9607; 2035: 0; 2036: 96.7839; 2039: 0.71022; 2040: 0.21886
2018-03-14 13:00 | 3 | 12 | 4 | 0 | 0 | 0.6971 | 0.77551 | 1.551 | 5.5768 | 20.3125 | 10.5647 | 17.0341 | 17.0341 | 31.505 | 1.551 | 4.0258 | 2024: 0; 2025: 31.505; 2026: 42.5317; 2027: 94.9966; 2028: 0.85163; 2029: 12.5; 2030: 0; 2031: 0; 2032: 3.1742; 2033: 0; 2034: 31.505; 2035: 33.5344; 2036: 94.9966; 2039: 0.6971; 2040: 0.22088
2018-03-14 14:00 | 3 | 13 | 4 | 0 | 0 | 0.63338 | 0.84799 | 1.696 | 5.0671 | 20.3125 | 10.5647 | 17.0341 | 17.0341 | 34.4494 | 1.696 | 3.3711 | 2024: 0; 2025: 34.4494; 2026: 35.6149; 2027: 86.3134; 2028: 0; 2029: 12.5; 2030: 0; 2031: 0; 2032: 3.3711; 2033: 0; 2034: 34.4494; 2035: 35.6149; 2036: 86.3134; 2039: 0.63338; 2040: 0.25748
2018-03-14 15:00 | 3 | 14 | 4 | 0 | 0 | 0.52434 | 0.88752 | 1.775 | 4.1947 | 20.3125 | 10.5647 | 17.0341 | 17.0341 | 36.0557 | 1.775 | 2.4197 | 2024: 0; 2025: 36.0557; 2026: 25.5632; 2027: 71.4535; 2028: 0; 2029: 12.5; 2030: 0; 2031: 0; 2032: 2.4197; 2033: 0; 2034: 36.0557; 2035: 25.5632; 2036: 71.4535; 2039: 0.52434; 2040: 0.33633
2018-03-14 16:00 | 3 | 15 | 4 | 0 | 1 | 0.36789 | 0.96738 | 1.9348 | 2.9431 | 21.7915 | 12.0437 | 17.0341 | 17.0341 | 42.1611 | 1.9348 | 1.0084 | 2024: 0; 2025: 42.1611; 2026: 12.1443; 2027: 50.1333; 2028: 0; 2029: 12.5; 2030: 0; 2031: 0; 2032: 1.0084; 2033: 0; 2034: 42.1611; 2035: 12.1443; 2036: 50.1333; 2039: 0.36789; 2040: 0.18074
2018-03-14 17:00 | 3 | 16 | 4 | 0 | 1 | 0.16053 | 1.0512 | 2.1024 | 1.2842 | 21.7915 | 12.0437 | 17.0341 | 17.0341 | 45.815 | 1.2842 | 0 | 2024: 17.8295; 2025: 27.9855; 2026: 0; 2027: 21.8759; 2028: 0; 2029: 12.5; 2030: 0.81819; 2031: 0.81819; 2032: 0; 2033: 0; 2034: 45.815; 2035: 0; 2036: 21.8759; 2039: 0.16053; 2040: 0.075725
2018-03-14 18:00 | 3 | 17 | 4 | 0 | 1 | 0.0031561 | 1.1377 | 2.2754 | 0.025249 | 21.7915 | 12.0437 | 17.0341 | 17.0341 | 49.5842 | 0.025249 | 0 | 2024: 49.034; 2025: 0.55021; 2026: 0; 2027: 0.43009; 2028: 0; 2029: 11.6107; 2030: 2.2501; 2031: 2.2501; 2032: 0; 2033: 0; 2034: 49.5842; 2035: 0; 2036: 0.43009; 2039: 0.0031561; 2040: 0.00069533
2018-03-14 19:00 | 3 | 18 | 4 | 0 | 1 | 0 | 1.2561 | 2.5121 | 0 | 21.7915 | 12.0437 | 17.0341 | 17.0341 | 54.7424 | 0 | 0 | 2024: 54.7424; 2025: 0; 2026: 0; 2027: 0; 2028: 0; 2029: 9.1649; 2030: 2.5121; 2031: 2.5121; 2032: 0; 2033: 0; 2034: 54.7424; 2035: 0; 2036: 0; 2039: 0; 2040: 0
2018-03-14 20:00 | 3 | 19 | 4 | 0 | 0 | 0 | 1.1813 | 2.3625 | 0 | 20.3125 | 10.5647 | 17.0341 | 17.0341 | 47.9883 | 0 | 0 | 2024: 47.9883; 2025: 0; 2026: 0; 2027: 0; 2028: 0; 2029: 6.4343; 2030: 2.3625; 2031: 2.3625; 2032: 0; 2033: 0; 2034: 47.9883; 2035: 0; 2036: 0; 2039: 0; 2040: 0
2018-03-14 21:00 | 3 | 20 | 4 | 0 | 0 | 0 | 0.91512 | 1.8302 | 0 | 20.3125 | 10.5647 | 17.0341 | 17.0341 | 37.1769 | 0 | 0 | 2024: 37.1769; 2025: 0; 2026: 0; 2027: 0; 2028: 0; 2029: 3.8664; 2030: 1.8302; 2031: 1.8302; 2032: 0; 2033: 0; 2034: 37.1769; 2035: 0; 2036: 0; 2039: 0; 2040: 0
2018-03-14 22:00 | 3 | 21 | 4 | 0 | 0 | 0 | 0.67772 | 1.3554 | 0 | 20.3125 | 10.5647 | 17.0341 | 17.0341 | 27.5323 | 0 | 0 | 2024: 27.5323; 2025: 0; 2026: 0; 2027: 0; 2028: 0; 2029: 1.877; 2030: 1.3554; 2031: 1.3554; 2032: 0; 2033: 0; 2034: 27.5323; 2035: 0; 2036: 0; 2039: 0; 2040: 0
2018-03-14 23:00 | 3 | 22 | 4 | 0 | 0 | 0 | 0.61499 | 1.23 | 0 | 20.3125 | 10.5647 | 17.0341 | 17.0341 | 24.984 | 0 | 0 | 2024: 24.984; 2025: 0; 2026: 0; 2027: 0; 2028: 0; 2029: 0.40367; 2030: 1.23; 2031: 0.37138; 2032: 0; 2033: 17.4404; 2034: 7.5436; 2035: 0; 2036: 0; 2039: 0; 2040: 0
2018-03-15 | 3 | 23 | 4 | 0 | 0 | 0 | 0.60027 | 1.2005 | 0 | 20.3125 | 10.5647 | 17.0341 | 17.0341 | 24.3859 | 0 | 0 | 2024: 24.3859; 2025: 0; 2026: 0; 2027: 0; 2028: 0; 2029: 0; 2030: 1.2005; 2031: 0; 2032: 0; 2033: 24.3859; 2034: 0; 2035: 0; 2036: 0; 2039: 0; 2040: 0
2018-03-15 01:00 | 3 | 0 | 5 | 0 | 0 | 0 | 0.60414 | 1.2083 | 0 | 20.3125 | 10.5647 | 17.0341 | 17.0341 | 24.5434 | 0 | 0 | 2024: 24.5434; 2025: 0; 2026: 0; 2027: 0; 2028: 0; 2029: 0; 2030: 1.2083; 2031: 0; 2032: 0; 2033: 24.5434; 2034: 0; 2035: 0; 2036: 0; 2039: 0; 2040: 0
2018-03-15 02:00 | 3 | 1 | 5 | 0 | 0 | 0 | 0.60606 | 1.2121 | 0 | 20.3125 | 10.5647 | 17.0341 | 17.0341 | 24.6212 | 0 | 0 | 2024: 24.6212; 2025: 0; 2026: 0; 2027: 0; 2028: 0; 2029: 0; 2030: 1.2121; 2031: 0; 2032: 0; 2033: 24.6212; 2034: 0; 2035: 0; 2036: 0; 2039: 0; 2040: 0
2018-03-15 03:00 | 3 | 2 | 5 | 0 | 0 | 0 | 0.60806 | 1.2161 | 0 | 20.3125 | 10.5647 | 17.0341 | 17.0341 | 24.7026 | 0 | 0 | 2024: 24.7026; 2025: 0; 2026: 0; 2027: 0; 2028: 0; 2029: 0; 2030: 1.2161; 2031: 0; 2032: 0; 2033: 24.7026; 2034: 0; 2035: 0; 2036: 0; 2039: 0; 2040: 0
2018-03-15 04:00 | 3 | 3 | 5 | 0 | 0 | 0 | 0.67382 | 1.3476 | 0 | 20.3125 | 10.5647 | 17.0341 | 17.0341 | 27.374 | 0 | 0 | 2024: 27.374; 2025: 0; 2026: 0; 2027: 0; 2028: 0; 2029: 0; 2030: 1.3476; 2031: 0; 2032: 0; 2033: 27.374; 2034: 0; 2035: 0; 2036: 0; 2039: 0; 2040: 0
2018-03-15 05:00 | 3 | 4 | 5 | 0 | 0 | 0 | 0.79815 | 1.5963 | 0 | 20.3125 | 10.5647 | 17.0341 | 17.0341 | 32.4247 | 0 | 0 | 2024: 32.4247; 2025: 0; 2026: 0; 2027: 0; 2028: 0; 2029: 0; 2030: 1.5963; 2031: 0; 2032: 0; 2033: 32.4247; 2034: 0; 2035: 0; 2036: 0; 2039: 0; 2040: 0
2018-03-15 06:00 | 3 | 5 | 5 | 0 | 0 | 0 | 0.93337 | 1.8667 | 0 | 20.3125 | 10.5647 | 17.0341 | 17.0341 | 37.9181 | 0 | 0 | 2024: 37.9181; 2025: 0; 2026: 0; 2027: 0; 2028: 0; 2029: 0; 2030: 1.8667; 2031: 0; 2032: 0; 2033: 37.9181; 2034: 0; 2035: 0; 2036: 0; 2039: 0; 2040: 0
2018-03-15 07:00 | 3 | 6 | 5 | 0 | 0 | 0.073326 | 0.97409 | 1.9482 | 0.58661 | 20.3125 | 10.5647 | 17.0341 | 17.0341 | 39.5726 | 0.58661 | 0 | 2024: 27.6571; 2025: 11.9155; 2026: 0; 2027: 9.9924; 2028: 0; 2029: 0; 2030: 1.3616; 2031: 0; 2032: 0; 2033: 27.6571; 2034: 11.9155; 2035: 0; 2036: 9.9924; 2039: 0.073326; 2040: 0.027173
2018-03-15 08:00 | 3 | 7 | 5 | 0 | 0 | 0.28539 | 0.97892 | 1.9578 | 2.2831 | 20.3125 | 10.5647 | 17.0341 | 17.0341 | 39.7687 | 1.9578 | 0.32529 | 2024: 0; 2025: 39.7687; 2026: 3.4366; 2027: 38.8913; 2028: 0.32529; 2029: 0.32529; 2030: 0; 2031: 0; 2032: 0; 2033: 0; 2034: 39.7687; 2035: 0; 2036: 38.8913; 2039: 0.28539; 2040: 0.11805
2018-03-15 09:00 | 3 | 8 | 5 | 0 | 0 | 0.46471 | 0.99415 | 1.9883 | 3.7176 | 20.3125 | 10.5647 | 17.0341 | 17.0341 | 40.3873 | 1.9883 | 1.7293 | 2024: 0; 2025: 40.3873; 2026: 18.2701; 2027: 63.327; 2028: 1.7293; 2029: 2.0546; 2030: 0; 2031: 0; 2032: 0; 2033: 0; 2034: 40.3873; 2035: 0; 2036: 63.327; 2039: 0.46471; 2040: 0.22135
2018-03-15 10:00 | 3 | 9 | 5 | 0 | 0 | 0.58559 | 0.98055 | 1.9611 | 4.6847 | 20.3125 | 10.5647 | 17.0341 | 17.0341 | 39.835 | 1.9611 | 2.7236 | 2024: 0; 2025: 39.835; 2026: 28.7744; 2027: 79.8005; 2028: 2.7236; 2029: 4.7783; 2030: 0; 2031: 0; 2032: 0; 2033: 0; 2034: 39.835; 2035: 0; 2036: 79.8005; 2039: 0.58559; 2040: 0.27621
2018-03-15 11:00 | 3 | 10 | 5 | 0 | 0 | 0.66096 | 0.91261 | 1.8252 | 5.2877 | 20.3125 | 10.5647 | 17.0341 | 17.0341 | 37.0748 | 1.8252 | 3.4625 | 2024: 0; 2025: 37.0748; 2026: 36.58; 2027: 90.0712; 2028: 3.4625; 2029: 8.2407; 2030: 0; 2031: 0; 2032: 0; 2033: 0; 2034: 37.0748; 2035: 0; 2036: 90.0712; 2039: 0.66096; 2040: 0.29601
2018-03-15 12:00 | 3 | 11 | 5 | 0 | 0 | 0.49206 | 0.82486 | 1.6497 | 3.9365 | 20.3125 | 10.5647 | 17.0341 | 17.0341 | 33.5101 | 1.6497 | 2.2867 | 2024: 0; 2025: 33.5101; 2026: 24.1588; 2027: 67.0543; 2028: 2.2867; 2029: 10.5275; 2030: 0; 2031: 0; 2032: 0; 2033: 0; 2034: 33.5101; 2035: 0; 2036: 67.0543; 2039: 0.49206; 2040: 0.31408
2018-03-15 13:00 | 3 | 12 | 5 | 0 | 0 | 0.67221 | 0.77221 | 1.5444 | 5.3777 | 20.3125 | 10.5647 | 17.0341 | 17.0341 | 31.3711 | 1.5444 | 3.8332 | 2024: 0; 2025: 31.3711; 2026: 40.4972; 2027: 91.6039; 2028: 1.9725; 2029: 12.5; 2030: 0; 2031: 0; 2032: 1.8607; 2033: 0; 2034: 31.3711; 2035: 19.6579; 2036: 91.6039; 2039: 0.67221; 2040: 0.32428
2018-03-15 14:00 | 3 | 13 | 5 | 0 | 0 | 0.60808 | 0.80753 | 1.6151 | 4.8646 | 20.3125 | 10.5647 | 17.0341 | 17.0341 | 32.8058 | 1.6151 | 3.2496 | 2024: 0; 2025: 32.8058; 2026: 34.3306; 2027: 82.8644; 2028: 0; 2029: 12.5; 2030: 0; 2031: 0; 2032: 3.2496; 2033: 0; 2034: 32.8058; 2035: 34.3306; 2036: 82.8644; 2039: 0.60808; 2040: 0.30369
2018-03-15 15:00 | 3 | 14 | 5 | 0 | 0 | 0.5061 | 0.87472 | 1.7494 | 4.0488 | 20.3125 | 10.5647 | 17.0341 | 17.0341 | 35.5356 | 1.7494 | 2.2993 | 2024: 0; 2025: 35.5356; 2026: 24.2917; 2027: 68.9673; 2028: 0; 2029: 12.5; 2030: 0; 2031: 0; 2032: 2.2993; 2033: 0; 2034: 35.5356; 2035: 24.2917; 2036: 68.9673; 2039: 0.5061; 2040: 0.36005
2018-03-15 16:00 | 3 | 15 | 5 | 0 | 1 | 0.34962 | 0.99206 | 1.9841 | 2.797 | 21.7915 | 12.0437 | 17.0341 | 17.0341 | 43.237 | 1.9841 | 0.81285 | 2024: 0; 2025: 43.237; 2026: 9.7897; 2027: 47.6441; 2028: 0; 2029: 12.5; 2030: 0; 2031: 0; 2032: 0.81285; 2033: 0; 2034: 43.237; 2035: 9.7897; 2036: 47.6441; 2039: 0.34962; 2040: 0.18965
2018-03-15 17:00 | 3 | 16 | 5 | 0 | 1 | 0.13667 | 1.0051 | 2.0102 | 1.0934 | 21.7915 | 12.0437 | 17.0341 | 17.0341 | 43.8055 | 1.0934 | 0 | 2024: 19.979; 2025: 23.8265; 2026: 0; 2027: 18.6249; 2028: 0; 2029: 12.5; 2030: 0.91683; 2031: 0.91683; 2032: 0; 2033: 0; 2034: 43.8055; 2035: 0; 2036: 18.6249; 2039: 0.13667; 2040: 0.061307
2018-03-15 18:00 | 3 | 17 | 5 | 0 | 1 | 0.0032131 | 1.0871 | 2.1742 | 0.025705 | 21.7915 | 12.0437 | 17.0341 | 17.0341 | 47.3782 | 0.025705 | 0 | 2024: 46.8181; 2025: 0.56014; 2026: 0; 2027: 0.43786; 2028: 0; 2029: 11.5034; 2030: 2.1485; 2031: 2.1485; 2032: 0; 2033: 0; 2034: 47.3782; 2035: 0; 2036: 0.43786; 2039: 0.0032131; 2040: 0.000785
2018-03-15 19:00 | 3 | 18 | 5 | 0 | 1 | 0 | 1.1154 | 2.2308 | 0 | 21.7915 | 12.0437 | 17.0341 | 17.0341 | 48.6127 | 0 | 0 | 2024: 48.6127; 2025: 0; 2026: 0; 2027: 0; 2028: 0; 2029: 9.1682; 2030: 2.2308; 2031: 2.2308; 2032: 0; 2033: 0; 2034: 48.6127; 2035: 0; 2036: 0; 2039: 0; 2040: 0
2018-03-15 20:00 | 3 | 19 | 5 | 0 | 0 | 0 | 1.0581 | 2.1162 | 0 | 20.3125 | 10.5647 | 17.0341 | 17.0341 | 42.9854 | 0 | 0 | 2024: 42.9854; 2025: 0; 2026: 0; 2027: 0; 2028: 0; 2029: 6.7434; 2030: 2.1162; 2031: 2.1162; 2032: 0; 2033: 0; 2034: 42.9854; 2035: 0; 2036: 0; 2039: 0; 2040: 0
2018-03-15 21:00 | 3 | 20 | 5 | 0 | 0 | 0 | 0.8113 | 1.6226 | 0 | 20.3125 | 10.5647 | 17.0341 | 17.0341 | 32.9592 | 0 | 0 | 2024: 32.9592; 2025: 0; 2026: 0; 2027: 0; 2028: 0; 2029: 4.4431; 2030: 1.6226; 2031: 1.6226; 2032: 0; 2033: 0; 2034: 32.9592; 2035: 0; 2036: 0; 2039: 0; 2040: 0
2018-03-15 22:00 | 3 | 21 | 5 | 0 | 0 | 0 | 0.61394 | 1.2279 | 0 | 20.3125 | 10.5647 | 17.0341 | 17.0341 | 24.9412 | 0 | 0 | 2024: 24.9412; 2025: 0; 2026: 0; 2027: 0; 2028: 0; 2029: 2.6794; 2030: 1.2279; 2031: 1.2279; 2032: 0; 2033: 0; 2034: 24.9412; 2035: 0; 2036: 0; 2039: 0; 2040: 0
2018-03-15 23:00 | 3 | 22 | 5 | 0 | 0 | 0 | 0.55286 | 1.1057 | 0 | 20.3125 | 10.5647 | 17.0341 | 17.0341 | 22.46 | 0 | 0 | 2024: 22.46; 2025: 0; 2026: 0; 2027: 0; 2028: 0; 2029: 1.3448; 2030: 1.1057; 2031: 1.1057; 2032: 0; 2033: 0; 2034: 22.46; 2035: 0; 2036: 0; 2039: 0; 2040: 0
2018-03-16 | 3 | 23 | 5 | 0 | 0 | 0 | 0.54082 | 1.0816 | 0 | 20.3125 | 10.5647 | 17.0341 | 17.0341 | 21.9709 | 0 | 0 | 2024: 21.9709; 2025: 0; 2026: 0; 2027: 0; 2028: 0; 2029: 0.14292; 2030: 1.0816; 2031: 0.13149; 2032: 0; 2033: 19.3; 2034: 2.6709; 2035: 0; 2036: 0; 2039: 0; 2040: 0
2018-03-16 01:00 | 3 | 0 | 6 | 0 | 0 | 0 | 0.59938 | 1.1988 | 0 | 20.3125 | 10.5647 | 17.0341 | 17.0341 | 24.3499 | 0 | 0 | 2024: 24.3499; 2025: 0; 2026: 0; 2027: 0; 2028: 0; 2029: 0; 2030: 1.1988; 2031: 0; 2032: 0; 2033: 24.3499; 2034: 0; 2035: 0; 2036: 0; 2039: 0; 2040: 0
2018-03-16 02:00 | 3 | 1 | 6 | 0 | 0 | 0 | 0.67881 | 1.3576 | 0 | 20.3125 | 10.5647 | 17.0341 | 17.0341 | 27.5765 | 0 | 0 | 2024: 27.5765; 2025: 0; 2026: 0; 2027: 0; 2028: 0; 2029: 0; 2030: 1.3576; 2031: 0; 2032: 0; 2033: 27.5765; 2034: 0; 2035: 0; 2036: 0; 2039: 0; 2040: 0
2018-03-16 03:00 | 3 | 2 | 6 | 0 | 0 | 0 | 0.72063 | 1.4413 | 0 | 20.3125 | 10.5647 | 17.0341 | 17.0341 | 29.2757 | 0 | 0 | 2024: 29.2757; 2025: 0; 2026: 0; 2027: 0; 2028: 0; 2029: 0; 2030: 1.4413; 2031: 0; 2032: 0; 2033: 29.2757; 2034: 0; 2035: 0; 2036: 0; 2039: 0; 2040: 0
2018-03-16 04:00 | 3 | 3 | 6 | 0 | 0 | 0 | 0.79821 | 1.5964 | 0 | 20.3125 | 10.5647 | 17.0341 | 17.0341 | 32.4275 | 0 | 0 | 2024: 32.4275; 2025: 0; 2026: 0; 2027: 0; 2028: 0; 2029: 0; 2030: 1.5964; 2031: 0; 2032: 0; 2033: 32.4275; 2034: 0; 2035: 0; 2036: 0; 2039: 0; 2040: 0
2018-03-16 05:00 | 3 | 4 | 6 | 0 | 0 | 0 | 0.99012 | 1.9802 | 0 | 20.3125 | 10.5647 | 17.0341 | 17.0341 | 40.2235 | 0 | 0 | 2024: 40.2235; 2025: 0; 2026: 0; 2027: 0; 2028: 0; 2029: 0; 2030: 1.9802; 2031: 0; 2032: 0; 2033: 40.2235; 2034: 0; 2035: 0; 2036: 0; 2039: 0; 2040: 0
2018-03-16 06:00 | 3 | 5 | 6 | 0 | 0 | 0 | 1.1843 | 2.3686 | 0 | 20.3125 | 10.5647 | 17.0341 | 17.0341 | 48.1114 | 0 | 0 | 2024: 48.1114; 2025: 0; 2026: 0; 2027: 0; 2028: 0; 2029: 0; 2030: 2.3686; 2031: 0; 2032: 0; 2033: 48.1114; 2034: 0; 2035: 0; 2036: 0; 2039: 0; 2040: 0
2018-03-16 07:00 | 3 | 6 | 6 | 0 | 0 | 0.019329 | 1.1811 | 2.3622 | 0.15463 | 20.3125 | 10.5647 | 17.0341 | 17.0341 | 47.9818 | 0.15463 | 0 | 2024: 44.8408; 2025: 3.1409; 2026: 0; 2027: 2.634; 2028: 0; 2029: 0; 2030: 2.2075; 2031: 0; 2032: 0; 2033: 44.8408; 2034: 3.1409; 2035: 0; 2036: 2.634; 2039: 0.019329; 2040: 0.090689
2018-03-16 08:00 | 3 | 7 | 6 | 0 | 0 | 0.044285 | 1.2476 | 2.4952 | 0.35428 | 20.3125 | 10.5647 | 17.0341 | 17.0341 | 50.684 | 0.35428 | 0 | 2024: 43.4877; 2025: 7.1963; 2026: 0; 2027: 6.0348; 2028: 0; 2029: 0; 2030: 2.1409; 2031: 0; 2032: 0; 2033: 43.4877; 2034: 7.1963; 2035: 0; 2036: 6.0348; 2039: 0.044285; 2040: 0.31587
2018-03-16 09:00 | 3 | 8 | 6 | 0 | 0 | 0.45451 | 1.2351 | 2.4702 | 3.6361 | 20.3125 | 10.5647 | 17.0341 | 17.0341 | 50.175 | 2.4702 | 1.1659 | 2024: 0; 2025: 50.175; 2026: 12.3177; 2027: 61.9375; 2028: 1.1659; 2029: 1.1659; 2030: 0; 2031: 0; 2032: 0; 2033: 0; 2034: 50.175; 2035: 0; 2036: 61.9375; 2039: 0.45451; 2040: 0.55959
2018-03-16 10:00 | 3 | 9 | 6 | 0 | 0 | 0.57921 | 1.1942 | 2.3883 | 4.6337 | 20.3125 | 10.5647 | 17.0341 | 17.0341 | 48.5132 | 2.3883 | 2.2454 | 2024: 0; 2025: 48.5132; 2026: 23.7216; 2027: 78.9312; 2028: 2.2454; 2029: 3.4113; 2030: 0; 2031: 0; 2032: 0; 2033: 0; 2034: 48.5132; 2035: 0; 2036: 78.9312; 2039: 0.57921; 2040: 0.67482
2018-03-16 11:00 | 3 | 10 | 6 | 0 | 0 | 0.43773 | 1.2044 | 2.4087 | 3.5019 | 20.3125 | 10.5647 | 17.0341 | 17.0341 | 48.9273 | 2.4087 | 1.0931 | 2024: 0; 2025: 48.9273; 2026: 11.5486; 2027: 59.6511; 2028: 1.0931; 2029: 4.5044; 2030: 0; 2031: 0; 2032: 0; 2033: 0; 2034: 48.9273; 2035: 0; 2036: 59.6511; 2039: 0.43773; 2040: 0.54145
2018-03-16 12:00 | 3 | 11 | 6 | 0 | 0 | 0.55851 | 1.1355 | 2.2709 | 4.468 | 20.3125 | 10.5647 | 17.0341 | 17.0341 | 46.1277 | 2.2709 | 2.1971 | 2024: 0; 2025: 46.1277; 2026: 23.2123; 2027: 76.1094; 2028: 2.1971; 2029: 6.7016; 2030: 0; 2031: 0; 2032: 0; 2033: 0; 2034: 46.1277; 2035: 0; 2036: 76.1094; 2039: 0.55851; 2040: 0.42624
2018-03-16 13:00 | 3 | 12 | 6 | 0 | 0 | 0.66536 | 1.1376 | 2.2752 | 5.3229 | 20.3125 | 10.5647 | 17.0341 | 17.0341 | 46.2142 | 2.2752 | 3.0477 | 2024: 0; 2025: 46.2142; 2026: 32.1987; 2027: 90.6713; 2028: 3.0477; 2029: 9.7493; 2030: 0; 2031: 0; 2032: 0; 2033: 0; 2034: 46.2142; 2035: 0; 2036: 90.6713; 2039: 0.66536; 2040: 0.4044
2018-03-16 14:00 | 3 | 13 | 6 | 0 | 0 | 0.60461 | 1.2175 | 2.4351 | 4.8369 | 20.3125 | 10.5647 | 17.0341 | 17.0341 | 49.4626 | 2.4351 | 2.4018 | 2024: 0; 2025: 49.4626; 2026: 25.3743; 2027: 82.392; 2028: 2.4018; 2029: 12.1511; 2030: 0; 2031: 0; 2032: 0; 2033: 0; 2034: 49.4626; 2035: 0; 2036: 82.392; 2039: 0.60461; 2040: 0.52713
2018-03-16 15:00 | 3 | 14 | 6 | 0 | 0 | 0.49708 | 1.3597 | 2.7195 | 3.9766 | 20.3125 | 10.5647 | 17.0341 | 17.0341 | 55.2396 | 2.7195 | 1.2572 | 2024: 0; 2025: 55.2396; 2026: 13.2816; 2027: 67.7388; 2028: 0.3489; 2029: 12.5; 2030: 0; 2031: 0; 2032: 0.90826; 2033: 0; 2034: 55.2396; 2035: 9.5955; 2036: 67.7388; 2039: 0.49708; 2040: 0.38383
2018-03-16 16:00 | 3 | 15 | 6 | 0 | 1 | 0.34707 | 1.4021 | 2.8043 | 2.7765 | 21.7915 | 12.0437 | 17.0341 | 17.0341 | 61.109 | 2.7765 | 0 | 2024: 0.60402; 2025: 60.505; 2026: 0; 2027: 47.2961; 2028: 0; 2029: 12.5; 2030: 0.027718; 2031: 0.027718; 2032: 0; 2033: 0; 2034: 61.109; 2035: 0; 2036: 47.2961; 2039: 0.34707; 2040: 0.24216
2018-03-16 17:00 | 3 | 16 | 6 | 0 | 1 | 0.15353 | 1.397 | 2.7941 | 1.2283 | 21.7915 | 12.0437 | 17.0341 | 17.0341 | 60.8868 | 1.2283 | 0 | 2024: 34.1211; 2025: 26.7657; 2026: 0; 2027: 20.9224; 2028: 0; 2029: 12.4699; 2030: 1.5658; 2031: 1.5658; 2032: 0; 2033: 0; 2034: 60.8868; 2035: 0; 2036: 20.9224; 2039: 0.15353; 2040: 0.071453
2018-03-16 18:00 | 3 | 17 | 6 | 0 | 1 | 0.0039394 | 1.4708 | 2.9416 | 0.031515 | 21.7915 | 12.0437 | 17.0341 | 17.0341 | 64.1014 | 0.031515 | 0 | 2024: 63.4146; 2025: 0.68676; 2026: 0; 2027: 0.53683; 2028: 0; 2029: 10.7679; 2030: 2.9101; 2031: 2.9101; 2032: 0; 2033: 0; 2034: 64.1014; 2035: 0; 2036: 0.53683; 2039: 0.0039394; 2040: 0.00070333
2018-03-16 19:00 | 3 | 18 | 6 | 0 | 1 | 0 | 1.521 | 3.042 | 0 | 21.7915 | 12.0437 | 17.0341 | 17.0341 | 66.2894 | 0 | 0 | 2024: 66.2894; 2025: 0; 2026: 0; 2027: 0; 2028: 0; 2029: 7.6048; 2030: 3.042; 2031: 3.042; 2032: 0; 2033: 0; 2034: 66.2894; 2035: 0; 2036: 0; 2039: 0; 2040: 0
2018-03-16 20:00 | 3 | 19 | 6 | 0 | 0 | 0 | 1.4781 | 2.9562 | 0 | 20.3125 | 10.5647 | 17.0341 | 17.0341 | 60.0488 | 0 | 0 | 2024: 60.0488; 2025: 0; 2026: 0; 2027: 0; 2028: 0; 2029: 4.2983; 2030: 2.9562; 2031: 2.9562; 2032: 0; 2033: 0; 2034: 60.0488; 2035: 0; 2036: 0; 2039: 0; 2040: 0
2018-03-16 21:00 | 3 | 20 | 6 | 0 | 0 | 0 | 1.2925 | 2.585 | 0 | 20.3125 | 10.5647 | 17.0341 | 17.0341 | 52.5074 | 0 | 0 | 2024: 52.5074; 2025: 0; 2026: 0; 2027: 0; 2028: 0; 2029: 1.085; 2030: 2.585; 2031: 0.99818; 2032: 0; 2033: 32.2319; 2034: 20.2756; 2035: 0; 2036: 0; 2039: 0; 2040: 0
2018-03-16 22:00 | 3 | 21 | 6 | 0 | 0 | 0 | 1.1111 | 2.2221 | 0 | 20.3125 | 10.5647 | 17.0341 | 17.0341 | 45.1372 | 0 | 0 | 2024: 45.1372; 2025: 0; 2026: 0; 2027: 0; 2028: 0; 2029: 0; 2030: 2.2221; 2031: 0; 2032: 0; 2033: 45.1372; 2034: 0; 2035: 0; 2036: 0; 2039: 0; 2040: 0
2018-03-16 23:00 | 3 | 22 | 6 | 0 | 0 | 0 | 1.0327 | 2.0653 | 0 | 20.3125 | 10.5647 | 17.0341 | 17.0341 | 41.9516 | 0 | 0 | 2024: 41.9516; 2025: 0; 2026: 0; 2027: 0; 2028: 0; 2029: 0; 2030: 2.0653; 2031: 0; 2032: 0; 2033: 41.9516; 2034: 0; 2035: 0; 2036: 0; 2039: 0; 2040: 0
2018-03-17 | 3 | 23 | 6 | 0 | 0 | 0 | 0.99775 | 1.9955 | 0 | 20.3125 | 10.5647 | 17.0341 | 17.0341 | 40.5334 | 0 | 0 | 2024: 40.5334; 2025: 0; 2026: 0; 2027: 0; 2028: 0; 2029: 0; 2030: 1.9955; 2031: 0; 2032: 0; 2033: 40.5334; 2034: 0; 2035: 0; 2036: 0; 2039: 0; 2040: 0
2018-03-17 01:00 | 3 | 0 | 7 | 0 | 0 | 0 | 0.97273 | 1.9455 | 0 | 20.3125 | 10.5647 | 17.0341 | 17.0341 | 39.5173 | 0 | 0 | 2024: 39.5173; 2025: 0; 2026: 0; 2027: 0; 2028: 0; 2029: 0; 2030: 1.9455; 2031: 0; 2032: 0; 2033: 39.5173; 2034: 0; 2035: 0; 2036: 0; 2039: 0; 2040: 0
2018-03-17 02:00 | 3 | 1 | 7 | 0 | 0 | 0 | 0.99758 | 1.9952 | 0 | 20.3125 | 10.5647 | 17.0341 | 17.0341 | 40.5268 | 0 | 0 | 2024: 40.5268; 2025: 0; 2026: 0; 2027: 0; 2028: 0; 2029: 0; 2030: 1.9952; 2031: 0; 2032: 0; 2033: 40.5268; 2034: 0; 2035: 0; 2036: 0; 2039: 0; 2040: 0
2018-03-17 03:00 | 3 | 2 | 7 | 0 | 0 | 0 | 1.0654 | 2.1309 | 0 | 20.3125 | 10.5647 | 17.0341 | 17.0341 | 43.2833 | 0 | 0 | 2024: 43.2833; 2025: 0; 2026: 0; 2027: 0; 2028: 0; 2029: 0; 2030: 2.1309; 2031: 0; 2032: 0; 2033: 43.2833; 2034: 0; 2035: 0; 2036: 0; 2039: 0; 2040: 0
2018-03-17 04:00 | 3 | 3 | 7 | 0 | 0 | 0 | 1.0708 | 2.1416 | 0 | 20.3125 | 10.5647 | 17.0341 | 17.0341 | 43.5023 | 0 | 0 | 2024: 43.5023; 2025: 0; 2026: 0; 2027: 0; 2028: 0; 2029: 0; 2030: 2.1416; 2031: 0; 2032: 0; 2033: 43.5023; 2034: 0; 2035: 0; 2036: 0; 2039: 0; 2040: 0
2018-03-17 05:00 | 3 | 4 | 7 | 0 | 0 | 0 | 1.1969 | 2.3938 | 0 | 20.3125 | 10.5647 | 17.0341 | 17.0341 | 48.6241 | 0 | 0 | 2024: 48.6241; 2025: 0; 2026: 0; 2027: 0; 2028: 0; 2029: 0; 2030: 2.3938; 2031: 0; 2032: 0; 2033: 48.6241; 2034: 0; 2035: 0; 2036: 0; 2039: 0; 2040: 0
2018-03-17 06:00 | 3 | 5 | 7 | 0 | 0 | 0 | 1.3433 | 2.6866 | 0 | 20.3125 | 10.5647 | 17.0341 | 17.0341 | 54.5712 | 0 | 0 | 2024: 54.5712; 2025: 0; 2026: 0; 2027: 0; 2028: 0; 2029: 0; 2030: 2.6866; 2031: 0; 2032: 0; 2033: 54.5712; 2034: 0; 2035: 0; 2036: 0; 2039: 0; 2040: 0
2018-03-17 07:00 | 3 | 6 | 7 | 0 | 0 | 0.072214 | 1.3994 | 2.7988 | 0.57772 | 20.3125 | 10.5647 | 17.0341 | 17.0341 | 56.8502 | 0.57772 | 0 | 2024: 45.1153; 2025: 11.7348; 2026: 0; 2027: 9.8409; 2028: 0; 2029: 0; 2030: 2.2211; 2031: 0; 2032: 0; 2033: 45.1153; 2034: 11.7348; 2035: 0; 2036: 9.8409; 2039: 0.072214; 2040: 0.084526
2018-03-17 08:00 | 3 | 7 | 7 | 0 | 0 | 0.26981 | 1.4654 | 2.9307 | 2.1584 | 20.3125 | 10.5647 | 17.0341 | 17.0341 | 59.5302 | 2.1584 | 0 | 2024: 15.6867; 2025: 43.8435; 2026: 0; 2027: 36.7673; 2028: 0; 2029: 0; 2030: 0.77227; 2031: 0; 2032: 0; 2033: 15.6867; 2034: 43.8435; 2035: 0; 2036: 36.7673; 2039: 0.26981; 2040: 0.32318
2018-03-17 09:00 | 3 | 8 | 7 | 0 | 0 | 0.44607 | 1.4331 | 2.8662 | 3.5686 | 20.3125 | 10.5647 | 17.0341 | 17.0341 | 58.2204 | 2.8662 | 0.70234 | 2024: 0; 2025: 58.2204; 2026: 7.4201; 2027: 60.7876; 2028: 0.70234; 2029: 0.70234; 2030: 0; 2031: 0; 2032: 0; 2033: 0; 2034: 58.2204; 2035: 0; 2036: 60.7876; 2039: 0.44607; 2040: 0.52994
2018-03-17 10:00 | 3 | 9 | 7 | 0 | 0 | 0.56282 | 1.4588 | 2.9176 | 4.5025 | 20.3125 | 10.5647 | 17.0341 | 17.0341 | 59.2644 | 2.9176 | 1.5849 | 2024: 0; 2025: 59.2644; 2026: 16.7441; 2027: 76.6968; 2028: 1.5849; 2029: 2.2872; 2030: 0; 2031: 0; 2032: 0; 2033: 0; 2034: 59.2644; 2035: 0; 2036: 76.6968; 2039: 0.56282; 2040: 0.60472
2018-03-17 11:00 | 3 | 10 | 7 | 0 | 0 | 0.6417 | 1.387 | 2.7741 | 5.1336 | 20.3125 | 10.5647 | 17.0341 | 17.0341 | 56.348 | 2.7741 | 2.3595 | 2024: 0; 2025: 56.348; 2026: 24.9276; 2027: 87.4459; 2028: 2.3595; 2029: 4.6468; 2030: 0; 2031: 0; 2032: 0; 2033: 0; 2034: 56.348; 2035: 0; 2036: 87.4459; 2039: 0.6417; 2040: 0.64297
2018-03-17 12:00 | 3 | 11 | 7 | 0 | 0 | 0.67668 | 1.2776 | 2.5552 | 5.4134 | 20.3125 | 10.5647 | 17.0341 | 17.0341 | 51.9023 | 2.5552 | 2.8582 | 2024: 0; 2025: 51.9023; 2026: 30.1962; 2027: 92.2126; 2028: 2.8582; 2029: 7.505; 2030: 0; 2031: 0; 2032: 0; 2033: 0; 2034: 51.9023; 2035: 0; 2036: 92.2126; 2039: 0.67668; 2040: 0.40191
2018-03-17 13:00 | 3 | 12 | 7 | 0 | 0 | 0.65282 | 1.1857 | 2.3715 | 5.2226 | 20.3125 | 10.5647 | 17.0341 | 17.0341 | 48.1709 | 2.3715 | 2.8511 | 2024: 0; 2025: 48.1709; 2026: 30.121; 2027: 88.9621; 2028: 2.8511; 2029: 10.3561; 2030: 0; 2031: 0; 2032: 0; 2033: 0; 2034: 48.1709; 2035: 0; 2036: 88.9621; 2039: 0.65282; 2040: 0.34395
2018-03-17 14:00 | 3 | 13 | 7 | 0 | 0 | 0.59246 | 1.1687 | 2.3374 | 4.7397 | 20.3125 | 10.5647 | 17.0341 | 17.0341 | 47.4776 | 2.3374 | 2.4023 | 2024: 0; 2025: 47.4776; 2026: 25.3799; 2027: 80.7364; 2028: 2.1439; 2029: 12.5; 2030: 0; 2031: 0; 2032: 0.25838; 2033: 0; 2034: 47.4776; 2035: 2.7297; 2036: 80.7364; 2039: 0.59246; 2040: 0.35267
2018-03-17 15:00 | 3 | 14 | 7 | 0 | 0 | 0.38275 | 1.2102 | 2.4204 | 3.062 | 20.3125 | 10.5647 | 17.0341 | 17.0341 | 49.1649 | 2.4204 | 0.64159 | 2024: 0; 2025: 49.1649; 2026: 6.7782; 2027: 52.1588; 2028: 0; 2029: 12.5; 2030: 0; 2031: 0; 2032: 0.64159; 2033: 0; 2034: 49.1649; 2035: 6.7782; 2036: 52.1588; 2039: 0.38275; 2040: 0.3231
2018-03-17 16:00 | 3 | 15 | 7 | 0 | 1 | 0.33737 | 1.1923 | 2.3846 | 2.6989 | 21.7915 | 12.0437 | 17.0341 | 17.0341 | 51.9642 | 2.3846 | 0.31432 | 2024: 0; 2025: 51.9642; 2026: 3.7856; 2027: 45.9739; 2028: 0; 2029: 12.5; 2030: 0; 2031: 0; 2032: 0.31432; 2033: 0; 2034: 51.9642; 2035: 3.7856; 2036: 45.9739; 2039: 0.33737; 2040: 0.22905
2018-03-17 17:00 | 3 | 16 | 7 | 0 | 1 | 0.094215 | 1.2775 | 2.5549 | 0.75372 | 21.7915 | 12.0437 | 17.0341 | 17.0341 | 55.6756 | 0.75372 | 0 | 2024: 39.2509; 2025: 16.4247; 2026: 0; 2027: 12.839; 2028: 0; 2029: 12.5; 2030: 1.8012; 2031: 1.8012; 2032: 0; 2033: 0; 2034: 55.6756; 2035: 0; 2036: 12.839; 2039: 0.094215; 2040: 0.099514
2018-03-17 18:00 | 3 | 17 | 7 | 0 | 1 | 0.0023777 | 1.42 | 2.84 | 0.019022 | 21.7915 | 12.0437 | 17.0341 | 17.0341 | 61.8884 | 0.019022 | 0 | 2024: 61.4739; 2025: 0.41451; 2026: 0; 2027: 0.32402; 2028: 0; 2029: 10.5422; 2030: 2.821; 2031: 2.821; 2032: 0; 2033: 0; 2034: 61.8884; 2035: 0; 2036: 0.32402; 2039: 0.0023777; 2040: 0.004505
2018-03-17 19:00 | 3 | 18 | 7 | 0 | 1 | 0 | 1.4829 | 2.9657 | 0 | 21.7915 | 12.0437 | 17.0341 | 17.0341 | 64.6277 | 0 | 0 | 2024: 64.6277; 2025: 0; 2026: 0; 2027: 0; 2028: 0; 2029: 7.4759; 2030: 2.9657; 2031: 2.9657; 2032: 0; 2033: 0; 2034: 64.6277; 2035: 0; 2036: 0; 2039: 0; 2040: 0
2018-03-17 20:00 | 3 | 19 | 7 | 0 | 0 | 0 | 1.4358 | 2.8715 | 0 | 20.3125 | 10.5647 | 17.0341 | 17.0341 | 58.3276 | 0 | 0 | 2024: 58.3276; 2025: 0; 2026: 0; 2027: 0; 2028: 0; 2029: 4.2522; 2030: 2.8715; 2031: 2.8715; 2032: 0; 2033: 0; 2034: 58.3276; 2035: 0; 2036: 0; 2039: 0; 2040: 0
2018-03-17 21:00 | 3 | 20 | 7 | 0 | 0 | 0 | 1.3087 | 2.6174 | 0 | 20.3125 | 10.5647 | 17.0341 | 17.0341 | 53.1649 | 0 | 0 | 2024: 53.1649; 2025: 0; 2026: 0; 2027: 0; 2028: 0; 2029: 1.131; 2030: 2.6174; 2031: 1.0405; 2032: 0; 2033: 32.029; 2034: 21.1359; 2035: 0; 2036: 0; 2039: 0; 2040: 0
2018-03-17 22:00 | 3 | 21 | 7 | 0 | 0 | 0 | 1.0957 | 2.1913 | 0 | 20.3125 | 10.5647 | 17.0341 | 17.0341 | 44.511 | 0 | 0 | 2024: 44.511; 2025: 0; 2026: 0; 2027: 0; 2028: 0; 2029: 0; 2030: 2.1913; 2031: 0; 2032: 0; 2033: 44.511; 2034: 0; 2035: 0; 2036: 0; 2039: 0; 2040: 0
2018-03-17 23:00 | 3 | 22 | 7 | 0 | 0 | 0 | 1.0295 | 2.059 | 0 | 20.3125 | 10.5647 | 17.0341 | 17.0341 | 41.8232 | 0 | 0 | 2024: 41.8232; 2025: 0; 2026: 0; 2027: 0; 2028: 0; 2029: 0; 2030: 2.059; 2031: 0; 2032: 0; 2033: 41.8232; 2034: 0; 2035: 0; 2036: 0; 2039: 0; 2040: 0
2018-03-18 | 3 | 23 | 7 | 0 | 0 | 0 | 1.0042 | 2.0085 | 0 | 20.3125 | 10.5647 | 17.0341 | 17.0341 | 40.797 | 0 | 0 | 2024: 40.797; 2025: 0; 2026: 0; 2027: 0; 2028: 0; 2029: 0; 2030: 2.0085; 2031: 0; 2032: 0; 2033: 40.797; 2034: 0; 2035: 0; 2036: 0; 2039: 0; 2040: 0
2018-03-18 01:00 | 3 | 0 | 1 | 0 | 0 | 0 | 0.99255 | 1.9851 | 0 | 20.3125 | 10.5647 | 17.0341 | 17.0341 | 40.3224 | 0 | 0 | 2024: 40.3224; 2025: 0; 2026: 0; 2027: 0; 2028: 0; 2029: 0; 2030: 1.9851; 2031: 0; 2032: 0; 2033: 40.3224; 2034: 0; 2035: 0; 2036: 0; 2039: 0; 2040: 0
2018-03-18 02:00 | 3 | 1 | 1 | 0 | 0 | 0 | 0.99354 | 1.9871 | 0 | 20.3125 | 10.5647 | 17.0341 | 17.0341 | 40.3626 | 0 | 0 | 2024: 40.3626; 2025: 0; 2026: 0; 2027: 0; 2028: 0; 2029: 0; 2030: 1.9871; 2031: 0; 2032: 0; 2033: 40.3626; 2034: 0; 2035: 0; 2036: 0; 2039: 0; 2040: 0
2018-03-18 03:00 | 3 | 2 | 1 | 0 | 0 | 0 | 1.032 | 2.0639 | 0 | 20.3125 | 10.5647 | 17.0341 | 17.0341 | 41.9237 | 0 | 0 | 2024: 41.9237; 2025: 0; 2026: 0; 2027: 0; 2028: 0; 2029: 0; 2030: 2.0639; 2031: 0; 2032: 0; 2033: 41.9237; 2034: 0; 2035: 0; 2036: 0; 2039: 0; 2040: 0
2018-03-18 04:00 | 3 | 3 | 1 | 0 | 0 | 0 | 1.1045 | 2.2089 | 0 | 20.3125 | 10.5647 | 17.0341 | 17.0341 | 44.8684 | 0 | 0 | 2024: 44.8684; 2025: 0; 2026: 0; 2027: 0; 2028: 0; 2029: 0; 2030: 2.2089; 2031: 0; 2032: 0; 2033: 44.8684; 2034: 0; 2035: 0; 2036: 0; 2039: 0; 2040: 0
2018-03-18 05:00 | 3 | 4 | 1 | 0 | 0 | 0 | 1.2079 | 2.4157 | 0 | 20.3125 | 10.5647 | 17.0341 | 17.0341 | 49.0695 | 0 | 0 | 2024: 49.0695; 2025: 0; 2026: 0; 2027: 0; 2028: 0; 2029: 0; 2030: 2.4157; 2031: 0; 2032: 0; 2033: 49.0695; 2034: 0; 2035: 0; 2036: 0; 2039: 0; 2040: 0
2018-03-18 06:00 | 3 | 5 | 1 | 0 | 0 | 0 | 1.3141 | 2.6282 | 0 | 20.3125 | 10.5647 | 17.0341 | 17.0341 | 53.3858 | 0 | 0 | 2024: 53.3858; 2025: 0; 2026: 0; 2027: 0; 2028: 0; 2029: 0; 2030: 2.6282; 2031: 0; 2032: 0; 2033: 53.3858; 2034: 0; 2035: 0; 2036: 0; 2039: 0; 2040: 0
2018-03-18 07:00 | 3 | 6 | 1 | 0 | 0 | 0.067248 | 1.457 | 2.914 | 0.53799 | 20.3125 | 10.5647 | 17.0341 | 17.0341 | 59.19 | 0.53799 | 0 | 2024: 48.2622; 2025: 10.9278; 2026: 0; 2027: 9.1641; 2028: 0; 2029: 0; 2030: 2.376; 2031: 0; 2032: 0; 2033: 48.2622; 2034: 10.9278; 2035: 0; 2036: 9.1641; 2039: 0.067248; 2040: 0.068905
2018-03-18 08:00 | 3 | 7 | 1 | 0 | 0 | 0.128 | 1.525 | 3.0501 | 1.024 | 20.3125 | 10.5647 | 17.0341 | 17.0341 | 61.9546 | 1.024 | 0 | 2024: 41.1546; 2025: 20.8; 2026: 0; 2027: 17.443; 2028: 0; 2029: 0; 2030: 2.0261; 2031: 0; 2032: 0; 2033: 41.1546; 2034: 20.8; 2035: 0; 2036: 17.443; 2039: 0.128; 2040: 0.12312
2018-03-18 09:00 | 3 | 8 | 1 | 0 | 0 | 0.13315 | 1.3912 | 2.7825 | 1.0652 | 20.3125 | 10.5647 | 17.0341 | 17.0341 | 56.5191 | 1.0652 | 0 | 2024: 34.8824; 2025: 21.6367; 2026: 0; 2027: 18.1446; 2028: 0; 2029: 0; 2030: 1.7173; 2031: 0; 2032: 0; 2033: 34.8824; 2034: 21.6367; 2035: 0; 2036: 18.1446; 2039: 0.13315; 2040: 0.37467
2018-03-18 10:00 | 3 | 9 | 1 | 0 | 0 | 0.34392 | 1.3446 | 2.6892 | 2.7513 | 20.3125 | 10.5647 | 17.0341 | 17.0341 | 54.6251 | 2.6892 | 0.06211 | 2024: 0; 2025: 54.6251; 2026: 0.65618; 2027: 46.8668; 2028: 0.06211; 2029: 0.06211; 2030: 0; 2031: 0; 2032: 0; 2033: 0; 2034: 54.6251; 2035: 0; 2036: 46.8668; 2039: 0.34392; 2040: 0.46194
2018-03-18 11:00 | 3 | 10 | 1 | 0 | 0 | 0.46855 | 1.228 | 2.4559 | 3.7484 | 20.3125 | 10.5647 | 17.0341 | 17.0341 | 49.8858 | 2.4559 | 1.2925 | 2024: 0; 2025: 49.8858; 2026: 13.6551; 2027: 63.8513; 2028: 1.2925; 2029: 1.3546; 2030: 0; 2031: 0; 2032: 0; 2033: 0; 2034: 49.8858; 2035: 0; 2036: 63.8513; 2039: 0.46855; 2040: 0.54773
2018-03-18 12:00 | 3 | 11 | 1 | 0 | 0 | 0.46334 | 1.1425 | 2.285 | 3.7067 | 20.3125 | 10.5647 | 17.0341 | 17.0341 | 46.4145 | 2.285 | 1.4217 | 2024: 0; 2025: 46.4145; 2026: 15.0198; 2027: 63.1408; 2028: 1.4217; 2029: 2.7763; 2030: 0; 2031: 0; 2032: 0; 2033: 0; 2034: 46.4145; 2035: 0; 2036: 63.1408; 2039: 0.46334; 2040: 0.41584
2018-03-18 13:00 | 3 | 12 | 1 | 0 | 0 | 0.5 | 1.0562 | 2.1125 | 4 | 20.3125 | 10.5647 | 17.0341 | 17.0341 | 42.9097 | 2.1125 | 1.8875 | 2024: 0; 2025: 42.9097; 2026: 19.9408; 2027: 68.1359; 2028: 1.8875; 2029: 4.6638; 2030: 0; 2031: 0; 2032: 0; 2033: 0; 2034: 42.9097; 2035: 0; 2036: 68.1359; 2039: 0.5; 2040: 0.31021
2018-03-18 14:00 | 3 | 13 | 1 | 0 | 0 | 0.47672 | 1.1291 | 2.2582 | 3.8138 | 20.3125 | 10.5647 | 17.0341 | 17.0341 | 45.8706 | 2.2582 | 1.5555 | 2024: 0; 2025: 45.8706; 2026: 16.4338; 2027: 64.9644; 2028: 1.5555; 2029: 6.2193; 2030: 0; 2031: 0; 2032: 0; 2033: 0; 2034: 45.8706; 2035: 0; 2036: 64.9644; 2039: 0.47672; 2040: 0.21731
2018-03-18 15:00 | 3 | 14 | 1 | 0 | 0 | 0.30458 | 1.1675 | 2.3349 | 2.4366 | 20.3125 | 10.5647 | 17.0341 | 17.0341 | 47.4279 | 2.3349 | 0.10172 | 2024: 0; 2025: 47.4279; 2026: 1.0746; 2027: 41.5059; 2028: 0.10172; 2029: 6.3211; 2030: 0; 2031: 0; 2032: 0; 2033: 0; 2034: 47.4279; 2035: 0; 2036: 41.5059; 2039: 0.30458; 2040: 0.16737
2018-03-18 16:00 | 3 | 15 | 1 | 0 | 1 | 0.022988 | 1.2104 | 2.4207 | 0.1839 | 21.7915 | 12.0437 | 17.0341 | 17.0341 | 52.7516 | 0.1839 | 0 | 2024: 48.7441; 2025: 4.0075; 2026: 0; 2027: 3.1326; 2028: 0; 2029: 6.3211; 2030: 2.2368; 2031: 2.2368; 2032: 0; 2033: 0; 2034: 52.7516; 2035: 0; 2036: 3.1326; 2039: 0.022988; 2040: 0.15302
2018-03-18 17:00 | 3 | 16 | 1 | 0 | 1 | 0.030316 | 1.2945 | 2.5891 | 0.24253 | 21.7915 | 12.0437 | 17.0341 | 17.0341 | 56.42 | 0.24253 | 0 | 2024: 51.135; 2025: 5.285; 2026: 0; 2027: 4.1312; 2028: 0; 2029: 3.8897; 2030: 2.3466; 2031: 2.3466; 2032: 0; 2033: 0; 2034: 56.42; 2035: 0; 2036: 4.1312; 2039: 0.030316; 2040: 0.02167
2018-03-18 18:00 | 3 | 17 | 1 | 0 | 1 | 0 | 1.371 | 2.7419 | 0 | 21.7915 | 12.0437 | 17.0341 | 17.0341 | 59.7506 | 0 | 0 | 2024: 59.7506; 2025: 0; 2026: 0; 2027: 0; 2028: 0; 2029: 1.3391; 2030: 2.7419; 2031: 1.232; 2032: 0; 2033: 32.9042; 2034: 26.8464; 2035: 0; 2036: 0; 2039: 0; 2040: 0
2018-03-18 19:00 | 3 | 18 | 1 | 0 | 1 | 0 | 1.4557 | 2.9114 | 0 | 21.7915 | 12.0437 | 17.0341 | 17.0341 | 63.4439 | 0 | 0 | 2024: 63.4439; 2025: 0; 2026: 0; 2027: 0; 2028: 0; 2029: 0; 2030: 2.9114; 2031: 0; 2032: 0; 2033: 63.4439; 2034: 0; 2035: 0; 2036: 0; 2039: 0; 2040: 0
2018-03-18 20:00 | 3 | 19 | 1 | 0 | 0 | 0 | 1.3825 | 2.765 | 0 | 20.3125 | 10.5647 | 17.0341 | 17.0341 | 56.1637 | 0 | 0 | 2024: 56.1637; 2025: 0; 2026: 0; 2027: 0; 2028: 0; 2029: 0; 2030: 2.765; 2031: 0; 2032: 0; 2033: 56.1637; 2034: 0; 2035: 0; 2036: 0; 2039: 0; 2040: 0
2018-03-18 21:00 | 3 | 20 | 1 | 0 | 0 | 0 | 1.1578 | 2.3155 | 0 | 20.3125 | 10.5647 | 17.0341 | 17.0341 | 47.0339 | 0 | 0 | 2024: 47.0339; 2025: 0; 2026: 0; 2027: 0; 2028: 0; 2029: 0; 2030: 2.3155; 2031: 0; 2032: 0; 2033: 47.0339; 2034: 0; 2035: 0; 2036: 0; 2039: 0; 2040: 0
2018-03-18 22:00 | 3 | 21 | 1 | 0 | 0 | 0 | 0.94583 | 1.8917 | 0 | 20.3125 | 10.5647 | 17.0341 | 17.0341 | 38.4244 | 0 | 0 | 2024: 38.4244; 2025: 0; 2026: 0; 2027: 0; 2028: 0; 2029: 0; 2030: 1.8917; 2031: 0; 2032: 0; 2033: 38.4244; 2034: 0; 2035: 0; 2036: 0; 2039: 0; 2040: 0
2018-03-18 23:00 | 3 | 22 | 1 | 0 | 0 | 0 | 0.86716 | 1.7343 | 0 | 20.3125 | 10.5647 | 17.0341 | 17.0341 | 35.2285 | 0 | 0 | 2024: 35.2285; 2025: 0; 2026: 0; 2027: 0; 2028: 0; 2029: 0; 2030: 1.7343; 2031: 0; 2032: 0; 2033: 35.2285; 2034: 0; 2035: 0; 2036: 0; 2039: 0; 2040: 0
2018-03-19 | 3 | 23 | 1 | 0 | 0 | 0 | 0.78342 | 1.5668 | 0 | 20.3125 | 10.5647 | 17.0341 | 17.0341 | 31.8265 | 0 | 0 | 2024: 31.8265; 2025: 0; 2026: 0; 2027: 0; 2028: 0; 2029: 0; 2030: 1.5668; 2031: 0; 2032: 0; 2033: 31.8265; 2034: 0; 2035: 0; 2036: 0; 2039: 0; 2040: 0
2018-03-19 01:00 | 3 | 0 | 2 | 0 | 0 | 0 | 0.77409 | 1.5482 | 0 | 20.3125 | 10.5647 | 17.0341 | 17.0341 | 31.4474 | 0 | 0 | 2024: 31.4474; 2025: 0; 2026: 0; 2027: 0; 2028: 0; 2029: 0; 2030: 1.5482; 2031: 0; 2032: 0; 2033: 31.4474; 2034: 0; 2035: 0; 2036: 0; 2039: 0; 2040: 0
2018-03-19 02:00 | 3 | 1 | 2 | 0 | 0 | 0 | 0.78614 | 1.5723 | 0 | 20.3125 | 10.5647 | 17.0341 | 17.0341 | 31.9371 | 0 | 0 | 2024: 31.9371; 2025: 0; 2026: 0; 2027: 0; 2028: 0; 2029: 0; 2030: 1.5723; 2031: 0; 2032: 0; 2033: 31.9371; 2034: 0; 2035: 0; 2036: 0; 2039: 0; 2040: 0
2018-03-19 03:00 | 3 | 2 | 2 | 0 | 0 | 0 | 0.82084 | 1.6417 | 0 | 20.3125 | 10.5647 | 17.0341 | 17.0341 | 33.3466 | 0 | 0 | 2024: 33.3466; 2025: 0; 2026: 0; 2027: 0; 2028: 0; 2029: 0; 2030: 1.6417; 2031: 0; 2032: 0; 2033: 33.3466; 2034: 0; 2035: 0; 2036: 0; 2039: 0; 2040: 0
2018-03-19 04:00 | 3 | 3 | 2 | 0 | 0 | 0 | 0.85337 | 1.7067 | 0 | 20.3125 | 10.5647 | 17.0341 | 17.0341 | 34.6684 | 0 | 0 | 2024: 34.6684; 2025: 0; 2026: 0; 2027: 0; 2028: 0; 2029: 0; 2030: 1.7067; 2031: 0; 2032: 0; 2033: 34.6684; 2034: 0; 2035: 0; 2036: 0; 2039: 0; 2040: 0
2018-03-19 05:00 | 3 | 4 | 2 | 0 | 0 | 0 | 0.9951 | 1.9902 | 0 | 20.3125 | 10.5647 | 17.0341 | 17.0341 | 40.4258 | 0 | 0 | 2024: 40.4258; 2025: 0; 2026: 0; 2027: 0; 2028: 0; 2029: 0; 2030: 1.9902; 2031: 0; 2032: 0; 2033: 40.4258; 2034: 0; 2035: 0; 2036: 0; 2039: 0; 2040: 0
2018-03-19 06:00 | 3 | 5 | 2 | 0 | 0 | 0 | 1.1742 | 2.3484 | 0 | 20.3125 | 10.5647 | 17.0341 | 17.0341 | 47.7019 | 0 | 0 | 2024: 47.7019; 2025: 0; 2026: 0; 2027: 0; 2028: 0; 2029: 0; 2030: 2.3484; 2031: 0; 2032: 0; 2033: 47.7019; 2034: 0; 2035: 0; 2036: 0; 2039: 0; 2040: 0
2018-03-19 07:00 | 3 | 6 | 2 | 0 | 0 | 0.090425 | 1.2172 | 2.4344 | 0.7234 | 20.3125 | 10.5647 | 17.0341 | 17.0341 | 49.448 | 0.7234 | 0 | 2024: 34.7539; 2025: 14.6941; 2026: 0; 2027: 12.3226; 2028: 0; 2029: 0; 2030: 1.711; 2031: 0; 2032: 0; 2033: 34.7539; 2034: 14.6941; 2035: 0; 2036: 12.3226; 2039: 0.090425; 2040: 0.063991
2018-03-19 08:00 | 3 | 7 | 2 | 0 | 0 | 0.31091 | 1.2044 | 2.4088 | 2.4873 | 20.3125 | 10.5647 | 17.0341 | 17.0341 | 48.9287 | 2.4088 | 0.078492 | 2024: 0; 2025: 48.9287; 2026: 0.82925; 2027: 42.3688; 2028: 0.078492; 2029: 0.078492; 2030: 0; 2031: 0; 2032: 0; 2033: 0; 2034: 48.9287; 2035: 0; 2036: 42.3688; 2039: 0.31091; 2040: 0.22943
2018-03-19 09:00 | 3 | 8 | 2 | 0 | 0 | 0.49967 | 1.1459 | 2.2917 | 3.9974 | 20.3125 | 10.5647 | 17.0341 | 17.0341 | 46.5511 | 2.2917 | 1.7056 | 2024: 0; 2025: 46.5511; 2026: 18.0194; 2027: 68.0916; 2028: 1.7056; 2029: 1.7841; 2030: 0; 2031: 0; 2032: 0; 2033: 0; 2034: 46.5511; 2035: 0; 2036: 68.0916; 2039: 0.49967; 2040: 0.36602
2018-03-19 10:00 | 3 | 9 | 2 | 0 | 0 | 0.63411 | 1.1836 | 2.3673 | 5.0729 | 20.3125 | 10.5647 | 17.0341 | 17.0341 | 48.0852 | 2.3673 | 2.7056 | 2024: 0; 2025: 48.0852; 2026: 28.5839; 2027: 86.4119; 2028: 2.7056; 2029: 4.4897; 2030: 0; 2031: 0; 2032: 0; 2033: 0; 2034: 48.0852; 2035: 0; 2036: 86.4119; 2039: 0.63411; 2040: 0.46684
2018-03-19 11:00 | 3 | 10 | 2 | 0 | 0 | 0.71763 | 1.1212 | 2.2423 | 5.741 | 20.3125 | 10.5647 | 17.0341 | 17.0341 | 45.5472 | 2.2423 | 3.4987 | 2024: 0; 2025: 45.5472; 2026: 36.963; 2027: 97.7937; 2028: 3.4987; 2029: 7.9884; 2030: 0; 2031: 0; 2032: 0; 2033: 0; 2034: 45.5472; 2035: 0; 2036: 97.7937; 2039: 0.71763; 2040: 0.5081
2018-03-19 12:00 | 3 | 11 | 2 | 0 | 0 | 0.75638 | 1.0658 | 2.1317 | 6.051 | 20.3125 | 10.5647 | 17.0341 | 17.0341 | 43.2993 | 2.1317 | 3.9194 | 2024: 0; 2025: 43.2993; 2026: 41.4069; 2027: 103.0737; 2028: 3.9194; 2029: 11.9078; 2030: 0; 2031: 0; 2032: 0; 2033: 0; 2034: 43.2993; 2035: 0; 2036: 103.0737; 2039: 0.75638; 2040: 0.45053
2018-03-19 13:00 | 3 | 12 | 2 | 0 | 0 | 0.74425 | 1.0624 | 2.1248 | 5.954 | 20.3125 | 10.5647 | 17.0341 | 17.0341 | 43.1599 | 2.1248 | 3.8292 | 2024: 0; 2025: 43.1599; 2026: 40.4543; 2027: 101.4209; 2028: 0.59223; 2029: 12.5; 2030: 0; 2031: 0; 2032: 3.2369; 2033: 0; 2034: 43.1599; 2035: 34.1975; 2036: 101.4209; 2039: 0.74425; 2040: 0.42511
2018-03-19 14:00 | 3 | 13 | 2 | 0 | 0 | 0.4036 | 1.0693 | 2.1386 | 3.2288 | 20.3125 | 10.5647 | 17.0341 | 17.0341 | 43.4401 | 2.1386 | 1.0902 | 2024: 0; 2025: 43.4401; 2026: 11.5175; 2027: 54.9994; 2028: 0; 2029: 12.5; 2030: 0; 2031: 0; 2032: 1.0902; 2033: 0; 2034: 43.4401; 2035: 11.5175; 2036: 54.9994; 2039: 0.4036; 2040: 0.41087
2018-03-19 15:00 | 3 | 14 | 2 | 0 | 0 | 0.36307 | 1.1026 | 2.2051 | 2.9045 | 20.3125 | 10.5647 | 17.0341 | 17.0341 | 44.7913 | 2.2051 | 0.69943 | 2024: 0; 2025: 44.7913; 2026: 7.3893; 2027: 49.4764; 2028: 0; 2029: 12.5; 2030: 0; 2031: 0; 2032: 0.69943; 2033: 0; 2034: 44.7913; 2035: 7.3893; 2036: 49.4764; 2039: 0.36307; 2040: 0.32282
2018-03-19 16:00 | 3 | 15 | 2 | 0 | 1 | 0.21572 | 1.2443 | 2.4886 | 1.7258 | 21.7915 | 12.0437 | 17.0341 | 17.0341 | 54.2309 | 1.7258 | 0 | 2024: 16.6237; 2025: 37.6072; 2026: 0; 2027: 29.3971; 2028: 0; 2029: 12.5; 2030: 0.76285; 2031: 0.76285; 2032: 0; 2033: 0; 2034: 54.2309; 2035: 0; 2036: 29.3971; 2039: 0.21572; 2040: 0.16819
2018-03-19 17:00 | 3 | 16 | 2 | 0 | 1 | 0.084577 | 1.3109 | 2.6219 | 0.67662 | 21.7915 | 12.0437 | 17.0341 | 17.0341 | 57.1349 | 0.67662 | 0 | 2024: 42.3904; 2025: 14.7445; 2026: 0; 2027: 11.5256; 2028: 0; 2029: 11.6708; 2030: 1.9453; 2031: 1.9453; 2032: 0; 2033: 0; 2034: 57.1349; 2035: 0; 2036: 11.5256; 2039: 0.084577; 2040: 0.094717
2018-03-19 18:00 | 3 | 17 | 2 | 0 | 1 | 0.0022892 | 1.3798 | 2.7596 | 0.018314 | 21.7915 | 12.0437 | 17.0341 | 17.0341 | 60.1348 | 0.018314 | 0 | 2024: 59.7358; 2025: 0.39908; 2026: 0; 2027: 0.31196; 2028: 0; 2029: 9.5564; 2030: 2.7412; 2031: 2.7412; 2032: 0; 2033: 0; 2034: 60.1348; 2035: 0; 2036: 0.31196; 2039: 0.0022892; 2040: 0.0050817
2018-03-19 19:00 | 3 | 18 | 2 | 0 | 1 | 0 | 1.3626 | 2.7252 | 0 | 21.7915 | 12.0437 | 17.0341 | 17.0341 | 59.3861 | 0 | 0 | 2024: 59.3861; 2025: 0; 2026: 0; 2027: 0; 2028: 0; 2029: 6.5768; 2030: 2.7252; 2031: 2.7252; 2032: 0; 2033: 0; 2034: 59.3861; 2035: 0; 2036: 0; 2039: 0; 2040: 0
2018-03-19 20:00 | 3 | 19 | 2 | 0 | 0 | 0 | 1.2823 | 2.5645 | 0 | 20.3125 | 10.5647 | 17.0341 | 17.0341 | 52.0922 | 0 | 0 | 2024: 52.0922; 2025: 0; 2026: 0; 2027: 0; 2028: 0; 2029: 3.6146; 2030: 2.5645; 2031: 2.5645; 2032: 0; 2033: 0; 2034: 52.0922; 2035: 0; 2036: 0; 2039: 0; 2040: 0
2018-03-19 21:00 | 3 | 20 | 2 | 0 | 0 | 0 | 1.0507 | 2.1014 | 0 | 20.3125 | 10.5647 | 17.0341 | 17.0341 | 42.6848 | 0 | 0 | 2024: 42.6848; 2025: 0; 2026: 0; 2027: 0; 2028: 0; 2029: 0.82706; 2030: 2.1014; 2031: 0.7609; 2032: 0; 2033: 27.2291; 2034: 15.4557; 2035: 0; 2036: 0; 2039: 0; 2040: 0
2018-03-19 22:00 | 3 | 21 | 2 | 0 | 0 | 0 | 0.84605 | 1.6921 | 0 | 20.3125 | 10.5647 | 17.0341 | 17.0341 | 34.3708 | 0 | 0 | 2024: 34.3708; 2025: 0; 2026: 0; 2027: 0; 2028: 0; 2029: 0; 2030: 1.6921; 2031: 0; 2032: 0; 2033: 34.3708; 2034: 0; 2035: 0; 2036: 0; 2039: 0; 2040: 0
2018-03-19 23:00 | 3 | 22 | 2 | 0 | 0 | 0 | 0.73705 | 1.4741 | 0 | 20.3125 | 10.5647 | 17.0341 | 17.0341 | 29.9427 | 0 | 0 | 2024: 29.9427; 2025: 0; 2026: 0; 2027: 0; 2028: 0; 2029: 0; 2030: 1.4741; 2031: 0; 2032: 0; 2033: 29.9427; 2034: 0; 2035: 0; 2036: 0; 2039: 0; 2040: 0
2018-03-20 | 3 | 23 | 2 | 0 | 0 | 0 | 0.69637 | 1.3927 | 0 | 20.3125 | 10.5647 | 17.0341 | 17.0341 | 28.2902 | 0 | 0 | 2024: 28.2902; 2025: 0; 2026: 0; 2027: 0; 2028: 0; 2029: 0; 2030: 1.3927; 2031: 0; 2032: 0; 2033: 28.2902; 2034: 0; 2035: 0; 2036: 0; 2039: 0; 2040: 0
2018-03-20 01:00 | 3 | 0 | 3 | 0 | 0 | 0 | 0.69735 | 1.3947 | 0 | 20.3125 | 10.5647 | 17.0341 | 17.0341 | 28.3299 | 0 | 0 | 2024: 28.3299; 2025: 0; 2026: 0; 2027: 0; 2028: 0; 2029: 0; 2030: 1.3947; 2031: 0; 2032: 0; 2033: 28.3299; 2034: 0; 2035: 0; 2036: 0; 2039: 0; 2040: 0
2018-03-20 02:00 | 3 | 1 | 3 | 0 | 0 | 0 | 0.68054 | 1.3611 | 0 | 20.3125 | 10.5647 | 17.0341 | 17.0341 | 27.6467 | 0 | 0 | 2024: 27.6467; 2025: 0; 2026: 0; 2027: 0; 2028: 0; 2029: 0; 2030: 1.3611; 2031: 0; 2032: 0; 2033: 27.6467; 2034: 0; 2035: 0; 2036: 0; 2039: 0; 2040: 0
2018-03-20 03:00 | 3 | 2 | 3 | 0 | 0 | 0 | 0.69679 | 1.3936 | 0 | 20.3125 | 10.5647 | 17.0341 | 17.0341 | 28.3071 | 0 | 0 | 2024: 28.3071; 2025: 0; 2026: 0; 2027: 0; 2028: 0; 2029: 0; 2030: 1.3936; 2031: 0; 2032: 0; 2033: 28.3071; 2034: 0; 2035: 0; 2036: 0; 2039: 0; 2040: 0
2018-03-20 04:00 | 3 | 3 | 3 | 0 | 0 | 0 | 0.75811 | 1.5162 | 0 | 20.3125 | 10.5647 | 17.0341 | 17.0341 | 30.7984 | 0 | 0 | 2024: 30.7984; 2025: 0; 2026: 0; 2027: 0; 2028: 0; 2029: 0; 2030: 1.5162; 2031: 0; 2032: 0; 2033: 30.7984; 2034: 0; 2035: 0; 2036: 0; 2039: 0; 2040: 0
2018-03-20 05:00 | 3 | 4 | 3 | 0 | 0 | 0 | 0.91947 | 1.8389 | 0 | 20.3125 | 10.5647 | 17.0341 | 17.0341 | 37.3534 | 0 | 0 | 2024: 37.3534; 2025: 0; 2026: 0; 2027: 0; 2028: 0; 2029: 0; 2030: 1.8389; 2031: 0; 2032: 0; 2033: 37.3534; 2034: 0; 2035: 0; 2036: 0; 2039: 0; 2040: 0
2018-03-20 06:00 | 3 | 5 | 3 | 0 | 0 | 0 | 1.0225 | 2.0451 | 0 | 20.3125 | 10.5647 | 17.0341 | 17.0341 | 41.541 | 0 | 0 | 2024: 41.541; 2025: 0; 2026: 0; 2027: 0; 2028: 0; 2029: 0; 2030: 2.0451; 2031: 0; 2032: 0; 2033: 41.541; 2034: 0; 2035: 0; 2036: 0; 2039: 0; 2040: 0
2018-03-20 07:00 | 3 | 6 | 3 | 0 | 0 | 0.096034 | 1.0431 | 2.0862 | 0.76827 | 20.3125 | 10.5647 | 17.0341 | 17.0341 | 42.3766 | 0.76827 | 0 | 2024: 26.771; 2025: 15.6056; 2026: 0; 2027: 13.0869; 2028: 0; 2029: 0; 2030: 1.318; 2031: 0; 2032: 0; 2033: 26.771; 2034: 15.6056; 2035: 0; 2036: 13.0869; 2039: 0.096034; 2040: 0.03715
2018-03-20 08:00 | 3 | 7 | 3 | 0 | 0 | 0.32083 | 1.0679 | 2.1358 | 2.5666 | 20.3125 | 10.5647 | 17.0341 | 17.0341 | 43.384 | 2.1358 | 0.43077 | 2024: 0; 2025: 43.384; 2026: 4.551; 2027: 43.7198; 2028: 0.43077; 2029: 0.43077; 2030: 0; 2031: 0; 2032: 0; 2033: 0; 2034: 43.384; 2035: 0; 2036: 43.7198; 2039: 0.32083; 2040: 0.15016
2018-03-20 09:00 | 3 | 8 | 3 | 0 | 0 | 0.50788 | 1.0661 | 2.1322 | 4.063 | 20.3125 | 10.5647 | 17.0341 | 17.0341 | 43.3095 | 2.1322 | 1.9309 | 2024: 0; 2025: 43.3095; 2026: 20.399; 2027: 69.21; 2028: 1.9309; 2029: 2.3616; 2030: 0; 2031: 0; 2032: 0; 2033: 0; 2034: 43.3095; 2035: 0; 2036: 69.21; 2039: 0.50788; 2040: 0.24609
2018-03-20 10:00 | 3 | 9 | 3 | 0 | 0 | 0.63132 | 1.0362 | 2.0725 | 5.0506 | 20.3125 | 10.5647 | 17.0341 | 17.0341 | 42.0976 | 2.0725 | 2.9781 | 2024: 0; 2025: 42.0976; 2026: 31.4628; 2027: 86.0325; 2028: 2.9781; 2029: 5.3397; 2030: 0; 2031: 0; 2032: 0; 2033: 0; 2034: 42.0976; 2035: 0; 2036: 86.0325; 2039: 0.63132; 2040: 0.27056
2018-03-20 11:00 | 3 | 10 | 3 | 0 | 0 | 0.70694 | 1.0837 | 2.1674 | 5.6555 | 20.3125 | 10.5647 | 17.0341 | 17.0341 | 44.0255 | 2.1674 | 3.4881 | 2024: 0; 2025: 44.0255; 2026: 36.8507; 2027: 96.3365; 2028: 3.4881; 2029: 8.8278; 2030: 0; 2031: 0; 2032: 0; 2033: 0; 2034: 44.0255; 2035: 0; 2036: 96.3365; 2039: 0.70694; 2040: 0.17011
2018-03-20 12:00 | 3 | 11 | 3 | 0 | 0 | 0.73179 | 0.9688 | 1.9376 | 5.8543 | 20.3125 | 10.5647 | 17.0341 | 17.0341 | 39.3576 | 1.9376 | 3.9167 | 2024: 0; 2025: 39.3576; 2026: 41.3787; 2027: 99.7227; 2028: 3.6722; 2029: 12.5; 2030: 0; 2031: 0; 2032: 0.24449; 2033: 0; 2034: 39.3576; 2035: 2.5829; 2036: 99.7227; 2039: 0.73179; 2040: 0.16973
2018-03-20 13:00 | 3 | 12 | 3 | 0 | 0 | 0.70707 | 0.92904 | 1.8581 | 5.6565 | 20.3125 | 10.5647 | 17.0341 | 17.0341 | 37.7422 | 1.8581 | 3.7985 | 2024: 0; 2025: 37.7422; 2026: 40.1296; 2027: 96.3541; 2028: 0; 2029: 12.5; 2030: 0; 2031: 0; 2032: 3.7985; 2033: 0; 2034: 37.7422; 2035: 40.1296; 2036: 96.3541; 2039: 0.70707; 2040: 0.16505
2018-03-20 14:00 | 3 | 13 | 3 | 0 | 0 | 0.63923 | 0.98166 | 1.9633 | 5.1139 | 20.3125 | 10.5647 | 17.0341 | 17.0341 | 39.8798 | 1.9633 | 3.1506 | 2024: 0; 2025: 39.8798; 2026: 33.2849; 2027: 87.1106; 2028: 0; 2029: 12.5; 2030: 0; 2031: 0; 2032: 3.1506; 2033: 0; 2034: 39.8798; 2035: 33.2849; 2036: 87.1106; 2039: 0.63923; 2040: 0.107
2018-03-20 15:00 | 3 | 14 | 3 | 0 | 0 | 0.53262 | 1.0734 | 2.1468 | 4.2609 | 20.3125 | 10.5647 | 17.0341 | 17.0341 | 43.6079 | 2.1468 | 2.1141 | 2024: 0; 2025: 43.6079; 2026: 22.3349; 2027: 72.5815; 2028: 0; 2029: 12.5; 2030: 0; 2031: 0; 2032: 2.1141; 2033: 0; 2034: 43.6079; 2035: 22.3349; 2036: 72.5815; 2039: 0.53262; 2040: 0.06379
2018-03-20 16:00 | 3 | 15 | 3 | 0 | 1 | 0.38303 | 1.1352 | 2.2705 | 3.0643 | 21.7915 | 12.0437 | 17.0341 | 17.0341 | 49.4772 | 2.2705 | 0.79379 | 2024: 0; 2025: 49.4772; 2026: 9.5601; 2027: 52.1973; 2028: 0; 2029: 12.5; 2030: 0; 2031: 0; 2032: 0.79379; 2033: 0; 2034: 49.4772; 2035: 9.5601; 2036: 52.1973; 2039: 0.38303; 2040: 0.047837
2018-03-20 17:00 | 3 | 16 | 3 | 0 | 1 | 0.17659 | 1.1983 | 2.3966 | 1.4127 | 21.7915 | 12.0437 | 17.0341 | 17.0341 | 52.2248 | 1.4127 | 0 | 2024: 21.4392; 2025: 30.7856; 2026: 0; 2027: 24.0647; 2028: 0; 2029: 12.5; 2030: 0.98383; 2031: 0.98383; 2032: 0; 2033: 0; 2034: 52.2248; 2035: 0; 2036: 24.0647; 2039: 0.17659; 2040: 0.041951
2018-03-20 18:00 | 3 | 17 | 3 | 0 | 1 | 0.0072734 | 1.2652 | 2.5303 | 0.058188 | 21.7915 | 12.0437 | 17.0341 | 17.0341 | 55.1394 | 0.058188 | 0 | 2024: 53.8714; 2025: 1.268; 2026: 0; 2027: 0.99117; 2028: 0; 2029: 11.4306; 2030: 2.4721; 2031: 2.4721; 2032: 0; 2033: 0; 2034: 55.1394; 2035: 0; 2036: 0.99117; 2039: 0.0072734; 2040: 0.00073033
2018-03-20 19:00 | 3 | 18 | 3 | 0 | 1 | 0 | 1.3148 | 2.6297 | 0 | 21.7915 | 12.0437 | 17.0341 | 17.0341 | 57.305 | 0 | 0 | 2024: 57.305; 2025: 0; 2026: 0; 2027: 0; 2028: 0; 2029: 8.7435; 2030: 2.6297; 2031: 2.6297; 2032: 0; 2033: 0; 2034: 57.305; 2035: 0; 2036: 0; 2039: 0; 2040: 0
2018-03-20 20:00 | 3 | 19 | 3 | 0 | 0 | 0 | 1.267 | 2.5339 | 0 | 20.3125 | 10.5647 | 17.0341 | 17.0341 | 51.4699 | 0 | 0 | 2024: 51.4699; 2025: 0; 2026: 0; 2027: 0; 2028: 0; 2029: 5.8851; 2030: 2.5339; 2031: 2.5339; 2032: 0; 2033: 0; 2034: 51.4699; 2035: 0; 2036: 0; 2039: 0; 2040: 0
2018-03-20 21:00 | 3 | 20 | 3 | 0 | 0 | 0 | 0.97816 | 1.9563 | 0 | 20.3125 | 10.5647 | 17.0341 | 17.0341 | 39.7378 | 0 | 0 | 2024: 39.7378; 2025: 0; 2026: 0; 2027: 0; 2028: 0; 2029: 3.1309; 2030: 1.9563; 2031: 1.9563; 2032: 0; 2033: 0; 2034: 39.7378; 2035: 0; 2036: 0; 2039: 0; 2040: 0
2018-03-20 22:00 | 3 | 21 | 3 | 0 | 0 | 0 | 0.77997 | 1.5599 | 0 | 20.3125 | 10.5647 | 17.0341 | 17.0341 | 31.6863 | 0 | 0 | 2024: 31.6863; 2025: 0; 2026: 0; 2027: 0; 2028: 0; 2029: 1.0045; 2030: 1.5599; 2031: 0.92411; 2032: 0; 2033: 12.9153; 2034: 18.771; 2035: 0; 2036: 0; 2039: 0; 2040: 0
2018-03-20 23:00 | 3 | 22 | 3 | 0 | 0 | 0 | 0.73677 | 1.4735 | 0 | 20.3125 | 10.5647 | 17.0341 | 17.0341 | 29.9311 | 0 | 0 | 2024: 29.9311; 2025: 0; 2026: 0; 2027: 0; 2028: 0; 2029: 0; 2030: 1.4735; 2031: 0; 2032: 0; 2033: 29.9311; 2034: 0; 2035: 0; 2036: 0; 2039: 0; 2040: 0
2018-03-21 | 3 | 23 | 3 | 0 | 0 | 0 | 0.68309 | 1.3662 | 0 | 20.3125 | 10.5647 | 17.0341 | 17.0341 | 27.7505 | 0 | 0 | 2024: 27.7505; 2025: 0; 2026: 0; 2027: 0; 2028: 0; 2029: 0; 2030: 1.3662; 2031: 0; 2032: 0; 2033: 27.7505; 2034: 0; 2035: 0; 2036: 0; 2039: 0; 2040: 0
2018-03-21 01:00 | 3 | 0 | 4 | 0 | 0 | 0 | 0.66427 | 1.3285 | 0 | 20.3125 | 10.5647 | 17.0341 | 17.0341 | 26.9861 | 0 | 0 | 2024: 26.9861; 2025: 0; 2026: 0; 2027: 0; 2028: 0; 2029: 0; 2030: 1.3285; 2031: 0; 2032: 0; 2033: 26.9861; 2034: 0; 2035: 0; 2036: 0; 2039: 0; 2040: 0
2018-03-21 02:00 | 3 | 1 | 4 | 0 | 0 | 0 | 0.67916 | 1.3583 | 0 | 20.3125 | 10.5647 | 17.0341 | 17.0341 | 27.591 | 0 | 0 | 2024: 27.591; 2025: 0; 2026: 0; 2027: 0; 2028: 0; 2029: 0; 2030: 1.3583; 2031: 0; 2032: 0; 2033: 27.591; 2034: 0; 2035: 0; 2036: 0; 2039: 0; 2040: 0
2018-03-21 03:00 | 3 | 2 | 4 | 0 | 0 | 0 | 0.68164 | 1.3633 | 0 | 20.3125 | 10.5647 | 17.0341 | 17.0341 | 27.6914 | 0 | 0 | 2024: 27.6914; 2025: 0; 2026: 0; 2027: 0; 2028: 0; 2029: 0; 2030: 1.3633; 2031: 0; 2032: 0; 2033: 27.6914; 2034: 0; 2035: 0; 2036: 0; 2039: 0; 2040: 0
2018-03-21 04:00 | 3 | 3 | 4 | 0 | 0 | 0 | 0.72264 | 1.4453 | 0 | 20.3125 | 10.5647 | 17.0341 | 17.0341 | 29.3572 | 0 | 0 | 2024: 29.3572; 2025: 0; 2026: 0; 2027: 0; 2028: 0; 2029: 0; 2030: 1.4453; 2031: 0; 2032: 0; 2033: 29.3572; 2034: 0; 2035: 0; 2036: 0; 2039: 0; 2040: 0
2018-03-21 05:00 | 3 | 4 | 4 | 0 | 0 | 0 | 0.90686 | 1.8137 | 0 | 20.3125 | 10.5647 | 17.0341 | 17.0341 | 36.8411 | 0 | 0 | 2024: 36.8411; 2025: 0; 2026: 0; 2027: 0; 2028: 0; 2029: 0; 2030: 1.8137; 2031: 0; 2032: 0; 2033: 36.8411; 2034: 0; 2035: 0; 2036: 0; 2039: 0; 2040: 0
2018-03-21 06:00 | 3 | 5 | 4 | 0 | 0 | 0 | 1.0311 | 2.0622 | 0 | 20.3125 | 10.5647 | 17.0341 | 17.0341 | 41.8881 | 0 | 0 | 2024: 41.8881; 2025: 0; 2026: 0; 2027: 0; 2028: 0; 2029: 0; 2030: 2.0622; 2031: 0; 2032: 0; 2033: 41.8881; 2034: 0; 2035: 0; 2036: 0; 2039: 0; 2040: 0
2018-03-21 07:00 | 3 | 6 | 4 | 0 | 0 | 0.019109 | 1.0694 | 2.1388 | 0.15287 | 20.3125 | 10.5647 | 17.0341 | 17.0341 | 43.445 | 0.15287 | 0 | 2024: 40.3398; 2025: 3.1052; 2026: 0; 2027: 2.6041; 2028: 0; 2029: 0; 2030: 1.986; 2031: 0; 2032: 0; 2033: 40.3398; 2034: 3.1052; 2035: 0; 2036: 2.6041; 2039: 0.019109; 2040: 0.0064893
2018-03-21 08:00 | 3 | 7 | 4 | 0 | 0 | 0.034247 | 1.069 | 2.1381 | 0.27398 | 20.3125 | 10.5647 | 17.0341 | 17.0341 | 43.4298 | 0.27398 | 0 | 2024: 37.8646; 2025: 5.5651; 2026: 0; 2027: 4.6669; 2028: 0; 2029: 0; 2030: 1.8641; 2031: 0; 2032: 0; 2033: 37.8646; 2034: 5.5651; 2035: 0; 2036: 4.6669; 2039: 0.034247; 2040: 0.080995
2018-03-21 09:00 | 3 | 8 | 4 | 0 | 0 | 0.23794 | 1.0713 | 2.1427 | 1.9036 | 20.3125 | 10.5647 | 17.0341 | 17.0341 | 43.523 | 1.9036 | 0 | 2024: 4.8571; 2025: 38.6659; 2026: 0; 2027: 32.4254; 2028: 0; 2029: 0; 2030: 0.23912; 2031: 0; 2032: 0; 2033: 4.8571; 2034: 38.6659; 2035: 0; 2036: 32.4254; 2039: 0.23794; 2040: 0.17061
2018-03-21 10:00 | 3 | 9 | 4 | 0 | 0 | 0.17352 | 1.0341 | 2.0682 | 1.3881 | 20.3125 | 10.5647 | 17.0341 | 17.0341 | 42.0103 | 1.3881 | 0 | 2024: 13.8136; 2025: 28.1967; 2026: 0; 2027: 23.6458; 2028: 0; 2029: 0; 2030: 0.68005; 2031: 0; 2032: 0; 2033: 13.8136; 2034: 28.1967; 2035: 0; 2036: 23.6458; 2039: 0.17352; 2040: 0.18971
2018-03-21 11:00 | 3 | 10 | 4 | 0 | 0 | 0.67976 | 1.0272 | 2.0544 | 5.4381 | 20.3125 | 10.5647 | 17.0341 | 17.0341 | 41.73 | 2.0544 | 3.3837 | 2024: 0; 2025: 41.73; 2026: 35.7477; 2027: 92.633; 2028: 3.3837; 2029: 3.3837; 2030: 0; 2031: 0; 2032: 0; 2033: 0; 2034: 41.73; 2035: 0; 2036: 92.633; 2039: 0.67976; 2040: 0.26917
2018-03-21 12:00 | 3 | 11 | 4 | 0 | 0 | 0.088995 | 0.97583 | 1.9517 | 0.71196 | 20.3125 | 10.5647 | 17.0341 | 17.0341 | 39.643 | 0.71196 | 0 | 2024: 25.1813; 2025: 14.4617; 2026: 0; 2027: 12.1276; 2028: 0; 2029: 3.3837; 2030: 1.2397; 2031: 1.2397; 2032: 0; 2033: 0; 2034: 39.643; 2035: 0; 2036: 12.1276; 2039: 0.088995; 2040: 0.23301
2018-03-21 13:00 | 3 | 12 | 4 | 0 | 0 | 0.13474 | 0.88074 | 1.7615 | 1.0779 | 20.3125 | 10.5647 | 17.0341 | 17.0341 | 35.78 | 1.0779 | 0 | 2024: 13.8846; 2025: 21.8954; 2026: 0; 2027: 18.3616; 2028: 0; 2029: 2.0362; 2030: 0.68355; 2031: 0.68355; 2032: 0; 2033: 0; 2034: 35.78; 2035: 0; 2036: 18.3616; 2039: 0.13474; 2040: 0.19348
2018-03-21 14:00 | 3 | 13 | 4 | 0 | 0 | 0.20212 | 0.88139 | 1.7628 | 1.617 | 20.3125 | 10.5647 | 17.0341 | 17.0341 | 35.8066 | 1.617 | 0 | 2024: 2.9621; 2025: 32.8445; 2026: 0; 2027: 27.5435; 2028: 0; 2029: 1.2932; 2030: 0.14583; 2031: 0.14583; 2032: 0; 2033: 0; 2034: 35.8066; 2035: 0; 2036: 27.5435; 2039: 0.20212; 2040: 0.18293
2018-03-21 15:00 | 3 | 14 | 4 | 0 | 0 | 0.37331 | 0.95806 | 1.9161 | 2.9865 | 20.3125 | 10.5647 | 17.0341 | 17.0341 | 38.9212 | 1.9161 | 1.0703 | 2024: 0; 2025: 38.9212; 2026: 11.3078; 2027: 50.8717; 2028: 1.0703; 2029: 2.205; 2030: 0; 2031: 0; 2032: 0; 2033: 0; 2034: 38.9212; 2035: 0; 2036: 50.8717; 2039: 0.37331; 2040: 0.18788
2018-03-21 16:00 | 3 | 15 | 4 | 0 | 1 | 0.15478 | 1.0687 | 2.1373 | 1.2382 | 21.7915 | 12.0437 | 17.0341 | 17.0341 | 46.5756 | 1.2382 | 0 | 2024: 19.5929; 2025: 26.9827; 2026: 0; 2027: 21.0921; 2028: 0; 2029: 2.205; 2030: 0.89911; 2031: 0.89911; 2032: 0; 2033: 0; 2034: 46.5756; 2035: 0; 2036: 21.0921; 2039: 0.15478; 2040: 0.052831
2018-03-21 17:00 | 3 | 16 | 4 | 0 | 1 | 0.15875 | 1.1124 | 2.2249 | 1.27 | 21.7915 | 12.0437 | 17.0341 | 17.0341 | 48.4836 | 1.27 | 0 | 2024: 20.8086; 2025: 27.675; 2026: 0; 2027: 21.6332; 2028: 0; 2029: 1.2277; 2030: 0.9549; 2031: 0.9549; 2032: 0; 2033: 0; 2034: 48.4836; 2035: 0; 2036: 21.6332; 2039: 0.15875; 2040: 0.019557
2018-03-21 18:00 | 3 | 17 | 4 | 0 | 1 | 0.0069404 | 1.1954 | 2.3907 | 0.055523 | 21.7915 | 12.0437 | 17.0341 | 17.0341 | 52.0972 | 0.055523 | 0 | 2024: 50.8873; 2025: 1.2099; 2026: 0; 2027: 0.94579; 2028: 0; 2029: 0.1898; 2030: 2.3352; 2031: 0.17461; 2032: 0; 2033: 47.0822; 2034: 5.015; 2035: 0; 2036: 0.94579; 2039: 0.0069404; 2040: 0.0011287
2018-03-21 19:00 | 3 | 18 | 4 | 0 | 1 | 0 | 1.2558 | 2.5117 | 0 | 21.7915 | 12.0437 | 17.0341 | 17.0341 | 54.7332 | 0 | 0 | 2024: 54.7332; 2025: 0; 2026: 0; 2027: 0; 2028: 0; 2029: 0; 2030: 2.5117; 2031: 0; 2032: 0; 2033: 54.7332; 2034: 0; 2035: 0; 2036: 0; 2039: 0; 2040: 0
2018-03-21 20:00 | 3 | 19 | 4 | 0 | 0 | 0 | 1.2062 | 2.4125 | 0 | 20.3125 | 10.5647 | 17.0341 | 17.0341 | 49.0038 | 0 | 0 | 2024: 49.0038; 2025: 0; 2026: 0; 2027: 0; 2028: 0; 2029: 0; 2030: 2.4125; 2031: 0; 2032: 0; 2033: 49.0038; 2034: 0; 2035: 0; 2036: 0; 2039: 0; 2040: 0
2018-03-21 21:00 | 3 | 20 | 4 | 0 | 0 | 0 | 0.98582 | 1.9716 | 0 | 20.3125 | 10.5647 | 17.0341 | 17.0341 | 40.049 | 0 | 0 | 2024: 40.049; 2025: 0; 2026: 0; 2027: 0; 2028: 0; 2029: 0; 2030: 1.9716; 2031: 0; 2032: 0; 2033: 40.049; 2034: 0; 2035: 0; 2036: 0; 2039: 0; 2040: 0
2018-03-21 22:00 | 3 | 21 | 4 | 0 | 0 | 0 | 0.75118 | 1.5024 | 0 | 20.3125 | 10.5647 | 17.0341 | 17.0341 | 30.5168 | 0 | 0 | 2024: 30.5168; 2025: 0; 2026: 0; 2027: 0; 2028: 0; 2029: 0; 2030: 1.5024; 2031: 0; 2032: 0; 2033: 30.5168; 2034: 0; 2035: 0; 2036: 0; 2039: 0; 2040: 0
2018-03-21 23:00 | 3 | 22 | 4 | 0 | 0 | 0 | 0.65776 | 1.3155 | 0 | 20.3125 | 10.5647 | 17.0341 | 17.0341 | 26.7215 | 0 | 0 | 2024: 26.7215; 2025: 0; 2026: 0; 2027: 0; 2028: 0; 2029: 0; 2030: 1.3155; 2031: 0; 2032: 0; 2033: 26.7215; 2034: 0; 2035: 0; 2036: 0; 2039: 0; 2040: 0
2018-03-22 | 3 | 23 | 4 | 0 | 0 | 0 | 0.62648 | 1.253 | 0 | 20.3125 | 10.5647 | 17.0341 | 17.0341 | 25.4508 | 0 | 0 | 2024: 25.4508; 2025: 0; 2026: 0; 2027: 0; 2028: 0; 2029: 0; 2030: 1.253; 2031: 0; 2032: 0; 2033: 25.4508; 2034: 0; 2035: 0; 2036: 0; 2039: 0; 2040: 0
2018-03-22 01:00 | 3 | 0 | 5 | 0 | 0 | 0 | 0.66442 | 1.3288 | 0 | 20.3125 | 10.5647 | 17.0341 | 17.0341 | 26.9919 | 0 | 0 | 2024: 26.9919; 2025: 0; 2026: 0; 2027: 0; 2028: 0; 2029: 0; 2030: 1.3288; 2031: 0; 2032: 0; 2033: 26.9919; 2034: 0; 2035: 0; 2036: 0; 2039: 0; 2040: 0
2018-03-22 02:00 | 3 | 1 | 5 | 0 | 0 | 0 | 0.68836 | 1.3767 | 0 | 20.3125 | 10.5647 | 17.0341 | 17.0341 | 27.9645 | 0 | 0 | 2024: 27.9645; 2025: 0; 2026: 0; 2027: 0; 2028: 0; 2029: 0; 2030: 1.3767; 2031: 0; 2032: 0; 2033: 27.9645; 2034: 0; 2035: 0; 2036: 0; 2039: 0; 2040: 0
2018-03-22 03:00 | 3 | 2 | 5 | 0 | 0 | 0 | 0.73264 | 1.4653 | 0 | 20.3125 | 10.5647 | 17.0341 | 17.0341 | 29.7634 | 0 | 0 | 2024: 29.7634; 2025: 0; 2026: 0; 2027: 0; 2028: 0; 2029: 0; 2030: 1.4653; 2031: 0; 2032: 0; 2033: 29.7634; 2034: 0; 2035: 0; 2036: 0; 2039: 0; 2040: 0
2018-03-22 04:00 | 3 | 3 | 5 | 0 | 0 | 0 | 0.81678 | 1.6336 | 0 | 20.3125 | 10.5647 | 17.0341 | 17.0341 | 33.1818 | 0 | 0 | 2024: 33.1818; 2025: 0; 2026: 0; 2027: 0; 2028: 0; 2029: 0; 2030: 1.6336; 2031: 0; 2032: 0; 2033: 33.1818; 2034: 0; 2035: 0; 2036: 0; 2039: 0; 2040: 0
2018-03-22 05:00 | 3 | 4 | 5 | 0 | 0 | 0 | 0.97674 | 1.9535 | 0 | 20.3125 | 10.5647 | 17.0341 | 17.0341 | 39.6799 | 0 | 0 | 2024: 39.6799; 2025: 0; 2026: 0; 2027: 0; 2028: 0; 2029: 0; 2030: 1.9535; 2031: 0; 2032: 0; 2033: 39.6799; 2034: 0; 2035: 0; 2036: 0; 2039: 0; 2040: 0
2018-03-22 06:00 | 3 | 5 | 5 | 0 | 0 | 0 | 1.1812 | 2.3623 | 0 | 20.3125 | 10.5647 | 17.0341 | 17.0341 | 47.985 | 0 | 0 | 2024: 47.985; 2025: 0; 2026: 0; 2027: 0; 2028: 0; 2029: 0; 2030: 2.3623; 2031: 0; 2032: 0; 2033: 47.985; 2034: 0; 2035: 0; 2036: 0; 2039: 0; 2040: 0
2018-03-22 07:00 | 3 | 6 | 5 | 0 | 0 | 0.023243 | 1.2077 | 2.4155 | 0.18594 | 20.3125 | 10.5647 | 17.0341 | 17.0341 | 49.0645 | 0.18594 | 0 | 2024: 45.2874; 2025: 3.777; 2026: 0; 2027: 3.1674; 2028: 0; 2029: 0; 2030: 2.2295; 2031: 0; 2032: 0; 2033: 45.2874; 2034: 3.777; 2035: 0; 2036: 3.1674; 2039: 0.023243; 2040: 0.042266
2018-03-22 08:00 | 3 | 7 | 5 | 0 | 0 | 0.0198 | 1.1644 | 2.3287 | 0.1584 | 20.3125 | 10.5647 | 17.0341 | 17.0341 | 47.3017 | 0.1584 | 0 | 2024: 44.0842; 2025: 3.2175; 2026: 0; 2027: 2.6982; 2028: 0; 2029: 0; 2030: 2.1703; 2031: 0; 2032: 0; 2033: 44.0842; 2034: 3.2175; 2035: 0; 2036: 2.6982; 2039: 0.0198; 2040: 0.15959
2018-03-22 09:00 | 3 | 8 | 5 | 0 | 0 | 0.13489 | 1.0751 | 2.1502 | 1.0792 | 20.3125 | 10.5647 | 17.0341 | 17.0341 | 43.675 | 1.0792 | 0 | 2024: 21.7548; 2025: 21.9203; 2026: 0; 2027: 18.3824; 2028: 0; 2029: 0; 2030: 1.071; 2031: 0; 2032: 0; 2033: 21.7548; 2034: 21.9203; 2035: 0; 2036: 18.3824; 2039: 0.13489; 2040: 0.42966
2018-03-22 10:00 | 3 | 9 | 5 | 0 | 0 | 0.21612 | 1.0299 | 2.0598 | 1.729 | 20.3125 | 10.5647 | 17.0341 | 17.0341 | 41.8401 | 1.729 | 0 | 2024: 6.7203; 2025: 35.1198; 2026: 0; 2027: 29.4516; 2028: 0; 2029: 0; 2030: 0.33084; 2031: 0; 2032: 0; 2033: 6.7203; 2034: 35.1198; 2035: 0; 2036: 29.4516; 2039: 0.21612; 2040: 0.50704
2018-03-22 11:00 | 3 | 10 | 5 | 0 | 0 | 0.29121 | 0.93075 | 1.8615 | 2.3297 | 20.3125 | 10.5647 | 17.0341 | 17.0341 | 37.8118 | 1.8615 | 0.46815 | 2024: 0; 2025: 37.8118; 2026: 4.9459; 2027: 39.6837; 2028: 0.46815; 2029: 0.46815; 2030: 0; 2031: 0; 2032: 0; 2033: 0; 2034: 37.8118; 2035: 0; 2036: 39.6837; 2039: 0.29121; 2040: 0.47446
2018-03-22 12:00 | 3 | 11 | 5 | 0 | 0 | 0.51896 | 0.86834 | 1.7367 | 4.1517 | 20.3125 | 10.5647 | 17.0341 | 17.0341 | 35.2763 | 1.7367 | 2.415 | 2024: 0; 2025: 35.2763; 2026: 25.5141; 2027: 70.7207; 2028: 2.415; 2029: 2.8832; 2030: 0; 2031: 0; 2032: 0; 2033: 0; 2034: 35.2763; 2035: 0; 2036: 70.7207; 2039: 0.51896; 2040: 0.44803
2018-03-22 13:00 | 3 | 12 | 5 | 0 | 0 | 0.50991 | 0.76251 | 1.525 | 4.0793 | 20.3125 | 10.5647 | 17.0341 | 17.0341 | 30.9769 | 1.525 | 2.5543 | 2024: 0; 2025: 30.9769; 2026: 26.9852; 2027: 69.4872; 2028: 2.5543; 2029: 5.4374; 2030: 0; 2031: 0; 2032: 0; 2033: 0; 2034: 30.9769; 2035: 0; 2036: 69.4872; 2039: 0.50991; 2040: 0.42444
2018-03-22 14:00 | 3 | 13 | 5 | 0 | 0 | 0.59978 | 0.81682 | 1.6336 | 4.7982 | 20.3125 | 10.5647 | 17.0341 | 17.0341 | 33.1833 | 1.6336 | 3.1646 | 2024: 0; 2025: 33.1833; 2026: 33.433; 2027: 81.7336; 2028: 3.1646; 2029: 8.602; 2030: 0; 2031: 0; 2032: 0; 2033: 0; 2034: 33.1833; 2035: 0; 2036: 81.7336; 2039: 0.59978; 2040: 0.55815
2018-03-22 15:00 | 3 | 14 | 5 | 0 | 0 | 0.49143 | 0.87746 | 1.7549 | 3.9314 | 20.3125 | 10.5647 | 17.0341 | 17.0341 | 35.647 | 1.7549 | 2.1765 | 2024: 0; 2025: 35.647; 2026: 22.9941; 2027: 66.9684; 2028: 2.1765; 2029: 10.7785; 2030: 0; 2031: 0; 2032: 0; 2033: 0; 2034: 35.647; 2035: 0; 2036: 66.9684; 2039: 0.49143; 2040: 0.52489
2018-03-22 16:00 | 3 | 15 | 5 | 0 | 1 | 0.34114 | 0.98405 | 1.9681 | 2.7291 | 21.7915 | 12.0437 | 17.0341 | 17.0341 | 42.8878 | 1.9681 | 0.76103 | 2024: 0; 2025: 42.8878; 2026: 9.1656; 2027: 46.4884; 2028: 0.76103; 2029: 11.5396; 2030: 0; 2031: 0; 2032: 0; 2033: 0; 2034: 42.8878; 2035: 0; 2036: 46.4884; 2039: 0.34114; 2040: 0.4422
2018-03-22 17:00 | 3 | 16 | 5 | 0 | 1 | 0.065738 | 1.0995 | 2.199 | 0.52591 | 21.7915 | 12.0437 | 17.0341 | 17.0341 | 47.92 | 0.52591 | 0 | 2024: 36.4597; 2025: 11.4603; 2026: 0; 2027: 8.9584; 2028: 0; 2029: 11.5396; 2030: 1.6731; 2031: 1.6731; 2032: 0; 2033: 0; 2034: 47.92; 2035: 0; 2036: 8.9584; 2039: 0.065738; 2040: 0.20532
2018-03-22 18:00 | 3 | 17 | 5 | 0 | 1 | 0.0076638 | 1.1634 | 2.3267 | 0.06131 | 21.7915 | 12.0437 | 17.0341 | 17.0341 | 50.7023 | 0.06131 | 0 | 2024: 49.3663; 2025: 1.336; 2026: 0; 2027: 1.0444; 2028: 0; 2029: 9.721; 2030: 2.2654; 2031: 2.2654; 2032: 0; 2033: 0; 2034: 50.7023; 2035: 0; 2036: 1.0444; 2039: 0.0076638; 2040: 0.010196
2018-03-22 19:00 | 3 | 18 | 5 | 0 | 1 | 0 | 1.1406 | 2.2813 | 0 | 21.7915 | 12.0437 | 17.0341 | 17.0341 | 49.7124 | 0 | 0 | 2024: 49.7124; 2025: 0; 2026: 0; 2027: 0; 2028: 0; 2029: 7.2586; 2030: 2.2813; 2031: 2.2813; 2032: 0; 2033: 0; 2034: 49.7124; 2035: 0; 2036: 0; 2039: 0; 2040: 0
2018-03-22 20:00 | 3 | 19 | 5 | 0 | 0 | 0 | 1.1226 | 2.2453 | 0 | 20.3125 | 10.5647 | 17.0341 | 17.0341 | 45.6072 | 0 | 0 | 2024: 45.6072; 2025: 0; 2026: 0; 2027: 0; 2028: 0; 2029: 4.7789; 2030: 2.2453; 2031: 2.2453; 2032: 0; 2033: 0; 2034: 45.6072; 2035: 0; 2036: 0; 2039: 0; 2040: 0
2018-03-22 21:00 | 3 | 20 | 5 | 0 | 0 | 0 | 0.88504 | 1.7701 | 0 | 20.3125 | 10.5647 | 17.0341 | 17.0341 | 35.9548 | 0 | 0 | 2024: 35.9548; 2025: 0; 2026: 0; 2027: 0; 2028: 0; 2029: 2.3384; 2030: 1.7701; 2031: 1.7701; 2032: 0; 2033: 0; 2034: 35.9548; 2035: 0; 2036: 0; 2039: 0; 2040: 0
2018-03-22 22:00 | 3 | 21 | 5 | 0 | 0 | 0 | 0.68549 | 1.371 | 0 | 20.3125 | 10.5647 | 17.0341 | 17.0341 | 27.8479 | 0 | 0 | 2024: 27.8479; 2025: 0; 2026: 0; 2027: 0; 2028: 0; 2029: 0.4144; 2030: 1.371; 2031: 0.38125; 2032: 0; 2033: 20.1039; 2034: 7.7441; 2035: 0; 2036: 0; 2039: 0; 2040: 0
2018-03-22 23:00 | 3 | 22 | 5 | 0 | 0 | 0 | 0.63965 | 1.2793 | 0 | 20.3125 | 10.5647 | 17.0341 | 17.0341 | 25.9858 | 0 | 0 | 2024: 25.9858; 2025: 0; 2026: 0; 2027: 0; 2028: 0; 2029: 0; 2030: 1.2793; 2031: 0; 2032: 0; 2033: 25.9858; 2034: 0; 2035: 0; 2036: 0; 2039: 0; 2040: 0
2018-03-23 | 3 | 23 | 5 | 0 | 0 | 0 | 0.63401 | 1.268 | 0 | 20.3125 | 10.5647 | 17.0341 | 17.0341 | 25.7568 | 0 | 0 | 2024: 25.7568; 2025: 0; 2026: 0; 2027: 0; 2028: 0; 2029: 0; 2030: 1.268; 2031: 0; 2032: 0; 2033: 25.7568; 2034: 0; 2035: 0; 2036: 0; 2039: 0; 2040: 0
2018-03-23 01:00 | 3 | 0 | 6 | 0 | 0 | 0 | 0.67198 | 1.344 | 0 | 20.3125 | 10.5647 | 17.0341 | 17.0341 | 27.2993 | 0 | 0 | 2024: 27.2993; 2025: 0; 2026: 0; 2027: 0; 2028: 0; 2029: 0; 2030: 1.344; 2031: 0; 2032: 0; 2033: 27.2993; 2034: 0; 2035: 0; 2036: 0; 2039: 0; 2040: 0
2018-03-23 02:00 | 3 | 1 | 6 | 0 | 0 | 0 | 0.69763 | 1.3953 | 0 | 20.3125 | 10.5647 | 17.0341 | 17.0341 | 28.3413 | 0 | 0 | 2024: 28.3413; 2025: 0; 2026: 0; 2027: 0; 2028: 0; 2029: 0; 2030: 1.3953; 2031: 0; 2032: 0; 2033: 28.3413; 2034: 0; 2035: 0; 2036: 0; 2039: 0; 2040: 0
2018-03-23 03:00 | 3 | 2 | 6 | 0 | 0 | 0 | 0.73384 | 1.4677 | 0 | 20.3125 | 10.5647 | 17.0341 | 17.0341 | 29.8124 | 0 | 0 | 2024: 29.8124; 2025: 0; 2026: 0; 2027: 0; 2028: 0; 2029: 0; 2030: 1.4677; 2031: 0; 2032: 0; 2033: 29.8124; 2034: 0; 2035: 0; 2036: 0; 2039: 0; 2040: 0
2018-03-23 04:00 | 3 | 3 | 6 | 0 | 0 | 0 | 0.78296 | 1.5659 | 0 | 20.3125 | 10.5647 | 17.0341 | 17.0341 | 31.8076 | 0 | 0 | 2024: 31.8076; 2025: 0; 2026: 0; 2027: 0; 2028: 0; 2029: 0; 2030: 1.5659; 2031: 0; 2032: 0; 2033: 31.8076; 2034: 0; 2035: 0; 2036: 0; 2039: 0; 2040: 0
2018-03-23 05:00 | 3 | 4 | 6 | 0 | 0 | 0 | 0.95712 | 1.9142 | 0 | 20.3125 | 10.5647 | 17.0341 | 17.0341 | 38.8829 | 0 | 0 | 2024: 38.8829; 2025: 0; 2026: 0; 2027: 0; 2028: 0; 2029: 0; 2030: 1.9142; 2031: 0; 2032: 0; 2033: 38.8829; 2034: 0; 2035: 0; 2036: 0; 2039: 0; 2040: 0
2018-03-23 06:00 | 3 | 5 | 6 | 0 | 0 | 0 | 1.1318 | 2.2637 | 0 | 20.3125 | 10.5647 | 17.0341 | 17.0341 | 45.9806 | 0 | 0 | 2024: 45.9806; 2025: 0; 2026: 0; 2027: 0; 2028: 0; 2029: 0; 2030: 2.2637; 2031: 0; 2032: 0; 2033: 45.9806; 2034: 0; 2035: 0; 2036: 0; 2039: 0; 2040: 0
2018-03-23 07:00 | 3 | 6 | 6 | 0 | 0 | 0.077441 | 1.1127 | 2.2253 | 0.61953 | 20.3125 | 10.5647 | 17.0341 | 17.0341 | 45.2024 | 0.61953 | 0 | 2024: 32.6182; 2025: 12.5842; 2026: 0; 2027: 10.5532; 2028: 0; 2029: 0; 2030: 1.6058; 2031: 0; 2032: 0; 2033: 32.6182; 2034: 12.5842; 2035: 0; 2036: 10.5532; 2039: 0.077441; 2040: 0.12099
2018-03-23 08:00 | 3 | 7 | 6 | 0 | 0 | 0.33464 | 1.0069 | 2.0139 | 2.6772 | 20.3125 | 10.5647 | 17.0341 | 17.0341 | 40.9072 | 2.0139 | 0.66326 | 2024: 0; 2025: 40.9072; 2026: 7.0072; 2027: 45.603; 2028: 0.66326; 2029: 0.66326; 2030: 0; 2031: 0; 2032: 0; 2033: 0; 2034: 40.9072; 2035: 0; 2036: 45.603; 2039: 0.33464; 2040: 0.3725
2018-03-23 09:00 | 3 | 8 | 6 | 0 | 0 | 0.52423 | 0.89601 | 1.792 | 4.1939 | 20.3125 | 10.5647 | 17.0341 | 17.0341 | 36.4006 | 1.792 | 2.4018 | 2024: 0; 2025: 36.4006; 2026: 25.3748; 2027: 71.4389; 2028: 2.4018; 2029: 3.0651; 2030: 0; 2031: 0; 2032: 0; 2033: 0; 2034: 36.4006; 2035: 0; 2036: 71.4389; 2039: 0.52423; 2040: 0.57776
2018-03-23 10:00 | 3 | 9 | 6 | 0 | 0 | 0.66027 | 0.88554 | 1.7711 | 5.2822 | 20.3125 | 10.5647 | 17.0341 | 17.0341 | 35.9751 | 1.7711 | 3.5111 | 2024: 0; 2025: 35.9751; 2026: 37.094; 2027: 89.9778; 2028: 3.5111; 2029: 6.5762; 2030: 0; 2031: 0; 2032: 0; 2033: 0; 2034: 35.9751; 2035: 0; 2036: 89.9778; 2039: 0.66027; 2040: 0.72507
2018-03-23 11:00 | 3 | 10 | 6 | 0 | 0 | 0.74409 | 0.82779 | 1.6556 | 5.9527 | 20.3125 | 10.5647 | 17.0341 | 17.0341 | 33.6288 | 1.6556 | 4.2972 | 2024: 0; 2025: 33.6288; 2026: 45.3985; 2027: 101.3999; 2028: 4.2972; 2029: 10.8734; 2030: 0; 2031: 0; 2032: 0; 2033: 0; 2034: 33.6288; 2035: 0; 2036: 101.3999; 2039: 0.74409; 2040: 0.76923
2018-03-23 12:00 | 3 | 11 | 6 | 0 | 0 | 0.61052 | 0.81701 | 1.634 | 4.8842 | 20.3125 | 10.5647 | 17.0341 | 17.0341 | 33.1911 | 1.634 | 3.2502 | 2024: 0; 2025: 33.1911; 2026: 34.3373; 2027: 83.1982; 2028: 1.6266; 2029: 12.5; 2030: 0; 2031: 0; 2032: 1.6236; 2033: 0; 2034: 33.1911; 2035: 17.1525; 2036: 83.1982; 2039: 0.61052; 2040: 0.76923
2018-03-23 13:00 | 3 | 12 | 6 | 0 | 0 | 0.59479 | 0.84332 | 1.6866 | 4.7583 | 20.3125 | 10.5647 | 17.0341 | 17.0341 | 34.2597 | 1.6866 | 3.0717 | 2024: 0; 2025: 34.2597; 2026: 32.4514; 2027: 81.0536; 2028: 0; 2029: 12.5; 2030: 0; 2031: 0; 2032: 3.0717; 2033: 0; 2034: 34.2597; 2035: 32.4514; 2036: 81.0536; 2039: 0.59479; 2040: 0.76923
2018-03-23 14:00 | 3 | 13 | 6 | 0 | 0 | 0.54797 | 0.87604 | 1.7521 | 4.3838 | 20.3125 | 10.5647 | 17.0341 | 17.0341 | 35.589 | 1.7521 | 2.6317 | 2024: 0; 2025: 35.589; 2026: 27.803; 2027: 74.6735; 2028: 0; 2029: 12.5; 2030: 0; 2031: 0; 2032: 2.6317; 2033: 0; 2034: 35.589; 2035: 27.803; 2036: 74.6735; 2039: 0.54797; 2040: 0.74633
2018-03-23 15:00 | 3 | 14 | 6 | 0 | 0 | 0.46417 | 0.9406 | 1.8812 | 3.7134 | 20.3125 | 10.5647 | 17.0341 | 17.0341 | 38.212 | 1.8812 | 1.8322 | 2024: 0; 2025: 38.212; 2026: 19.3563; 2027: 63.254; 2028: 0; 2029: 12.5; 2030: 0; 2031: 0; 2032: 1.8322; 2033: 0; 2034: 38.212; 2035: 19.3563; 2036: 63.254; 2039: 0.46417; 2040: 0.52688
2018-03-23 16:00 | 3 | 15 | 6 | 0 | 1 | 0.32909 | 1.0142 | 2.0284 | 2.6328 | 21.7915 | 12.0437 | 17.0341 | 17.0341 | 44.201 | 2.0284 | 0.60439 | 2024: 0; 2025: 44.201; 2026: 7.2791; 2027: 44.8467; 2028: 0; 2029: 12.5; 2030: 0; 2031: 0; 2032: 0.60439; 2033: 0; 2034: 44.201; 2035: 7.2791; 2036: 44.8467; 2039: 0.32909; 2040: 0.43701
2018-03-23 17:00 | 3 | 16 | 6 | 0 | 1 | 0.15225 | 1.1302 | 2.2605 | 1.218 | 21.7915 | 12.0437 | 17.0341 | 17.0341 | 49.2592 | 1.218 | 0 | 2024: 22.7172; 2025: 26.542; 2026: 0; 2027: 20.7476; 2028: 0; 2029: 12.5; 2030: 1.0425; 2031: 1.0425; 2032: 0; 2033: 0; 2034: 49.2592; 2035: 0; 2036: 20.7476; 2039: 0.15225; 2040: 0.20139
2018-03-23 18:00 | 3 | 17 | 6 | 0 | 1 | 0.0066923 | 1.1369 | 2.2737 | 0.053539 | 21.7915 | 12.0437 | 17.0341 | 17.0341 | 49.5476 | 0.053539 | 0 | 2024: 48.3809; 2025: 1.1667; 2026: 0; 2027: 0.91198; 2028: 0; 2029: 11.3669; 2030: 2.2202; 2031: 2.2202; 2032: 0; 2033: 0; 2034: 49.5476; 2035: 0; 2036: 0.91198; 2039: 0.0066923; 2040: 0.010906
2018-03-23 19:00 | 3 | 18 | 6 | 0 | 1 | 0 | 1.1367 | 2.2733 | 0 | 21.7915 | 12.0437 | 17.0341 | 17.0341 | 49.539 | 0 | 0 | 2024: 49.539; 2025: 0; 2026: 0; 2027: 0; 2028: 0; 2029: 8.9536; 2030: 2.2733; 2031: 2.2733; 2032: 0; 2033: 0; 2034: 49.539; 2035: 0; 2036: 0; 2039: 0; 2040: 0
2018-03-23 20:00 | 3 | 19 | 6 | 0 | 0 | 0 | 1.106 | 2.212 | 0 | 20.3125 | 10.5647 | 17.0341 | 17.0341 | 44.9314 | 0 | 0 | 2024: 44.9314; 2025: 0; 2026: 0; 2027: 0; 2028: 0; 2029: 6.4826; 2030: 2.212; 2031: 2.212; 2032: 0; 2033: 0; 2034: 44.9314; 2035: 0; 2036: 0; 2039: 0; 2040: 0
2018-03-23 21:00 | 3 | 20 | 6 | 0 | 0 | 0 | 0.83257 | 1.6651 | 0 | 20.3125 | 10.5647 | 17.0341 | 17.0341 | 33.8233 | 0 | 0 | 2024: 33.8233; 2025: 0; 2026: 0; 2027: 0; 2028: 0; 2029: 4.0783; 2030: 1.6651; 2031: 1.6651; 2032: 0; 2033: 0; 2034: 33.8233; 2035: 0; 2036: 0; 2039: 0; 2040: 0
2018-03-23 22:00 | 3 | 21 | 6 | 0 | 0 | 0 | 0.61665 | 1.2333 | 0 | 20.3125 | 10.5647 | 17.0341 | 17.0341 | 25.0514 | 0 | 0 | 2024: 25.0514; 2025: 0; 2026: 0; 2027: 0; 2028: 0; 2029: 2.2683; 2030: 1.2333; 2031: 1.2333; 2032: 0; 2033: 0; 2034: 25.0514; 2035: 0; 2036: 0; 2039: 0; 2040: 0
2018-03-23 23:00 | 3 | 22 | 6 | 0 | 0 | 0 | 0.57236 | 1.1447 | 0 | 20.3125 | 10.5647 | 17.0341 | 17.0341 | 23.2523 | 0 | 0 | 2024: 23.2523; 2025: 0; 2026: 0; 2027: 0; 2028: 0; 2029: 0.92779; 2030: 1.1447; 2031: 0.85357; 2032: 0; 2033: 5.9142; 2034: 17.338; 2035: 0; 2036: 0; 2039: 0; 2040: 0
2018-03-24 | 3 | 23 | 6 | 0 | 0 | 0 | 0.56588 | 1.1318 | 0 | 20.3125 | 10.5647 | 17.0341 | 17.0341 | 22.9887 | 0 | 0 | 2024: 22.9887; 2025: 0; 2026: 0; 2027: 0; 2028: 0; 2029: 0; 2030: 1.1318; 2031: 0; 2032: 0; 2033: 22.9887; 2034: 0; 2035: 0; 2036: 0; 2039: 0; 2040: 0
2018-03-24 01:00 | 3 | 0 | 7 | 0 | 0 | 0 | 0.56396 | 1.1279 | 0 | 20.3125 | 10.5647 | 17.0341 | 17.0341 | 22.9108 | 0 | 0 | 2024: 22.9108; 2025: 0; 2026: 0; 2027: 0; 2028: 0; 2029: 0; 2030: 1.1279; 2031: 0; 2032: 0; 2033: 22.9108; 2034: 0; 2035: 0; 2036: 0; 2039: 0; 2040: 0
2018-03-24 02:00 | 3 | 1 | 7 | 0 | 0 | 0 | 0.58758 | 1.1752 | 0 | 20.3125 | 10.5647 | 17.0341 | 17.0341 | 23.8706 | 0 | 0 | 2024: 23.8706; 2025: 0; 2026: 0; 2027: 0; 2028: 0; 2029: 0; 2030: 1.1752; 2031: 0; 2032: 0; 2033: 23.8706; 2034: 0; 2035: 0; 2036: 0; 2039: 0; 2040: 0
2018-03-24 03:00 | 3 | 2 | 7 | 0 | 0 | 0 | 0.60967 | 1.2193 | 0 | 20.3125 | 10.5647 | 17.0341 | 17.0341 | 24.7677 | 0 | 0 | 2024: 24.7677; 2025: 0; 2026: 0; 2027: 0; 2028: 0; 2029: 0; 2030: 1.2193; 2031: 0; 2032: 0; 2033: 24.7677; 2034: 0; 2035: 0; 2036: 0; 2039: 0; 2040: 0
2018-03-24 04:00 | 3 | 3 | 7 | 0 | 0 | 0 | 0.6367 | 1.2734 | 0 | 20.3125 | 10.5647 | 17.0341 | 17.0341 | 25.866 | 0 | 0 | 2024: 25.866; 2025: 0; 2026: 0; 2027: 0; 2028: 0; 2029: 0; 2030: 1.2734; 2031: 0; 2032: 0; 2033: 25.866; 2034: 0; 2035: 0; 2036: 0; 2039: 0; 2040: 0
2018-03-24 05:00 | 3 | 4 | 7 | 0 | 0 | 0 | 0.73655 | 1.4731 | 0 | 20.3125 | 10.5647 | 17.0341 | 17.0341 | 29.9222 | 0 | 0 | 2024: 29.9222; 2025: 0; 2026: 0; 2027: 0; 2028: 0; 2029: 0; 2030: 1.4731; 2031: 0; 2032: 0; 2033: 29.9222; 2034: 0; 2035: 0; 2036: 0; 2039: 0; 2040: 0
2018-03-24 06:00 | 3 | 5 | 7 | 0 | 0 | 0 | 0.84848 | 1.697 | 0 | 20.3125 | 10.5647 | 17.0341 | 17.0341 | 34.4696 | 0 | 0 | 2024: 34.4696; 2025: 0; 2026: 0; 2027: 0; 2028: 0; 2029: 0; 2030: 1.697; 2031: 0; 2032: 0; 2033: 34.4696; 2034: 0; 2035: 0; 2036: 0; 2039: 0; 2040: 0
2018-03-24 07:00 | 3 | 6 | 7 | 0 | 0 | 0.019914 | 0.98675 | 1.9735 | 0.15931 | 20.3125 | 10.5647 | 17.0341 | 17.0341 | 40.0868 | 0.15931 | 0 | 2024: 36.8508; 2025: 3.236; 2026: 0; 2027: 2.7137; 2028: 0; 2029: 0; 2030: 1.8142; 2031: 0; 2032: 0; 2033: 36.8508; 2034: 3.236; 2035: 0; 2036: 2.7137; 2039: 0.019914; 2040: 0.040923
2018-03-24 08:00 | 3 | 7 | 7 | 0 | 0 | 0.16697 | 1.0284 | 2.0569 | 1.3358 | 20.3125 | 10.5647 | 17.0341 | 17.0341 | 41.78 | 1.3358 | 0 | 2024: 14.6471; 2025: 27.133; 2026: 0; 2027: 22.7538; 2028: 0; 2029: 0; 2030: 0.72109; 2031: 0; 2032: 0; 2033: 14.6471; 2034: 27.133; 2035: 0; 2036: 22.7538; 2039: 0.16697; 2040: 0.237
2018-03-24 09:00 | 3 | 8 | 7 | 0 | 0 | 0.33206 | 0.94666 | 1.8933 | 2.6565 | 20.3125 | 10.5647 | 17.0341 | 17.0341 | 38.4582 | 1.8933 | 0.76314 | 2024: 0; 2025: 38.4582; 2026: 8.0624; 2027: 45.2506; 2028: 0.76314; 2029: 0.76314; 2030: 0; 2031: 0; 2032: 0; 2033: 0; 2034: 38.4582; 2035: 0; 2036: 45.2506; 2039: 0.33206; 2040: 0.27984
2018-03-24 10:00 | 3 | 9 | 7 | 0 | 0 | 0.4308 | 0.93991 | 1.8798 | 3.4464 | 20.3125 | 10.5647 | 17.0341 | 17.0341 | 38.1837 | 1.8798 | 1.5666 | 2024: 0; 2025: 38.1837; 2026: 16.5507; 2027: 58.7066; 2028: 1.5666; 2029: 2.3297; 2030: 0; 2031: 0; 2032: 0; 2033: 0; 2034: 38.1837; 2035: 0; 2036: 58.7066; 2039: 0.4308; 2040: 0.33493
2018-03-24 11:00 | 3 | 10 | 7 | 0 | 0 | 0.4751 | 0.8748 | 1.7496 | 3.8008 | 20.3125 | 10.5647 | 17.0341 | 17.0341 | 35.5386 | 1.7496 | 2.0512 | 2024: 0; 2025: 35.5386; 2026: 21.6706; 2027: 64.7436; 2028: 2.0512; 2029: 4.381; 2030: 0; 2031: 0; 2032: 0; 2033: 0; 2034: 35.5386; 2035: 0; 2036: 64.7436; 2039: 0.4751; 2040: 0.57494
2018-03-24 12:00 | 3 | 11 | 7 | 0 | 0 | 0.54019 | 0.83199 | 1.664 | 4.3215 | 20.3125 | 10.5647 | 17.0341 | 17.0341 | 33.7996 | 1.664 | 2.6575 | 2024: 0; 2025: 33.7996; 2026: 28.0763; 2027: 73.6135; 2028: 2.6575; 2029: 7.0385; 2030: 0; 2031: 0; 2032: 0; 2033: 0; 2034: 33.7996; 2035: 0; 2036: 73.6135; 2039: 0.54019; 2040: 0.65322
2018-03-24 13:00 | 3 | 12 | 7 | 0 | 0 | 0.45685 | 0.86071 | 1.7214 | 3.6548 | 20.3125 | 10.5647 | 17.0341 | 17.0341 | 34.9664 | 1.7214 | 1.9334 | 2024: 0; 2025: 34.9664; 2026: 20.4258; 2027: 62.2568; 2028: 1.9334; 2029: 8.9719; 2030: 0; 2031: 0; 2032: 0; 2033: 0; 2034: 34.9664; 2035: 0; 2036: 62.2568; 2039: 0.45685; 2040: 0.50575
2018-03-24 14:00 | 3 | 13 | 7 | 0 | 0 | 0.19257 | 0.93037 | 1.8607 | 1.5406 | 20.3125 | 10.5647 | 17.0341 | 17.0341 | 37.7963 | 1.5406 | 0 | 2024: 6.5037; 2025: 31.2926; 2026: 0; 2027: 26.2421; 2028: 0; 2029: 8.9719; 2030: 0.32018; 2031: 0.32018; 2032: 0; 2033: 0; 2034: 37.7963; 2035: 0; 2036: 26.2421; 2039: 0.19257; 2040: 0.23422
2018-03-24 15:00 | 3 | 14 | 7 | 0 | 0 | 0.13419 | 0.94641 | 1.8928 | 1.0735 | 20.3125 | 10.5647 | 17.0341 | 17.0341 | 38.448 | 1.0735 | 0 | 2024: 16.6423; 2025: 21.8057; 2026: 0; 2027: 18.2864; 2028: 0; 2029: 8.6239; 2030: 0.81931; 2031: 0.81931; 2032: 0; 2033: 0; 2034: 38.448; 2035: 0; 2036: 18.2864; 2039: 0.13419; 2040: 0.24675
2018-03-24 16:00 | 3 | 15 | 7 | 0 | 1 | 0.26916 | 1.0224 | 2.0448 | 2.1533 | 21.7915 | 12.0437 | 17.0341 | 17.0341 | 44.5585 | 2.0448 | 0.10854 | 2024: 0; 2025: 44.5585; 2026: 1.3073; 2027: 36.6798; 2028: 0.10854; 2029: 7.8419; 2030: 0; 2031: 0; 2032: 0; 2033: 0; 2034: 44.5585; 2035: 0; 2036: 36.6798; 2039: 0.26916; 2040: 0.14506
2018-03-24 17:00 | 3 | 16 | 7 | 0 | 1 | 0.089498 | 1.1622 | 2.3245 | 0.71598 | 21.7915 | 12.0437 | 17.0341 | 17.0341 | 50.6541 | 0.71598 | 0 | 2024: 35.0518; 2025: 15.6023; 2026: 0; 2027: 12.1962; 2028: 0; 2029: 7.8419; 2030: 1.6085; 2031: 1.6085; 2032: 0; 2033: 0; 2034: 50.6541; 2035: 0; 2036: 12.1962; 2039: 0.089498; 2040: 0.089262
2018-03-24 18:00 | 3 | 17 | 7 | 0 | 1 | 0.0059193 | 1.2254 | 2.4508 | 0.047354 | 21.7915 | 12.0437 | 17.0341 | 17.0341 | 53.4062 | 0.047354 | 0 | 2024: 52.3743; 2025: 1.0319; 2026: 0; 2027: 0.80663; 2028: 0; 2029: 6.0935; 2030: 2.4034; 2031: 2.4034; 2032: 0; 2033: 0; 2034: 53.4062; 2035: 0; 2036: 0.80663; 2039: 0.0059193; 2040: 0.003467
2018-03-24 19:00 | 3 | 18 | 7 | 0 | 1 | 0 | 1.1589 | 2.3178 | 0 | 21.7915 | 12.0437 | 17.0341 | 17.0341 | 50.5086 | 0 | 0 | 2024: 50.5086; 2025: 0; 2026: 0; 2027: 0; 2028: 0; 2029: 3.4811; 2030: 2.3178; 2031: 2.3178; 2032: 0; 2033: 0; 2034: 50.5086; 2035: 0; 2036: 0; 2039: 0; 2040: 0
2018-03-24 20:00 | 3 | 19 | 7 | 0 | 0 | 0 | 1.0657 | 2.1314 | 0 | 20.3125 | 10.5647 | 17.0341 | 17.0341 | 43.2948 | 0 | 0 | 2024: 43.2948; 2025: 0; 2026: 0; 2027: 0; 2028: 0; 2029: 0.9617; 2030: 2.1314; 2031: 0.88476; 2032: 0; 2033: 25.3231; 2034: 17.9718; 2035: 0; 2036: 0; 2039: 0; 2040: 0
2018-03-24 21:00 | 3 | 20 | 7 | 0 | 0 | 0 | 0.79347 | 1.5869 | 0 | 20.3125 | 10.5647 | 17.0341 | 17.0341 | 32.2347 | 0 | 0 | 2024: 32.2347; 2025: 0; 2026: 0; 2027: 0; 2028: 0; 2029: 0; 2030: 1.5869; 2031: 0; 2032: 0; 2033: 32.2347; 2034: 0; 2035: 0; 2036: 0; 2039: 0; 2040: 0
2018-03-24 22:00 | 3 | 21 | 7 | 0 | 0 | 0 | 0.61708 | 1.2342 | 0 | 20.3125 | 10.5647 | 17.0341 | 17.0341 | 25.0691 | 0 | 0 | 2024: 25.0691; 2025: 0; 2026: 0; 2027: 0; 2028: 0; 2029: 0; 2030: 1.2342; 2031: 0; 2032: 0; 2033: 25.0691; 2034: 0; 2035: 0; 2036: 0; 2039: 0; 2040: 0
2018-03-24 23:00 | 3 | 22 | 7 | 0 | 0 | 0 | 0.51837 | 1.0367 | 0 | 20.3125 | 10.5647 | 17.0341 | 17.0341 | 21.0588 | 0 | 0 | 2024: 21.0588; 2025: 0; 2026: 0; 2027: 0; 2028: 0; 2029: 0; 2030: 1.0367; 2031: 0; 2032: 0; 2033: 21.0588; 2034: 0; 2035: 0; 2036: 0; 2039: 0; 2040: 0
2018-03-25 | 3 | 23 | 7 | 0 | 0 | 0 | 0.49675 | 0.99351 | 0 | 20.3125 | 10.5647 | 17.0341 | 17.0341 | 20.1806 | 0 | 0 | 2024: 20.1806; 2025: 0; 2026: 0; 2027: 0; 2028: 0; 2029: 0; 2030: 0.99351; 2031: 0; 2032: 0; 2033: 20.1806; 2034: 0; 2035: 0; 2036: 0; 2039: 0; 2040: 0
2018-03-25 01:00 | 3 | 0 | 1 | 0 | 0 | 0 | 0.46744 | 0.93488 | 0 | 20.3125 | 10.5647 | 17.0341 | 17.0341 | 18.9898 | 0 | 0 | 2024: 18.9898; 2025: 0; 2026: 0; 2027: 0; 2028: 0; 2029: 0; 2030: 0.93488; 2031: 0; 2032: 0; 2033: 18.9898; 2034: 0; 2035: 0; 2036: 0; 2039: 0; 2040: 0
2018-03-25 02:00 | 3 | 1 | 1 | 0 | 0 | 0 | 0.49955 | 0.9991 | 0 | 20.3125 | 10.5647 | 17.0341 | 17.0341 | 20.2942 | 0 | 0 | 2024: 20.2942; 2025: 0; 2026: 0; 2027: 0; 2028: 0; 2029: 0; 2030: 0.9991; 2031: 0; 2032: 0; 2033: 20.2942; 2034: 0; 2035: 0; 2036: 0; 2039: 0; 2040: 0
2018-03-25 03:00 | 3 | 2 | 1 | 0 | 0 | 0 | 0.50968 | 1.0194 | 0 | 20.3125 | 10.5647 | 17.0341 | 17.0341 | 20.7057 | 0 | 0 | 2024: 20.7057; 2025: 0; 2026: 0; 2027: 0; 2028: 0; 2029: 0; 2030: 1.0194; 2031: 0; 2032: 0; 2033: 20.7057; 2034: 0; 2035: 0; 2036: 0; 2039: 0; 2040: 0
2018-03-25 04:00 | 3 | 3 | 1 | 0 | 0 | 0 | 0.5562 | 1.1124 | 0 | 20.3125 | 10.5647 | 17.0341 | 17.0341 | 22.5955 | 0 | 0 | 2024: 22.5955; 2025: 0; 2026: 0; 2027: 0; 2028: 0; 2029: 0; 2030: 1.1124; 2031: 0; 2032: 0; 2033: 22.5955; 2034: 0; 2035: 0; 2036: 0; 2039: 0; 2040: 0
2018-03-25 05:00 | 3 | 4 | 1 | 0 | 0 | 0 | 0.6486 | 1.2972 | 0 | 20.3125 | 10.5647 | 17.0341 | 17.0341 | 26.3496 | 0 | 0 | 2024: 26.3496; 2025: 0; 2026: 0; 2027: 0; 2028: 0; 2029: 0; 2030: 1.2972; 2031: 0; 2032: 0; 2033: 26.3496; 2034: 0; 2035: 0; 2036: 0; 2039: 0; 2040: 0
2018-03-25 06:00 | 3 | 5 | 1 | 0 | 0 | 0 | 0.76157 | 1.5231 | 0 | 20.3125 | 10.5647 | 17.0341 | 17.0341 | 30.9387 | 0 | 0 | 2024: 30.9387; 2025: 0; 2026: 0; 2027: 0; 2028: 0; 2029: 0; 2030: 1.5231; 2031: 0; 2032: 0; 2033: 30.9387; 2034: 0; 2035: 0; 2036: 0; 2039: 0; 2040: 0
2018-03-25 07:00 | 3 | 6 | 1 | 0 | 0 | 0.090901 | 0.95082 | 1.9016 | 0.72721 | 20.3125 | 10.5647 | 17.0341 | 17.0341 | 38.6269 | 0.72721 | 0 | 2024: 23.8556; 2025: 14.7714; 2026: 0; 2027: 12.3873; 2028: 0; 2029: 0; 2030: 1.1744; 2031: 0; 2032: 0; 2033: 23.8556; 2034: 14.7714; 2035: 0; 2036: 12.3873; 2039: 0.090901; 2040: 0.12331
2018-03-25 08:00 | 3 | 7 | 1 | 0 | 0 | 0.043717 | 0.99902 | 1.998 | 0.34973 | 20.3125 | 10.5647 | 17.0341 | 17.0341 | 40.5852 | 0.34973 | 0 | 2024: 33.4812; 2025: 7.104; 2026: 0; 2027: 5.9574; 2028: 0; 2029: 0; 2030: 1.6483; 2031: 0; 2032: 0; 2033: 33.4812; 2034: 7.104; 2035: 0; 2036: 5.9574; 2039: 0.043717; 2040: 0.3707
2018-03-25 09:00 | 3 | 8 | 1 | 0 | 0 | 0.012621 | 0.9434 | 1.8868 | 0.10097 | 20.3125 | 10.5647 | 17.0341 | 17.0341 | 38.3257 | 0.10097 | 0 | 2024: 36.2747; 2025: 2.051; 2026: 0; 2027: 1.72; 2028: 0; 2029: 0; 2030: 1.7858; 2031: 0; 2032: 0; 2033: 36.2747; 2034: 2.051; 2035: 0; 2036: 1.72; 2039: 0.012621; 2040: 0.4697
2018-03-25 10:00 | 3 | 9 | 1 | 0 | 0 | 0.025427 | 0.92823 | 1.8565 | 0.20341 | 20.3125 | 10.5647 | 17.0341 | 17.0341 | 37.7092 | 0.20341 | 0 | 2024: 33.5774; 2025: 4.1319; 2026: 0; 2027: 3.465; 2028: 0; 2029: 0; 2030: 1.653; 2031: 0; 2032: 0; 2033: 33.5774; 2034: 4.1319; 2035: 0; 2036: 3.465; 2039: 0.025427; 2040: 0.72345
2018-03-25 11:00 | 3 | 10 | 1 | 0 | 0 | 0.042522 | 0.94975 | 1.8995 | 0.34017 | 20.3125 | 10.5647 | 17.0341 | 17.0341 | 38.5836 | 0.34017 | 0 | 2024: 31.6738; 2025: 6.9098; 2026: 0; 2027: 5.7946; 2028: 0; 2029: 0; 2030: 1.5593; 2031: 0; 2032: 0; 2033: 31.6738; 2034: 6.9098; 2035: 0; 2036: 5.7946; 2039: 0.042522; 2040: 0.63438
2018-03-25 12:00 | 3 | 11 | 1 | 0 | 0 | 0.052972 | 0.86791 | 1.7358 | 0.42377 | 20.3125 | 10.5647 | 17.0341 | 17.0341 | 35.259 | 0.42377 | 0 | 2024: 26.6511; 2025: 8.6079; 2026: 0; 2027: 7.2186; 2028: 0; 2029: 0; 2030: 1.3121; 2031: 0; 2032: 0; 2033: 26.6511; 2034: 8.6079; 2035: 0; 2036: 7.2186; 2039: 0.052972; 2040: 0.69082
2018-03-25 13:00 | 3 | 12 | 1 | 0 | 0 | 0.22381 | 0.88602 | 1.772 | 1.7905 | 20.3125 | 10.5647 | 17.0341 | 17.0341 | 35.9945 | 1.772 | 0.018483 | 2024: 0; 2025: 35.9945; 2026: 0.19527; 2027: 30.5; 2028: 0.018483; 2029: 0.018483; 2030: 0; 2031: 0; 2032: 0; 2033: 0; 2034: 35.9945; 2035: 0; 2036: 30.5; 2039: 0.22381; 2040: 0.69347
2018-03-25 14:00 | 3 | 13 | 1 | 0 | 0 | 0.26201 | 0.89933 | 1.7987 | 2.0961 | 20.3125 | 10.5647 | 17.0341 | 17.0341 | 36.5353 | 1.7987 | 0.29741 | 2024: 0; 2025: 36.5353; 2026: 3.1421; 2027: 35.7048; 2028: 0.29741; 2029: 0.31589; 2030: 0; 2031: 0; 2032: 0; 2033: 0; 2034: 36.5353; 2035: 0; 2036: 35.7048; 2039: 0.26201; 2040: 0.7326
2018-03-25 15:00 | 3 | 14 | 1 | 0 | 0 | 0.20663 | 0.99574 | 1.9915 | 1.6531 | 20.3125 | 10.5647 | 17.0341 | 17.0341 | 40.4521 | 1.6531 | 0 | 2024: 6.8743; 2025: 33.5779; 2026: 0; 2027: 28.1585; 2028: 0; 2029: 0.31589; 2030: 0.33843; 2031: 0.29062; 2032: 0; 2033: 0.971; 2034: 39.4811; 2035: 0; 2036: 28.1585; 2039: 0.20663; 2040: 0.48915
2018-03-25 16:00 | 3 | 15 | 1 | 0 | 1 | 0.25081 | 1.108 | 2.216 | 2.0065 | 21.7915 | 12.0437 | 17.0341 | 17.0341 | 48.29 | 2.0065 | 0 | 2024: 4.5652; 2025: 43.7249; 2026: 0; 2027: 34.1792; 2028: 0; 2029: 0; 2030: 0.20949; 2031: 0; 2032: 0; 2033: 4.5652; 2034: 43.7249; 2035: 0; 2036: 34.1792; 2039: 0.25081; 2040: 0.36234
2018-03-25 17:00 | 3 | 16 | 1 | 0 | 1 | 0.10042 | 1.1099 | 2.2198 | 0.80333 | 21.7915 | 12.0437 | 17.0341 | 17.0341 | 48.3723 | 0.80333 | 0 | 2024: 30.8666; 2025: 17.5057; 2026: 0; 2027: 13.684; 2028: 0; 2029: 0; 2030: 1.4165; 2031: 0; 2032: 0; 2033: 30.8666; 2034: 17.5057; 2035: 0; 2036: 13.684; 2039: 0.10042; 2040: 0.15316
2018-03-25 18:00 | 3 | 17 | 1 | 0 | 1 | 0.0061488 | 1.1034 | 2.2068 | 0.049191 | 21.7915 | 12.0437 | 17.0341 | 17.0341 | 48.0892 | 0.049191 | 0 | 2024: 47.0173; 2025: 1.0719; 2026: 0; 2027: 0.83792; 2028: 0; 2029: 0; 2030: 2.1576; 2031: 0; 2032: 0; 2033: 47.0173; 2034: 1.0719; 2035: 0; 2036: 0.83792; 2039: 0.0061488; 2040: 0.008651
2018-03-25 19:00 | 3 | 18 | 1 | 0 | 1 | 0 | 1.1672 | 2.3345 | 0 | 21.7915 | 12.0437 | 17.0341 | 17.0341 | 50.8718 | 0 | 0 | 2024: 50.8718; 2025: 0; 2026: 0; 2027: 0; 2028: 0; 2029: 0; 2030: 2.3345; 2031: 0; 2032: 0; 2033: 50.8718; 2034: 0; 2035: 0; 2036: 0; 2039: 0; 2040: 0
2018-03-25 20:00 | 3 | 19 | 1 | 0 | 0 | 0 | 1.1239 | 2.2477 | 0 | 20.3125 | 10.5647 | 17.0341 | 17.0341 | 45.6567 | 0 | 0 | 2024: 45.6567; 2025: 0; 2026: 0; 2027: 0; 2028: 0; 2029: 0; 2030: 2.2477; 2031: 0; 2032: 0; 2033: 45.6567; 2034: 0; 2035: 0; 2036: 0; 2039: 0; 2040: 0
2018-03-25 21:00 | 3 | 20 | 1 | 0 | 0 | 0 | 0.94452 | 1.889 | 0 | 20.3125 | 10.5647 | 17.0341 | 17.0341 | 38.3709 | 0 | 0 | 2024: 38.3709; 2025: 0; 2026: 0; 2027: 0; 2028: 0; 2029: 0; 2030: 1.889; 2031: 0; 2032: 0; 2033: 38.3709; 2034: 0; 2035: 0; 2036: 0; 2039: 0; 2040: 0
2018-03-25 22:00 | 3 | 21 | 1 | 0 | 0 | 0 | 0.69209 | 1.3842 | 0 | 20.3125 | 10.5647 | 17.0341 | 17.0341 | 28.116 | 0 | 0 | 2024: 28.116; 2025: 0; 2026: 0; 2027: 0; 2028: 0; 2029: 0; 2030: 1.3842; 2031: 0; 2032: 0; 2033: 28.116; 2034: 0; 2035: 0; 2036: 0; 2039: 0; 2040: 0
2018-03-25 23:00 | 3 | 22 | 1 | 0 | 0 | 0 | 0.62465 | 1.2493 | 0 | 20.3125 | 10.5647 | 17.0341 | 17.0341 | 25.3765 | 0 | 0 | 2024: 25.3765; 2025: 0; 2026: 0; 2027: 0; 2028: 0; 2029: 0; 2030: 1.2493; 2031: 0; 2032: 0; 2033: 25.3765; 2034: 0; 2035: 0; 2036: 0; 2039: 0; 2040: 0
2018-03-26 | 3 | 23 | 1 | 0 | 0 | 0 | 0.57813 | 1.1563 | 0 | 20.3125 | 10.5647 | 17.0341 | 17.0341 | 23.4865 | 0 | 0 | 2024: 23.4865; 2025: 0; 2026: 0; 2027: 0; 2028: 0; 2029: 0; 2030: 1.1563; 2031: 0; 2032: 0; 2033: 23.4865; 2034: 0; 2035: 0; 2036: 0; 2039: 0; 2040: 0
2018-03-26 01:00 | 3 | 0 | 2 | 0 | 0 | 0 | 0.56218 | 1.1244 | 0 | 20.3125 | 10.5647 | 17.0341 | 17.0341 | 22.8385 | 0 | 0 | 2024: 22.8385; 2025: 0; 2026: 0; 2027: 0; 2028: 0; 2029: 0; 2030: 1.1244; 2031: 0; 2032: 0; 2033: 22.8385; 2034: 0; 2035: 0; 2036: 0; 2039: 0; 2040: 0
2018-03-26 02:00 | 3 | 1 | 2 | 0 | 0 | 0 | 0.59561 | 1.1912 | 0 | 20.3125 | 10.5647 | 17.0341 | 17.0341 | 24.1968 | 0 | 0 | 2024: 24.1968; 2025: 0; 2026: 0; 2027: 0; 2028: 0; 2029: 0; 2030: 1.1912; 2031: 0; 2032: 0; 2033: 24.1968; 2034: 0; 2035: 0; 2036: 0; 2039: 0; 2040: 0
2018-03-26 03:00 | 3 | 2 | 2 | 0 | 0 | 0 | 0.63136 | 1.2627 | 0 | 20.3125 | 10.5647 | 17.0341 | 17.0341 | 25.6492 | 0 | 0 | 2024: 25.6492; 2025: 0; 2026: 0; 2027: 0; 2028: 0; 2029: 0; 2030: 1.2627; 2031: 0; 2032: 0; 2033: 25.6492; 2034: 0; 2035: 0; 2036: 0; 2039: 0; 2040: 0
2018-03-26 04:00 | 3 | 3 | 2 | 0 | 0 | 0 | 0.71907 | 1.4381 | 0 | 20.3125 | 10.5647 | 17.0341 | 17.0341 | 29.2124 | 0 | 0 | 2024: 29.2124; 2025: 0; 2026: 0; 2027: 0; 2028: 0; 2029: 0; 2030: 1.4381; 2031: 0; 2032: 0; 2033: 29.2124; 2034: 0; 2035: 0; 2036: 0; 2039: 0; 2040: 0
2018-03-26 05:00 | 3 | 4 | 2 | 0 | 0 | 0 | 0.90133 | 1.8027 | 0 | 20.3125 | 10.5647 | 17.0341 | 17.0341 | 36.6165 | 0 | 0 | 2024: 36.6165; 2025: 0; 2026: 0; 2027: 0; 2028: 0; 2029: 0; 2030: 1.8027; 2031: 0; 2032: 0; 2033: 36.6165; 2034: 0; 2035: 0; 2036: 0; 2039: 0; 2040: 0
2018-03-26 06:00 | 3 | 5 | 2 | 0 | 0 | 0 | 1.0406 | 2.0812 | 0 | 20.3125 | 10.5647 | 17.0341 | 17.0341 | 42.275 | 0 | 0 | 2024: 42.275; 2025: 0; 2026: 0; 2027: 0; 2028: 0; 2029: 0; 2030: 2.0812; 2031: 0; 2032: 0; 2033: 42.275; 2034: 0; 2035: 0; 2036: 0; 2039: 0; 2040: 0.00017367
2018-03-26 07:00 | 3 | 6 | 2 | 0 | 0 | 0.011871 | 1.0029 | 2.0059 | 0.094968 | 20.3125 | 10.5647 | 17.0341 | 17.0341 | 40.7443 | 0.094968 | 0 | 2024: 38.8153; 2025: 1.929; 2026: 0; 2027: 1.6177; 2028: 0; 2029: 0; 2030: 1.9109; 2031: 0; 2032: 0; 2033: 38.8153; 2034: 1.929; 2035: 0; 2036: 1.6177; 2039: 0.011871; 2040: 0.12174
2018-03-26 08:00 | 3 | 7 | 2 | 0 | 0 | 0.024222 | 0.95193 | 1.9039 | 0.19378 | 20.3125 | 10.5647 | 17.0341 | 17.0341 | 38.672 | 0.19378 | 0 | 2024: 34.7359; 2025: 3.9361; 2026: 0; 2027: 3.3008; 2028: 0; 2029: 0; 2030: 1.7101; 2031: 0; 2032: 0; 2033: 34.7359; 2034: 3.9361; 2035: 0; 2036: 3.3008; 2039: 0.024222; 2040: 0.30013
2018-03-26 09:00 | 3 | 8 | 2 | 0 | 0 | 0.046882 | 0.93465 | 1.8693 | 0.37506 | 20.3125 | 10.5647 | 17.0341 | 17.0341 | 37.9701 | 0.37506 | 0 | 2024: 30.3517; 2025: 7.6184; 2026: 0; 2027: 6.3888; 2028: 0; 2029: 0; 2030: 1.4942; 2031: 0; 2032: 0; 2033: 30.3517; 2034: 7.6184; 2035: 0; 2036: 6.3888; 2039: 0.046882; 2040: 0.53284
2018-03-26 10:00 | 3 | 9 | 2 | 0 | 0 | 0.13117 | 0.86832 | 1.7366 | 1.0494 | 20.3125 | 10.5647 | 17.0341 | 17.0341 | 35.2754 | 1.0494 | 0 | 2024: 13.9601; 2025: 21.3153; 2026: 0; 2027: 17.8751; 2028: 0; 2029: 0; 2030: 0.68727; 2031: 0; 2032: 0; 2033: 13.9601; 2034: 21.3153; 2035: 0; 2036: 17.8751; 2039: 0.13117; 2040: 0.66565
2018-03-26 11:00 | 3 | 10 | 2 | 0 | 0 | 0.45323 | 0.80399 | 1.608 | 3.6258 | 20.3125 | 10.5647 | 17.0341 | 17.0341 | 32.6621 | 1.608 | 2.0178 | 2024: 0; 2025: 32.6621; 2026: 21.3178; 2027: 61.7625; 2028: 2.0178; 2029: 2.0178; 2030: 0; 2031: 0; 2032: 0; 2033: 0; 2034: 32.6621; 2035: 0; 2036: 61.7625; 2039: 0.45323; 2040: 0.68457
2018-03-26 12:00 | 3 | 11 | 2 | 0 | 0 | 0.37747 | 0.74475 | 1.4895 | 3.0197 | 20.3125 | 10.5647 | 17.0341 | 17.0341 | 30.2555 | 1.4895 | 1.5302 | 2024: 0; 2025: 30.2555; 2026: 16.1665; 2027: 51.4386; 2028: 1.5302; 2029: 3.5481; 2030: 0; 2031: 0; 2032: 0; 2033: 0; 2034: 30.2555; 2035: 0; 2036: 51.4386; 2039: 0.37747; 2040: 0.72628
2018-03-26 13:00 | 3 | 12 | 2 | 0 | 0 | 0.43684 | 0.7718 | 1.5436 | 3.4947 | 20.3125 | 10.5647 | 17.0341 | 17.0341 | 31.3546 | 1.5436 | 1.9511 | 2024: 0; 2025: 31.3546; 2026: 20.6128; 2027: 59.5293; 2028: 1.9511; 2029: 5.4992; 2030: 0; 2031: 0; 2032: 0; 2033: 0; 2034: 31.3546; 2035: 0; 2036: 59.5293; 2039: 0.43684; 2040: 0.62852
2018-03-26 14:00 | 3 | 13 | 2 | 0 | 0 | 0.6411 | 0.76446 | 1.5289 | 5.1288 | 20.3125 | 10.5647 | 17.0341 | 17.0341 | 31.056 | 1.5289 | 3.5999 | 2024: 0; 2025: 31.056; 2026: 38.0315; 2027: 87.3642; 2028: 3.5999; 2029: 9.099; 2030: 0; 2031: 0; 2032: 0; 2033: 0; 2034: 31.056; 2035: 0; 2036: 87.3642; 2039: 0.6411; 2040: 0.56849
2018-03-26 15:00 | 3 | 14 | 2 | 0 | 0 | 0.53279 | 0.81134 | 1.6227 | 4.2623 | 20.3125 | 10.5647 | 17.0341 | 17.0341 | 32.9609 | 1.6227 | 2.6396 | 2024: 0; 2025: 32.9609; 2026: 27.8867; 2027: 72.6044; 2028: 2.6396; 2029: 11.7386; 2030: 0; 2031: 0; 2032: 0; 2033: 0; 2034: 32.9609; 2035: 0; 2036: 72.6044; 2039: 0.53279; 2040: 0.4792
2018-03-26 16:00 | 3 | 15 | 2 | 0 | 1 | 0.1527 | 0.94935 | 1.8987 | 1.2216 | 21.7915 | 12.0437 | 17.0341 | 17.0341 | 41.3755 | 1.2216 | 0 | 2024: 14.7545; 2025: 26.621; 2026: 0; 2027: 20.8093; 2028: 0; 2029: 11.7386; 2030: 0.67708; 2031: 0.67708; 2032: 0; 2033: 0; 2034: 41.3755; 2035: 0; 2036: 20.8093; 2039: 0.1527; 2040: 0.42304
2018-03-26 17:00 | 3 | 16 | 2 | 0 | 1 | 0.080443 | 1.0776 | 2.1553 | 0.64355 | 21.7915 | 12.0437 | 17.0341 | 17.0341 | 46.9661 | 0.64355 | 0 | 2024: 32.9423; 2025: 14.0238; 2026: 0; 2027: 10.9623; 2028: 0; 2029: 11.0027; 2030: 1.5117; 2031: 1.5117; 2032: 0; 2033: 0; 2034: 46.9661; 2035: 0; 2036: 10.9623; 2039: 0.080443; 2040: 0.19965
2018-03-26 18:00 | 3 | 17 | 2 | 0 | 1 | 0.010326 | 1.0895 | 2.1789 | 0.08261 | 21.7915 | 12.0437 | 17.0341 | 17.0341 | 47.4821 | 0.08261 | 0 | 2024: 45.6819; 2025: 1.8002; 2026: 0; 2027: 1.4072; 2028: 0; 2029: 9.3595; 2030: 2.0963; 2031: 2.0963; 2032: 0; 2033: 0; 2034: 47.4821; 2035: 0; 2036: 1.4072; 2039: 0.010326; 2040: 0.012585
2018-03-26 19:00 | 3 | 18 | 2 | 0 | 1 | 0 | 1.1958 | 2.3917 | 0 | 21.7915 | 12.0437 | 17.0341 | 17.0341 | 52.1183 | 0 | 0 | 2024: 52.1183; 2025: 0; 2026: 0; 2027: 0; 2028: 0; 2029: 7.0809; 2030: 2.3917; 2031: 2.3917; 2032: 0; 2033: 0; 2034: 52.1183; 2035: 0; 2036: 0; 2039: 0; 2040: 0
2018-03-26 20:00 | 3 | 19 | 2 | 0 | 0 | 0 | 1.1241 | 2.2482 | 0 | 20.3125 | 10.5647 | 17.0341 | 17.0341 | 45.6663 | 0 | 0 | 2024: 45.6663; 2025: 0; 2026: 0; 2027: 0; 2028: 0; 2029: 4.4812; 2030: 2.2482; 2031: 2.2482; 2032: 0; 2033: 0; 2034: 45.6663; 2035: 0; 2036: 0; 2039: 0; 2040: 0
2018-03-26 21:00 | 3 | 20 | 2 | 0 | 0 | 0 | 0.85578 | 1.7116 | 0 | 20.3125 | 10.5647 | 17.0341 | 17.0341 | 34.766 | 0 | 0 | 2024: 34.766; 2025: 0; 2026: 0; 2027: 0; 2028: 0; 2029: 2.0376; 2030: 1.7116; 2031: 1.7116; 2032: 0; 2033: 0; 2034: 34.766; 2035: 0; 2036: 0; 2039: 0; 2040: 0
2018-03-26 22:00 | 3 | 21 | 2 | 0 | 0 | 0 | 0.66852 | 1.337 | 0 | 20.3125 | 10.5647 | 17.0341 | 17.0341 | 27.1585 | 0 | 0 | 2024: 27.1585; 2025: 0; 2026: 0; 2027: 0; 2028: 0; 2029: 0.17716; 2030: 1.337; 2031: 0.16299; 2032: 0; 2033: 23.8478; 2034: 3.3108; 2035: 0; 2036: 0; 2039: 0; 2040: 0
2018-03-26 23:00 | 3 | 22 | 2 | 0 | 0 | 0 | 0.61285 | 1.2257 | 0 | 20.3125 | 10.5647 | 17.0341 | 17.0341 | 24.8972 | 0 | 0 | 2024: 24.8972; 2025: 0; 2026: 0; 2027: 0; 2028: 0; 2029: 0; 2030: 1.2257; 2031: 0; 2032: 0; 2033: 24.8972; 2034: 0; 2035: 0; 2036: 0; 2039: 0; 2040: 0
2018-03-27 | 3 | 23 | 2 | 0 | 0 | 0 | 0.54492 | 1.0898 | 0 | 20.3125 | 10.5647 | 17.0341 | 17.0341 | 22.1373 | 0 | 0 | 2024: 22.1373; 2025: 0; 2026: 0; 2027: 0; 2028: 0; 2029: 0; 2030: 1.0898; 2031: 0; 2032: 0; 2033: 22.1373; 2034: 0; 2035: 0; 2036: 0; 2039: 0; 2040: 0
2018-03-27 01:00 | 3 | 0 | 3 | 0 | 0 | 0 | 0.51378 | 1.0276 | 0 | 20.3125 | 10.5647 | 17.0341 | 17.0341 | 20.8722 | 0 | 0 | 2024: 20.8722; 2025: 0; 2026: 0; 2027: 0; 2028: 0; 2029: 0; 2030: 1.0276; 2031: 0; 2032: 0; 2033: 20.8722; 2034: 0; 2035: 0; 2036: 0; 2039: 0; 2040: 0
2018-03-27 02:00 | 3 | 1 | 3 | 0 | 0 | 0 | 0.53213 | 1.0643 | 0 | 20.3125 | 10.5647 | 17.0341 | 17.0341 | 21.6177 | 0 | 0 | 2024: 21.6177; 2025: 0; 2026: 0; 2027: 0; 2028: 0; 2029: 0; 2030: 1.0643; 2031: 0; 2032: 0; 2033: 21.6177; 2034: 0; 2035: 0; 2036: 0; 2039: 0; 2040: 0
2018-03-27 03:00 | 3 | 2 | 3 | 0 | 0 | 0 | 0.54039 | 1.0808 | 0 | 20.3125 | 10.5647 | 17.0341 | 17.0341 | 21.9533 | 0 | 0 | 2024: 21.9533; 2025: 0; 2026: 0; 2027: 0; 2028: 0; 2029: 0; 2030: 1.0808; 2031: 0; 2032: 0; 2033: 21.9533; 2034: 0; 2035: 0; 2036: 0; 2039: 0; 2040: 0
2018-03-27 04:00 | 3 | 3 | 3 | 0 | 0 | 0 | 0.59826 | 1.1965 | 0 | 20.3125 | 10.5647 | 17.0341 | 17.0341 | 24.3042 | 0 | 0 | 2024: 24.3042; 2025: 0; 2026: 0; 2027: 0; 2028: 0; 2029: 0; 2030: 1.1965; 2031: 0; 2032: 0; 2033: 24.3042; 2034: 0; 2035: 0; 2036: 0; 2039: 0; 2040: 0
2018-03-27 05:00 | 3 | 4 | 3 | 0 | 0 | 0 | 0.83586 | 1.6717 | 0 | 20.3125 | 10.5647 | 17.0341 | 17.0341 | 33.9566 | 0 | 0 | 2024: 33.9566; 2025: 0; 2026: 0; 2027: 0; 2028: 0; 2029: 0; 2030: 1.6717; 2031: 0; 2032: 0; 2033: 33.9566; 2034: 0; 2035: 0; 2036: 0; 2039: 0; 2040: 0
2018-03-27 06:00 | 3 | 5 | 3 | 0 | 0 | 0 | 0.94427 | 1.8885 | 0 | 20.3125 | 10.5647 | 17.0341 | 17.0341 | 38.361 | 0 | 0 | 2024: 38.361; 2025: 0; 2026: 0; 2027: 0; 2028: 0; 2029: 0; 2030: 1.8885; 2031: 0; 2032: 0; 2033: 38.361; 2034: 0; 2035: 0; 2036: 0; 2039: 0; 2040: 0.0010467
2018-03-27 07:00 | 3 | 6 | 3 | 0 | 0 | 0.10615 | 0.96748 | 1.935 | 0.84917 | 20.3125 | 10.5647 | 17.0341 | 17.0341 | 39.3039 | 0.84917 | 0 | 2024: 22.0551; 2025: 17.2487; 2026: 0; 2027: 14.4649; 2028: 0; 2029: 0; 2030: 1.0858; 2031: 0; 2032: 0; 2033: 22.0551; 2034: 17.2487; 2035: 0; 2036: 14.4649; 2039: 0.10615; 2040: 0.1222
2018-03-27 08:00 | 3 | 7 | 3 | 0 | 0 | 0.30504 | 0.97501 | 1.95 | 2.4403 | 20.3125 | 10.5647 | 17.0341 | 17.0341 | 39.6097 | 1.95 | 0.49033 | 2024: 0; 2025: 39.6097; 2026: 5.1802; 2027: 41.5692; 2028: 0.49033; 2029: 0.49033; 2030: 0; 2031: 0; 2032: 0; 2033: 0; 2034: 39.6097; 2035: 0; 2036: 41.5692; 2039: 0.30504; 2040: 0.33504
2018-03-27 09:00 | 3 | 8 | 3 | 0 | 0 | 0.47314 | 0.93528 | 1.8706 | 3.7851 | 20.3125 | 10.5647 | 17.0341 | 17.0341 | 37.9957 | 1.8706 | 1.9145 | 2024: 0; 2025: 37.9957; 2026: 20.2265; 2027: 64.4757; 2028: 1.9145; 2029: 2.4049; 2030: 0; 2031: 0; 2032: 0; 2033: 0; 2034: 37.9957; 2035: 0; 2036: 64.4757; 2039: 0.47314; 2040: 0.54514
2018-03-27 10:00 | 3 | 9 | 3 | 0 | 0 | 0.59427 | 0.9694 | 1.9388 | 4.7542 | 20.3125 | 10.5647 | 17.0341 | 17.0341 | 39.3819 | 1.9388 | 2.8154 | 2024: 0; 2025: 39.3819; 2026: 29.7437; 2027: 80.9833; 2028: 2.8154; 2029: 5.2202; 2030: 0; 2031: 0; 2032: 0; 2033: 0; 2034: 39.3819; 2035: 0; 2036: 80.9833; 2039: 0.59427; 2040: 0.68442
2018-03-27 11:00 | 3 | 10 | 3 | 0 | 0 | 0.66793 | 0.8794 | 1.7588 | 5.3434 | 20.3125 | 10.5647 | 17.0341 | 17.0341 | 35.7258 | 1.7588 | 3.5846 | 2024: 0; 2025: 35.7258; 2026: 37.8707; 2027: 91.0209; 2028: 3.5846; 2029: 8.8049; 2030: 0; 2031: 0; 2032: 0; 2033: 0; 2034: 35.7258; 2035: 0; 2036: 91.0209; 2039: 0.66793; 2040: 0.69876
2018-03-27 12:00 | 3 | 11 | 3 | 0 | 0 | 0.11471 | 0.82725 | 1.6545 | 0.91767 | 20.3125 | 10.5647 | 17.0341 | 17.0341 | 33.6072 | 0.91767 | 0 | 2024: 14.967; 2025: 18.6402; 2026: 0; 2027: 15.6318; 2028: 0; 2029: 8.8049; 2030: 0.73684; 2031: 0.73684; 2032: 0; 2033: 0; 2034: 33.6072; 2035: 0; 2036: 15.6318; 2039: 0.11471; 2040: 0.70224
2018-03-27 13:00 | 3 | 12 | 3 | 0 | 0 | 0.3302 | 0.78084 | 1.5617 | 2.6416 | 20.3125 | 10.5647 | 17.0341 | 17.0341 | 31.7218 | 1.5617 | 1.0799 | 2024: 0; 2025: 31.7218; 2026: 11.4089; 2027: 44.9973; 2028: 1.0799; 2029: 9.0839; 2030: 0; 2031: 0; 2032: 0; 2033: 0; 2034: 31.7218; 2035: 0; 2036: 44.9973; 2039: 0.3302; 2040: 0.70151
2018-03-27 14:00 | 3 | 13 | 3 | 0 | 0 | 0.038443 | 0.76068 | 1.5214 | 0.30755 | 20.3125 | 10.5647 | 17.0341 | 17.0341 | 30.9025 | 0.30755 | 0 | 2024: 24.6554; 2025: 6.2471; 2026: 0; 2027: 5.2388; 2028: 0; 2029: 9.0839; 2030: 1.2138; 2031: 1.2138; 2032: 0; 2033: 0; 2034: 30.9025; 2035: 0; 2036: 5.2388; 2039: 0.038443; 2040: 0.6283
2018-03-27 15:00 | 3 | 14 | 3 | 0 | 0 | 0.12873 | 0.80702 | 1.614 | 1.0299 | 20.3125 | 10.5647 | 17.0341 | 17.0341 | 32.7851 | 1.0299 | 0 | 2024: 11.8661; 2025: 20.919; 2026: 0; 2027: 17.5427; 2028: 0; 2029: 7.7645; 2030: 0.58418; 2031: 0.58418; 2032: 0; 2033: 0; 2034: 32.7851; 2035: 0; 2036: 17.5427; 2039: 0.12873; 2040: 0.47506
2018-03-27 16:00 | 3 | 15 | 3 | 0 | 1 | 0.10539 | 0.90342 | 1.8068 | 0.84309 | 21.7915 | 12.0437 | 17.0341 | 17.0341 | 39.3735 | 0.84309 | 0 | 2024: 21.0014; 2025: 18.3721; 2026: 0; 2027: 14.3613; 2028: 0; 2029: 7.1295; 2030: 0.96374; 2031: 0.96374; 2032: 0; 2033: 0; 2034: 39.3735; 2035: 0; 2036: 14.3613; 2039: 0.10539; 2040: 0.34866
2018-03-27 17:00 | 3 | 16 | 3 | 0 | 1 | 0.14066 | 1.0585 | 2.1171 | 1.1253 | 21.7915 | 12.0437 | 17.0341 | 17.0341 | 46.1337 | 1.1253 | 0 | 2024: 21.6127; 2025: 24.521; 2026: 0; 2027: 19.1678; 2028: 0; 2029: 6.082; 2030: 0.9918; 2031: 0.9918; 2032: 0; 2033: 0; 2034: 46.1337; 2035: 0; 2036: 19.1678; 2039: 0.14066; 2040: 0.15733
2018-03-27 18:00 | 3 | 17 | 3 | 0 | 1 | 0.011496 | 1.1519 | 2.3037 | 0.091971 | 21.7915 | 12.0437 | 17.0341 | 17.0341 | 50.2012 | 0.091971 | 0 | 2024: 48.197; 2025: 2.0042; 2026: 0; 2027: 1.5667; 2028: 0; 2029: 5.0039; 2030: 2.2117; 2031: 2.2117; 2032: 0; 2033: 0; 2034: 50.2012; 2035: 0; 2036: 1.5667; 2039: 0.011496; 2040: 0.010602
2018-03-27 19:00 | 3 | 18 | 3 | 0 | 1 | 0 | 1.1883 | 2.3765 | 0 | 21.7915 | 12.0437 | 17.0341 | 17.0341 | 51.7875 | 0 | 0 | 2024: 51.7875; 2025: 0; 2026: 0; 2027: 0; 2028: 0; 2029: 2.5999; 2030: 2.3765; 2031: 2.3765; 2032: 0; 2033: 0; 2034: 51.7875; 2035: 0; 2036: 0; 2039: 0; 2040: 0
2018-03-27 20:00 | 3 | 19 | 3 | 0 | 0 | 0 | 1.185 | 2.3699 | 0 | 20.3125 | 10.5647 | 17.0341 | 17.0341 | 48.1386 | 0 | 0 | 2024: 48.1386; 2025: 0; 2026: 0; 2027: 0; 2028: 0; 2029: 0.01673; 2030: 2.3699; 2031: 0.015391; 2032: 0; 2033: 47.826; 2034: 0.31264; 2035: 0; 2036: 0; 2039: 0; 2040: 0
2018-03-27 21:00 | 3 | 20 | 3 | 0 | 0 | 0 | 0.97902 | 1.958 | 0 | 20.3125 | 10.5647 | 17.0341 | 17.0341 | 39.7727 | 0 | 0 | 2024: 39.7727; 2025: 0; 2026: 0; 2027: 0; 2028: 0; 2029: 0; 2030: 1.958; 2031: 0; 2032: 0; 2033: 39.7727; 2034: 0; 2035: 0; 2036: 0; 2039: 0; 2040: 0
2018-03-27 22:00 | 3 | 21 | 3 | 0 | 0 | 0 | 0.78381 | 1.5676 | 0 | 20.3125 | 10.5647 | 17.0341 | 17.0341 | 31.8422 | 0 | 0 | 2024: 31.8422; 2025: 0; 2026: 0; 2027: 0; 2028: 0; 2029: 0; 2030: 1.5676; 2031: 0; 2032: 0; 2033: 31.8422; 2034: 0; 2035: 0; 2036: 0; 2039: 0; 2040: 0
2018-03-27 23:00 | 3 | 22 | 3 | 0 | 0 | 0 | 0.72248 | 1.445 | 0 | 20.3125 | 10.5647 | 17.0341 | 17.0341 | 29.3507 | 0 | 0 | 2024: 29.3507; 2025: 0; 2026: 0; 2027: 0; 2028: 0; 2029: 0; 2030: 1.445; 2031: 0; 2032: 0; 2033: 29.3507; 2034: 0; 2035: 0; 2036: 0; 2039: 0; 2040: 0
2018-03-28 | 3 | 23 | 3 | 0 | 0 | 0 | 0.68873 | 1.3775 | 0 | 20.3125 | 10.5647 | 17.0341 | 17.0341 | 27.9796 | 0 | 0 | 2024: 27.9796; 2025: 0; 2026: 0; 2027: 0; 2028: 0; 2029: 0; 2030: 1.3775; 2031: 0; 2032: 0; 2033: 27.9796; 2034: 0; 2035: 0; 2036: 0; 2039: 0; 2040: 0
2018-03-28 01:00 | 3 | 0 | 4 | 0 | 0 | 0 | 0.67886 | 1.3577 | 0 | 20.3125 | 10.5647 | 17.0341 | 17.0341 | 27.5789 | 0 | 0 | 2024: 27.5789; 2025: 0; 2026: 0; 2027: 0; 2028: 0; 2029: 0; 2030: 1.3577; 2031: 0; 2032: 0; 2033: 27.5789; 2034: 0; 2035: 0; 2036: 0; 2039: 0; 2040: 0
2018-03-28 02:00 | 3 | 1 | 4 | 0 | 0 | 0 | 0.69542 | 1.3908 | 0 | 20.3125 | 10.5647 | 17.0341 | 17.0341 | 28.2516 | 0 | 0 | 2024: 28.2516; 2025: 0; 2026: 0; 2027: 0; 2028: 0; 2029: 0; 2030: 1.3908; 2031: 0; 2032: 0; 2033: 28.2516; 2034: 0; 2035: 0; 2036: 0; 2039: 0; 2040: 0
2018-03-28 03:00 | 3 | 2 | 4 | 0 | 0 | 0 | 0.73327 | 1.4665 | 0 | 20.3125 | 10.5647 | 17.0341 | 17.0341 | 29.789 | 0 | 0 | 2024: 29.789; 2025: 0; 2026: 0; 2027: 0; 2028: 0; 2029: 0; 2030: 1.4665; 2031: 0; 2032: 0; 2033: 29.789; 2034: 0; 2035: 0; 2036: 0; 2039: 0; 2040: 0
2018-03-28 04:00 | 3 | 3 | 4 | 0 | 0 | 0 | 0.83174 | 1.6635 | 0 | 20.3125 | 10.5647 | 17.0341 | 17.0341 | 33.7896 | 0 | 0 | 2024: 33.7896; 2025: 0; 2026: 0; 2027: 0; 2028: 0; 2029: 0; 2030: 1.6635; 2031: 0; 2032: 0; 2033: 33.7896; 2034: 0; 2035: 0; 2036: 0; 2039: 0; 2040: 0
2018-03-28 05:00 | 3 | 4 | 4 | 0 | 0 | 0 | 1.0579 | 2.1158 | 0 | 20.3125 | 10.5647 | 17.0341 | 17.0341 | 42.9781 | 0 | 0 | 2024: 42.9781; 2025: 0; 2026: 0; 2027: 0; 2028: 0; 2029: 0; 2030: 2.1158; 2031: 0; 2032: 0; 2033: 42.9781; 2034: 0; 2035: 0; 2036: 0; 2039: 0; 2040: 0
2018-03-28 06:00 | 3 | 5 | 4 | 0 | 0 | 0 | 1.1413 | 2.2826 | 0 | 20.3125 | 10.5647 | 17.0341 | 17.0341 | 46.3657 | 0 | 0 | 2024: 46.3657; 2025: 0; 2026: 0; 2027: 0; 2028: 0; 2029: 0; 2030: 2.2826; 2031: 0; 2032: 0; 2033: 46.3657; 2034: 0; 2035: 0; 2036: 0; 2039: 0; 2040: 0
2018-03-28 07:00 | 3 | 6 | 4 | 0 | 0 | 0.064324 | 1.1146 | 2.2293 | 0.51459 | 20.3125 | 10.5647 | 17.0341 | 17.0341 | 45.2818 | 0.51459 | 0 | 2024: 34.8292; 2025: 10.4526; 2026: 0; 2027: 8.7656; 2028: 0; 2029: 0; 2030: 1.7147; 2031: 0; 2032: 0; 2033: 34.8292; 2034: 10.4526; 2035: 0; 2036: 8.7656; 2039: 0.064324; 2040: 0.063234
2018-03-28 08:00 | 3 | 7 | 4 | 0 | 0 | 0.32104 | 1.0345 | 2.0691 | 2.5683 | 20.3125 | 10.5647 | 17.0341 | 17.0341 | 42.0282 | 2.0691 | 0.49922 | 2024: 0; 2025: 42.0282; 2026: 5.2742; 2027: 43.7489; 2028: 0.49922; 2029: 0.49922; 2030: 0; 2031: 0; 2032: 0; 2033: 0; 2034: 42.0282; 2035: 0; 2036: 43.7489; 2039: 0.32104; 2040: 0.094205
2018-03-28 09:00 | 3 | 8 | 4 | 0 | 0 | 0.36584 | 0.98828 | 1.9766 | 2.9267 | 20.3125 | 10.5647 | 17.0341 | 17.0341 | 40.149 | 1.9766 | 0.95016 | 2024: 0; 2025: 40.149; 2026: 10.0381; 2027: 49.8542; 2028: 0.95016; 2029: 1.4494; 2030: 0; 2031: 0; 2032: 0; 2033: 0; 2034: 40.149; 2035: 0; 2036: 49.8542; 2039: 0.36584; 2040: 0.28066
2018-03-28 10:00 | 3 | 9 | 4 | 0 | 0 | 0.49254 | 0.94282 | 1.8856 | 3.9403 | 20.3125 | 10.5647 | 17.0341 | 17.0341 | 38.302 | 1.8856 | 2.0547 | 2024: 0; 2025: 38.302; 2026: 21.7074; 2027: 67.1203; 2028: 2.0547; 2029: 3.5041; 2030: 0; 2031: 0; 2032: 0; 2033: 0; 2034: 38.302; 2035: 0; 2036: 67.1203; 2039: 0.49254; 2040: 0.29523
2018-03-28 11:00 | 3 | 10 | 4 | 0 | 0 | 0.6989 | 0.90041 | 1.8008 | 5.5912 | 20.3125 | 10.5647 | 17.0341 | 17.0341 | 36.579 | 1.8008 | 3.7904 | 2024: 0; 2025: 36.579; 2026: 40.0442; 2027: 95.2409; 2028: 3.7904; 2029: 7.2944; 2030: 0; 2031: 0; 2032: 0; 2033: 0; 2034: 36.579; 2035: 0; 2036: 95.2409; 2039: 0.6989; 2040: 0.48569
2018-03-28 12:00 | 3 | 11 | 4 | 0 | 0 | 0.58198 | 0.85921 | 1.7184 | 4.6559 | 20.3125 | 10.5647 | 17.0341 | 17.0341 | 34.9056 | 1.7184 | 2.9374 | 2024: 0; 2025: 34.9056; 2026: 31.0331; 2027: 79.3085; 2028: 2.9374; 2029: 10.2319; 2030: 0; 2031: 0; 2032: 0; 2033: 0; 2034: 34.9056; 2035: 0; 2036: 79.3085; 2039: 0.58198; 2040: 0.59094
2018-03-28 13:00 | 3 | 12 | 4 | 0 | 0 | 0.4879 | 0.78002 | 1.56 | 3.9032 | 20.3125 | 10.5647 | 17.0341 | 17.0341 | 31.6885 | 1.56 | 2.3431 | 2024: 0; 2025: 31.6885; 2026: 24.7544; 2027: 66.4871; 2028: 2.2681; 2029: 12.5; 2030: 0; 2031: 0; 2032: 0.074992; 2033: 0; 2034: 31.6885; 2035: 0.79227; 2036: 66.4871; 2039: 0.4879; 2040: 0.55066
2018-03-28 14:00 | 3 | 13 | 4 | 0 | 0 | 0.34354 | 0.85174 | 1.7035 | 2.7483 | 20.3125 | 10.5647 | 17.0341 | 17.0341 | 34.6021 | 1.7035 | 1.0448 | 2024: 0; 2025: 34.6021; 2026: 11.0384; 2027: 46.8153; 2028: 0; 2029: 12.5; 2030: 0; 2031: 0; 2032: 1.0448; 2033: 0; 2034: 34.6021; 2035: 11.0384; 2036: 46.8153; 2039: 0.34354; 2040: 0.60006
2018-03-28 15:00 | 3 | 14 | 4 | 0 | 0 | 0.29487 | 0.93088 | 1.8618 | 2.359 | 20.3125 | 10.5647 | 17.0341 | 17.0341 | 37.8171 | 1.8618 | 0.49723 | 2024: 0; 2025: 37.8171; 2026: 5.2531; 2027: 40.1834; 2028: 0; 2029: 12.5; 2030: 0; 2031: 0; 2032: 0.49723; 2033: 0; 2034: 37.8171; 2035: 5.2531; 2036: 40.1834; 2039: 0.29487; 2040: 0.41164
2018-03-28 16:00 | 3 | 15 | 4 | 0 | 1 | 0.064086 | 0.98968 | 1.9794 | 0.51269 | 21.7915 | 12.0437 | 17.0341 | 17.0341 | 43.1332 | 0.51269 | 0 | 2024: 31.9611; 2025: 11.1722; 2026: 0; 2027: 8.7332; 2028: 0; 2029: 12.5; 2030: 1.4667; 2031: 1.4667; 2032: 0; 2033: 0; 2034: 43.1332; 2035: 0; 2036: 8.7332; 2039: 0.064086; 2040: 0.19515
2018-03-28 17:00 | 3 | 16 | 4 | 0 | 1 | 0.0026895 | 1.1441 | 2.2882 | 0.021516 | 21.7915 | 12.0437 | 17.0341 | 17.0341 | 49.8631 | 0.021516 | 0 | 2024: 49.3943; 2025: 0.46887; 2026: 0; 2027: 0.36651; 2028: 0; 2029: 10.9058; 2030: 2.2667; 2031: 2.2667; 2032: 0; 2033: 0; 2034: 49.8631; 2035: 0; 2036: 0.36651; 2039: 0.0026895; 2040: 0.10598
2018-03-28 18:00 | 3 | 17 | 4 | 0 | 1 | 0 | 1.2236 | 2.4472 | 0 | 21.7915 | 12.0437 | 17.0341 | 17.0341 | 53.3275 | 0 | 0 | 2024: 53.3275; 2025: 0; 2026: 0; 2027: 0; 2028: 0; 2029: 8.442; 2030: 2.4472; 2031: 2.4472; 2032: 0; 2033: 0; 2034: 53.3275; 2035: 0; 2036: 0; 2039: 0; 2040: 0.0099087
2018-03-28 19:00 | 3 | 18 | 4 | 0 | 1 | 0 | 1.2583 | 2.5167 | 0 | 21.7915 | 12.0437 | 17.0341 | 17.0341 | 54.8424 | 0 | 0 | 2024: 54.8424; 2025: 0; 2026: 0; 2027: 0; 2028: 0; 2029: 5.782; 2030: 2.5167; 2031: 2.5167; 2032: 0; 2033: 0; 2034: 54.8424; 2035: 0; 2036: 0; 2039: 0; 2040: 0
2018-03-28 20:00 | 3 | 19 | 4 | 0 | 0 | 0 | 1.2098 | 2.4196 | 0 | 20.3125 | 10.5647 | 17.0341 | 17.0341 | 49.1473 | 0 | 0 | 2024: 49.1473; 2025: 0; 2026: 0; 2027: 0; 2028: 0; 2029: 3.0465; 2030: 2.4196; 2031: 2.4196; 2032: 0; 2033: 0; 2034: 49.1473; 2035: 0; 2036: 0; 2039: 0; 2040: 0
2018-03-28 21:00 | 3 | 20 | 4 | 0 | 0 | 0 | 0.98272 | 1.9654 | 0 | 20.3125 | 10.5647 | 17.0341 | 17.0341 | 39.9229 | 0 | 0 | 2024: 39.9229; 2025: 0; 2026: 0; 2027: 0; 2028: 0; 2029: 0.41655; 2030: 1.9654; 2031: 0.38322; 2032: 0; 2033: 32.1387; 2034: 7.7842; 2035: 0; 2036: 0; 2039: 0; 2040: 0
2018-03-28 22:00 | 3 | 21 | 4 | 0 | 0 | 0 | 0.83556 | 1.6711 | 0 | 20.3125 | 10.5647 | 17.0341 | 17.0341 | 33.9446 | 0 | 0 | 2024: 33.9446; 2025: 0; 2026: 0; 2027: 0; 2028: 0; 2029: 0; 2030: 1.6711; 2031: 0; 2032: 0; 2033: 33.9446; 2034: 0; 2035: 0; 2036: 0; 2039: 0; 2040: 0
2018-03-28 23:00 | 3 | 22 | 4 | 0 | 0 | 0 | 0.74697 | 1.4939 | 0 | 20.3125 | 10.5647 | 17.0341 | 17.0341 | 30.3457 | 0 | 0 | 2024: 30.3457; 2025: 0; 2026: 0; 2027: 0; 2028: 0; 2029: 0; 2030: 1.4939; 2031: 0; 2032: 0; 2033: 30.3457; 2034: 0; 2035: 0; 2036: 0; 2039: 0; 2040: 0
2018-03-29 | 3 | 23 | 4 | 0 | 0 | 0 | 0.71758 | 1.4352 | 0 | 20.3125 | 10.5647 | 17.0341 | 17.0341 | 29.1518 | 0 | 0 | 2024: 29.1518; 2025: 0; 2026: 0; 2027: 0; 2028: 0; 2029: 0; 2030: 1.4352; 2031: 0; 2032: 0; 2033: 29.1518; 2034: 0; 2035: 0; 2036: 0; 2039: 0; 2040: 0
2018-03-29 01:00 | 3 | 0 | 5 | 0 | 0 | 0 | 0.75769 | 1.5154 | 0 | 20.3125 | 10.5647 | 17.0341 | 17.0341 | 30.7813 | 0 | 0 | 2024: 30.7813; 2025: 0; 2026: 0; 2027: 0; 2028: 0; 2029: 0; 2030: 1.5154; 2031: 0; 2032: 0; 2033: 30.7813; 2034: 0; 2035: 0; 2036: 0; 2039: 0; 2040: 0
2018-03-29 02:00 | 3 | 1 | 5 | 0 | 0 | 0 | 0.76425 | 1.5285 | 0 | 20.3125 | 10.5647 | 17.0341 | 17.0341 | 31.0475 | 0 | 0 | 2024: 31.0475; 2025: 0; 2026: 0; 2027: 0; 2028: 0; 2029: 0; 2030: 1.5285; 2031: 0; 2032: 0; 2033: 31.0475; 2034: 0; 2035: 0; 2036: 0; 2039: 0; 2040: 0
2018-03-29 03:00 | 3 | 2 | 5 | 0 | 0 | 0 | 0.79937 | 1.5987 | 0 | 20.3125 | 10.5647 | 17.0341 | 17.0341 | 32.4745 | 0 | 0 | 2024: 32.4745; 2025: 0; 2026: 0; 2027: 0; 2028: 0; 2029: 0; 2030: 1.5987; 2031: 0; 2032: 0; 2033: 32.4745; 2034: 0; 2035: 0; 2036: 0; 2039: 0; 2040: 0
2018-03-29 04:00 | 3 | 3 | 5 | 0 | 0 | 0 | 0.85692 | 1.7138 | 0 | 20.3125 | 10.5647 | 17.0341 | 17.0341 | 34.8123 | 0 | 0 | 2024: 34.8123; 2025: 0; 2026: 0; 2027: 0; 2028: 0; 2029: 0; 2030: 1.7138; 2031: 0; 2032: 0; 2033: 34.8123; 2034: 0; 2035: 0; 2036: 0; 2039: 0; 2040: 0
2018-03-29 05:00 | 3 | 4 | 5 | 0 | 0 | 0 | 1.0328 | 2.0657 | 0 | 20.3125 | 10.5647 | 17.0341 | 17.0341 | 41.9595 | 0 | 0 | 2024: 41.9595; 2025: 0; 2026: 0; 2027: 0; 2028: 0; 2029: 0; 2030: 2.0657; 2031: 0; 2032: 0; 2033: 41.9595; 2034: 0; 2035: 0; 2036: 0; 2039: 0; 2040: 0
2018-03-29 06:00 | 3 | 5 | 5 | 0 | 0 | 0 | 1.15 | 2.3 | 0 | 20.3125 | 10.5647 | 17.0341 | 17.0341 | 46.7186 | 0 | 0 | 2024: 46.7186; 2025: 0; 2026: 0; 2027: 0; 2028: 0; 2029: 0; 2030: 2.3; 2031: 0; 2032: 0; 2033: 46.7186; 2034: 0; 2035: 0; 2036: 0; 2039: 0; 2040: 0
2018-03-29 07:00 | 3 | 6 | 5 | 0 | 0 | 0.11716 | 1.1947 | 2.3894 | 0.93728 | 20.3125 | 10.5647 | 17.0341 | 17.0341 | 48.5356 | 0.93728 | 0 | 2024: 29.4971; 2025: 19.0385; 2026: 0; 2027: 15.9658; 2028: 0; 2029: 0; 2030: 1.4522; 2031: 0; 2032: 0; 2033: 29.4971; 2034: 19.0385; 2035: 0; 2036: 15.9658; 2039: 0.11716; 2040: 0.075122
2018-03-29 08:00 | 3 | 7 | 5 | 0 | 0 | 0.02342 | 1.1786 | 2.3572 | 0.18736 | 20.3125 | 10.5647 | 17.0341 | 17.0341 | 47.8811 | 0.18736 | 0 | 2024: 44.0753; 2025: 3.8058; 2026: 0; 2027: 3.1915; 2028: 0; 2029: 0; 2030: 2.1699; 2031: 0; 2032: 0; 2033: 44.0753; 2034: 3.8058; 2035: 0; 2036: 3.1915; 2039: 0.02342; 2040: 0.18435
2018-03-29 09:00 | 3 | 8 | 5 | 0 | 0 | 0.11476 | 1.177 | 2.354 | 0.91806 | 20.3125 | 10.5647 | 17.0341 | 17.0341 | 47.8156 | 0.91806 | 0 | 2024: 29.1674; 2025: 18.6482; 2026: 0; 2027: 15.6384; 2028: 0; 2029: 0; 2030: 1.4359; 2031: 0; 2032: 0; 2033: 29.1674; 2034: 18.6482; 2035: 0; 2036: 15.6384; 2039: 0.11476; 2040: 0.33467
2018-03-29 10:00 | 3 | 9 | 5 | 0 | 0 | 0.08843 | 1.0723 | 2.1447 | 0.70744 | 20.3125 | 10.5647 | 17.0341 | 17.0341 | 43.5635 | 0.70744 | 0 | 2024: 29.1936; 2025: 14.3699; 2026: 0; 2027: 12.0506; 2028: 0; 2029: 0; 2030: 1.4372; 2031: 0; 2032: 0; 2033: 29.1936; 2034: 14.3699; 2035: 0; 2036: 12.0506; 2039: 0.08843; 2040: 0.43582
2018-03-29 11:00 | 3 | 10 | 5 | 0 | 0 | 0.18919 | 1.0477 | 2.0953 | 1.5135 | 20.3125 | 10.5647 | 17.0341 | 17.0341 | 42.5614 | 1.5135 | 0 | 2024: 11.8177; 2025: 30.7437; 2026: 0; 2027: 25.7818; 2028: 0; 2029: 0; 2030: 0.5818; 2031: 0; 2032: 0; 2033: 11.8177; 2034: 30.7437; 2035: 0; 2036: 25.7818; 2039: 0.18919; 2040: 0.54074
2018-03-29 12:00 | 3 | 11 | 5 | 0 | 0 | 0.047335 | 0.97664 | 1.9533 | 0.37868 | 20.3125 | 10.5647 | 17.0341 | 17.0341 | 39.6761 | 0.37868 | 0 | 2024: 31.9842; 2025: 7.6919; 2026: 0; 2027: 6.4505; 2028: 0; 2029: 0; 2030: 1.5746; 2031: 0; 2032: 0; 2033: 31.9842; 2034: 7.6919; 2035: 0; 2036: 6.4505; 2039: 0.047335; 2040: 0.53282
2018-03-29 13:00 | 3 | 12 | 5 | 0 | 0 | 0.095928 | 0.92923 | 1.8585 | 0.76742 | 20.3125 | 10.5647 | 17.0341 | 17.0341 | 37.7499 | 0.76742 | 0 | 2024: 22.1616; 2025: 15.5883; 2026: 0; 2027: 13.0724; 2028: 0; 2029: 0; 2030: 1.091; 2031: 0; 2032: 0; 2033: 22.1616; 2034: 15.5883; 2035: 0; 2036: 13.0724; 2039: 0.095928; 2040: 0.57947
2018-03-29 14:00 | 3 | 13 | 5 | 0 | 0 | 0.044124 | 0.88018 | 1.7604 | 0.35299 | 20.3125 | 10.5647 | 17.0341 | 17.0341 | 35.7572 | 0.35299 | 0 | 2024: 28.587; 2025: 7.1701; 2026: 0; 2027: 6.0129; 2028: 0; 2029: 0; 2030: 1.4074; 2031: 0; 2032: 0; 2033: 28.587; 2034: 7.1701; 2035: 0; 2036: 6.0129; 2039: 0.044124; 2040: 0.62795
2018-03-29 15:00 | 3 | 14 | 5 | 0 | 0 | 0.054985 | 0.88559 | 1.7712 | 0.43988 | 20.3125 | 10.5647 | 17.0341 | 17.0341 | 35.9772 | 0.43988 | 0 | 2024: 27.0421; 2025: 8.935; 2026: 0; 2027: 7.493; 2028: 0; 2029: 0; 2030: 1.3313; 2031: 0; 2032: 0; 2033: 27.0421; 2034: 8.935; 2035: 0; 2036: 7.493; 2039: 0.054985; 2040: 0.53677
2018-03-29 16:00 | 3 | 15 | 5 | 0 | 1 | 0.060697 | 0.99815 | 1.9963 | 0.48557 | 21.7915 | 12.0437 | 17.0341 | 17.0341 | 43.5023 | 0.48557 | 0 | 2024: 32.9209; 2025: 10.5814; 2026: 0; 2027: 8.2713; 2028: 0; 2029: 0; 2030: 1.5107; 2031: 0; 2032: 0; 2033: 32.9209; 2034: 10.5814; 2035: 0; 2036: 8.2713; 2039: 0.060697; 2040: 0.33244
2018-03-29 17:00 | 3 | 16 | 5 | 0 | 1 | 0.003541 | 1.12 | 2.24 | 0.028328 | 21.7915 | 12.0437 | 17.0341 | 17.0341 | 48.812 | 0.028328 | 0 | 2024: 48.1947; 2025: 0.61731; 2026: 0; 2027: 0.48254; 2028: 0; 2029: 0; 2030: 2.2116; 2031: 0; 2032: 0; 2033: 48.1947; 2034: 0.61731; 2035: 0; 2036: 0.48254; 2039: 0.003541; 2040: 0.14906
2018-03-29 18:00 | 3 | 17 | 5 | 0 | 1 | 0.0020024 | 1.211 | 2.4219 | 0.016019 | 21.7915 | 12.0437 | 17.0341 | 17.0341 | 52.7778 | 0.016019 | 0 | 2024: 52.4287; 2025: 0.34908; 2026: 0; 2027: 0.27287; 2028: 0; 2029: 0; 2030: 2.4059; 2031: 0; 2032: 0; 2033: 52.4287; 2034: 0.34908; 2035: 0; 2036: 0.27287; 2039: 0.0020024; 2040: 0.010458
2018-03-29 19:00 | 3 | 18 | 5 | 0 | 1 | 0 | 1.2761 | 2.5522 | 0 | 21.7915 | 12.0437 | 17.0341 | 17.0341 | 55.6171 | 0 | 0 | 2024: 55.6171; 2025: 0; 2026: 0; 2027: 0; 2028: 0; 2029: 0; 2030: 2.5522; 2031: 0; 2032: 0; 2033: 55.6171; 2034: 0; 2035: 0; 2036: 0; 2039: 0; 2040: 0
2018-03-29 20:00 | 3 | 19 | 5 | 0 | 0 | 0 | 1.2406 | 2.4811 | 0 | 20.3125 | 10.5647 | 17.0341 | 17.0341 | 50.3981 | 0 | 0 | 2024: 50.3981; 2025: 0; 2026: 0; 2027: 0; 2028: 0; 2029: 0; 2030: 2.4811; 2031: 0; 2032: 0; 2033: 50.3981; 2034: 0; 2035: 0; 2036: 0; 2039: 0; 2040: 0
2018-03-29 21:00 | 3 | 20 | 5 | 0 | 0 | 0 | 0.99996 | 1.9999 | 0 | 20.3125 | 10.5647 | 17.0341 | 17.0341 | 40.6235 | 0 | 0 | 2024: 40.6235; 2025: 0; 2026: 0; 2027: 0; 2028: 0; 2029: 0; 2030: 1.9999; 2031: 0; 2032: 0; 2033: 40.6235; 2034: 0; 2035: 0; 2036: 0; 2039: 0; 2040: 0
2018-03-29 22:00 | 3 | 21 | 5 | 0 | 0 | 0 | 0.7873 | 1.5746 | 0 | 20.3125 | 10.5647 | 17.0341 | 17.0341 | 31.984 | 0 | 0 | 2024: 31.984; 2025: 0; 2026: 0; 2027: 0; 2028: 0; 2029: 0; 2030: 1.5746; 2031: 0; 2032: 0; 2033: 31.984; 2034: 0; 2035: 0; 2036: 0; 2039: 0; 2040: 0
2018-03-29 23:00 | 3 | 22 | 5 | 0 | 0 | 0 | 0.74901 | 1.498 | 0 | 20.3125 | 10.5647 | 17.0341 | 17.0341 | 30.4286 | 0 | 0 | 2024: 30.4286; 2025: 0; 2026: 0; 2027: 0; 2028: 0; 2029: 0; 2030: 1.498; 2031: 0; 2032: 0; 2033: 30.4286; 2034: 0; 2035: 0; 2036: 0; 2039: 0; 2040: 0
2018-03-30 | 3 | 23 | 5 | 0 | 0 | 0 | 0.73475 | 1.4695 | 0 | 20.3125 | 10.5647 | 17.0341 | 17.0341 | 29.8492 | 0 | 0 | 2024: 29.8492; 2025: 0; 2026: 0; 2027: 0; 2028: 0; 2029: 0; 2030: 1.4695; 2031: 0; 2032: 0; 2033: 29.8492; 2034: 0; 2035: 0; 2036: 0; 2039: 0; 2040: 0
2018-03-30 01:00 | 3 | 0 | 6 | 0 | 0 | 0 | 0.72434 | 1.4487 | 0 | 20.3125 | 10.5647 | 17.0341 | 17.0341 | 29.4261 | 0 | 0 | 2024: 29.4261; 2025: 0; 2026: 0; 2027: 0; 2028: 0; 2029: 0; 2030: 1.4487; 2031: 0; 2032: 0; 2033: 29.4261; 2034: 0; 2035: 0; 2036: 0; 2039: 0; 2040: 0
2018-03-30 02:00 | 3 | 1 | 6 | 0 | 0 | 0 | 0.74278 | 1.4856 | 0 | 20.3125 | 10.5647 | 17.0341 | 17.0341 | 30.1753 | 0 | 0 | 2024: 30.1753; 2025: 0; 2026: 0; 2027: 0; 2028: 0; 2029: 0; 2030: 1.4856; 2031: 0; 2032: 0; 2033: 30.1753; 2034: 0; 2035: 0; 2036: 0; 2039: 0; 2040: 0
2018-03-30 03:00 | 3 | 2 | 6 | 0 | 0 | 0 | 0.77741 | 1.5548 | 0 | 20.3125 | 10.5647 | 17.0341 | 17.0341 | 31.5823 | 0 | 0 | 2024: 31.5823; 2025: 0; 2026: 0; 2027: 0; 2028: 0; 2029: 0; 2030: 1.5548; 2031: 0; 2032: 0; 2033: 31.5823; 2034: 0; 2035: 0; 2036: 0; 2039: 0; 2040: 0
2018-03-30 04:00 | 3 | 3 | 6 | 0 | 0 | 0 | 0.82065 | 1.6413 | 0 | 20.3125 | 10.5647 | 17.0341 | 17.0341 | 33.3388 | 0 | 0 | 2024: 33.3388; 2025: 0; 2026: 0; 2027: 0; 2028: 0; 2029: 0; 2030: 1.6413; 2031: 0; 2032: 0; 2033: 33.3388; 2034: 0; 2035: 0; 2036: 0; 2039: 0; 2040: 0
2018-03-30 05:00 | 3 | 4 | 6 | 0 | 0 | 0 | 1.0186 | 2.0372 | 0 | 20.3125 | 10.5647 | 17.0341 | 17.0341 | 41.3811 | 0 | 0 | 2024: 41.3811; 2025: 0; 2026: 0; 2027: 0; 2028: 0; 2029: 0; 2030: 2.0372; 2031: 0; 2032: 0; 2033: 41.3811; 2034: 0; 2035: 0; 2036: 0; 2039: 0; 2040: 0
2018-03-30 06:00 | 3 | 5 | 6 | 0 | 0 | 0 | 1.1556 | 2.3113 | 0 | 20.3125 | 10.5647 | 17.0341 | 17.0341 | 46.9473 | 0 | 0 | 2024: 46.9473; 2025: 0; 2026: 0; 2027: 0; 2028: 0; 2029: 0; 2030: 2.3113; 2031: 0; 2032: 0; 2033: 46.9473; 2034: 0; 2035: 0; 2036: 0; 2039: 0; 2040: 0
2018-03-30 07:00 | 3 | 6 | 6 | 0 | 0 | 0.053258 | 1.0781 | 2.1562 | 0.42606 | 20.3125 | 10.5647 | 17.0341 | 17.0341 | 43.798 | 0.42606 | 0 | 2024: 35.1435; 2025: 8.6544; 2026: 0; 2027: 7.2576; 2028: 0; 2029: 0; 2030: 1.7301; 2031: 0; 2032: 0; 2033: 35.1435; 2034: 8.6544; 2035: 0; 2036: 7.2576; 2039: 0.053258; 2040: 0.037831
2018-03-30 08:00 | 3 | 7 | 6 | 0 | 0 | 0.1225 | 1.093 | 2.186 | 0.97998 | 20.3125 | 10.5647 | 17.0341 | 17.0341 | 44.4041 | 0.97998 | 0 | 2024: 24.4983; 2025: 19.9058; 2026: 0; 2027: 16.6931; 2028: 0; 2029: 0; 2030: 1.2061; 2031: 0; 2032: 0; 2033: 24.4983; 2034: 19.9058; 2035: 0; 2036: 16.6931; 2039: 0.1225; 2040: 0.055608
2018-03-30 09:00 | 3 | 8 | 6 | 0 | 0 | 0.38522 | 1.0645 | 2.129 | 3.0818 | 20.3125 | 10.5647 | 17.0341 | 17.0341 | 43.2448 | 2.129 | 0.95278 | 2024: 0; 2025: 43.2448; 2026: 10.0658; 2027: 52.495; 2028: 0.95278; 2029: 0.95278; 2030: 0; 2031: 0; 2032: 0; 2033: 0; 2034: 43.2448; 2035: 0; 2036: 52.495; 2039: 0.38522; 2040: 0.29236
2018-03-30 10:00 | 3 | 9 | 6 | 0 | 0 | 0.65645 | 1.0013 | 2.0025 | 5.2516 | 20.3125 | 10.5647 | 17.0341 | 17.0341 | 40.6763 | 2.0025 | 3.2491 | 2024: 0; 2025: 40.6763; 2026: 34.3256; 2027: 89.4565; 2028: 3.2491; 2029: 4.2019; 2030: 0; 2031: 0; 2032: 0; 2033: 0; 2034: 40.6763; 2035: 0; 2036: 89.4565; 2039: 0.65645; 2040: 0.20174
2018-03-30 11:00 | 3 | 10 | 6 | 0 | 0 | 0.73365 | 0.93425 | 1.8685 | 5.8692 | 20.3125 | 10.5647 | 17.0341 | 17.0341 | 37.9539 | 1.8685 | 4.0007 | 2024: 0; 2025: 37.9539; 2026: 42.2661; 2027: 99.9764; 2028: 4.0007; 2029: 8.2025; 2030: 0; 2031: 0; 2032: 0; 2033: 0; 2034: 37.9539; 2035: 0; 2036: 99.9764; 2039: 0.73365; 2040: 0.24529
2018-03-30 12:00 | 3 | 11 | 6 | 0 | 0 | 0.75658 | 0.87234 | 1.7447 | 6.0527 | 20.3125 | 10.5647 | 17.0341 | 17.0341 | 35.4387 | 1.7447 | 4.308 | 2024: 0; 2025: 35.4387; 2026: 45.5128; 2027: 103.102; 2028: 4.2975; 2029: 12.5; 2030: 0; 2031: 0; 2032: 0.010518; 2033: 0; 2034: 35.4387; 2035: 0.11112; 2036: 103.102; 2039: 0.75658; 2040: 0.3141
2018-03-30 13:00 | 3 | 12 | 6 | 0 | 0 | 0.73408 | 0.82623 | 1.6525 | 5.8726 | 20.3125 | 10.5647 | 17.0341 | 17.0341 | 33.5657 | 1.6525 | 4.2202 | 2024: 0; 2025: 33.5657; 2026: 44.585; 2027: 100.0353; 2028: 0; 2029: 12.5; 2030: 0; 2031: 0; 2032: 4.2202; 2033: 0; 2034: 33.5657; 2035: 44.585; 2036: 100.0353; 2039: 0.73408; 2040: 0.24693
2018-03-30 14:00 | 3 | 13 | 6 | 0 | 0 | 0.66494 | 0.79488 | 1.5898 | 5.3195 | 20.3125 | 10.5647 | 17.0341 | 17.0341 | 32.2919 | 1.5898 | 3.7298 | 2024: 0; 2025: 32.2919; 2026: 39.4042; 2027: 90.6137; 2028: 0; 2029: 12.5; 2030: 0; 2031: 0; 2032: 3.7298; 2033: 0; 2034: 32.2919; 2035: 39.4042; 2036: 90.6137; 2039: 0.66494; 2040: 0.27307
2018-03-30 15:00 | 3 | 14 | 6 | 0 | 0 | 0.5457 | 0.86461 | 1.7292 | 4.3656 | 20.3125 | 10.5647 | 17.0341 | 17.0341 | 35.1248 | 1.7292 | 2.6363 | 2024: 0; 2025: 35.1248; 2026: 27.8523; 2027: 74.3637; 2028: 0; 2029: 12.5; 2030: 0; 2031: 0; 2032: 2.6363; 2033: 0; 2034: 35.1248; 2035: 27.8523; 2036: 74.3637; 2039: 0.5457; 2040: 0.20252
2018-03-30 16:00 | 3 | 15 | 6 | 0 | 1 | 0.39093 | 0.98019 | 1.9604 | 3.1275 | 21.7915 | 12.0437 | 17.0341 | 17.0341 | 42.7196 | 1.9604 | 1.1671 | 2024: 0; 2025: 42.7196; 2026: 14.0561; 2027: 53.2738; 2028: 0; 2029: 12.5; 2030: 0; 2031: 0; 2032: 1.1671; 2033: 0; 2034: 42.7196; 2035: 14.0561; 2036: 53.2738; 2039: 0.39093; 2040: 0.12232
2018-03-30 17:00 | 3 | 16 | 6 | 0 | 1 | 0.18783 | 1.0547 | 2.1093 | 1.5027 | 21.7915 | 12.0437 | 17.0341 | 17.0341 | 45.9648 | 1.5027 | 0 | 2024: 13.2195; 2025: 32.7453; 2026: 0; 2027: 25.5966; 2028: 0; 2029: 12.5; 2030: 0.60664; 2031: 0.60664; 2032: 0; 2033: 0; 2034: 45.9648; 2035: 0; 2036: 25.5966; 2039: 0.18783; 2040: 0.075305
2018-03-30 18:00 | 3 | 17 | 6 | 0 | 1 | 0.017664 | 1.0749 | 2.1498 | 0.14131 | 21.7915 | 12.0437 | 17.0341 | 17.0341 | 46.8475 | 0.14131 | 0 | 2024: 43.7681; 2025: 3.0793; 2026: 0; 2027: 2.4071; 2028: 0; 2029: 11.8406; 2030: 2.0085; 2031: 2.0085; 2032: 0; 2033: 0; 2034: 46.8475; 2035: 0; 2036: 2.4071; 2039: 0.017664; 2040: 0.0052373
2018-03-30 19:00 | 3 | 18 | 6 | 0 | 1 | 0 | 1.2007 | 2.4014 | 0 | 21.7915 | 12.0437 | 17.0341 | 17.0341 | 52.331 | 0 | 0 | 2024: 52.331; 2025: 0; 2026: 0; 2027: 0; 2028: 0; 2029: 9.6575; 2030: 2.4014; 2031: 2.4014; 2032: 0; 2033: 0; 2034: 52.331; 2035: 0; 2036: 0; 2039: 0; 2040: 0
2018-03-30 20:00 | 3 | 19 | 6 | 0 | 0 | 0 | 1.1535 | 2.307 | 0 | 20.3125 | 10.5647 | 17.0341 | 17.0341 | 46.8604 | 0 | 0 | 2024: 46.8604; 2025: 0; 2026: 0; 2027: 0; 2028: 0; 2029: 7.0472; 2030: 2.307; 2031: 2.307; 2032: 0; 2033: 0; 2034: 46.8604; 2035: 0; 2036: 0; 2039: 0; 2040: 0
2018-03-30 21:00 | 3 | 20 | 6 | 0 | 0 | 0 | 0.94433 | 1.8887 | 0 | 20.3125 | 10.5647 | 17.0341 | 17.0341 | 38.3634 | 0 | 0 | 2024: 38.3634; 2025: 0; 2026: 0; 2027: 0; 2028: 0; 2029: 4.5396; 2030: 1.8887; 2031: 1.8887; 2032: 0; 2033: 0; 2034: 38.3634; 2035: 0; 2036: 0; 2039: 0; 2040: 0
2018-03-30 22:00 | 3 | 21 | 6 | 0 | 0 | 0 | 0.78222 | 1.5644 | 0 | 20.3125 | 10.5647 | 17.0341 | 17.0341 | 31.7778 | 0 | 0 | 2024: 31.7778; 2025: 0; 2026: 0; 2027: 0; 2028: 0; 2029: 2.4867; 2030: 1.5644; 2031: 1.5644; 2032: 0; 2033: 0; 2034: 31.7778; 2035: 0; 2036: 0; 2039: 0; 2040: 0
2018-03-30 23:00 | 3 | 22 | 6 | 0 | 0 | 0 | 0.66473 | 1.3295 | 0 | 20.3125 | 10.5647 | 17.0341 | 17.0341 | 27.0048 | 0 | 0 | 2024: 27.0048; 2025: 0; 2026: 0; 2027: 0; 2028: 0; 2029: 0.78624; 2030: 1.3295; 2031: 0.72334; 2032: 0; 2033: 12.3119; 2034: 14.6929; 2035: 0; 2036: 0; 2039: 0; 2040: 0
2018-03-31 | 3 | 23 | 6 | 0 | 0 | 0 | 0.63092 | 1.2618 | 0 | 20.3125 | 10.5647 | 17.0341 | 17.0341 | 25.631 | 0 | 0 | 2024: 25.631; 2025: 0; 2026: 0; 2027: 0; 2028: 0; 2029: 0; 2030: 1.2618; 2031: 0; 2032: 0; 2033: 25.631; 2034: 0; 2035: 0; 2036: 0; 2039: 0; 2040: 0
2018-03-31 01:00 | 3 | 0 | 7 | 0 | 0 | 0 | 0.65199 | 1.304 | 0 | 20.3125 | 10.5647 | 17.0341 | 17.0341 | 26.4871 | 0 | 0 | 2024: 26.4871; 2025: 0; 2026: 0; 2027: 0; 2028: 0; 2029: 0; 2030: 1.304; 2031: 0; 2032: 0; 2033: 26.4871; 2034: 0; 2035: 0; 2036: 0; 2039: 0; 2040: 0
2018-03-31 02:00 | 3 | 1 | 7 | 0 | 0 | 0 | 0.68889 | 1.3778 | 0 | 20.3125 | 10.5647 | 17.0341 | 17.0341 | 27.9863 | 0 | 0 | 2024: 27.9863; 2025: 0; 2026: 0; 2027: 0; 2028: 0; 2029: 0; 2030: 1.3778; 2031: 0; 2032: 0; 2033: 27.9863; 2034: 0; 2035: 0; 2036: 0; 2039: 0; 2040: 0
2018-03-31 03:00 | 3 | 2 | 7 | 0 | 0 | 0 | 0.73063 | 1.4613 | 0 | 20.3125 | 10.5647 | 17.0341 | 17.0341 | 29.6818 | 0 | 0 | 2024: 29.6818; 2025: 0; 2026: 0; 2027: 0; 2028: 0; 2029: 0; 2030: 1.4613; 2031: 0; 2032: 0; 2033: 29.6818; 2034: 0; 2035: 0; 2036: 0; 2039: 0; 2040: 0
2018-03-31 04:00 | 3 | 3 | 7 | 0 | 0 | 0 | 0.7944 | 1.5888 | 0 | 20.3125 | 10.5647 | 17.0341 | 17.0341 | 32.2726 | 0 | 0 | 2024: 32.2726; 2025: 0; 2026: 0; 2027: 0; 2028: 0; 2029: 0; 2030: 1.5888; 2031: 0; 2032: 0; 2033: 32.2726; 2034: 0; 2035: 0; 2036: 0; 2039: 0; 2040: 0
2018-03-31 05:00 | 3 | 4 | 7 | 0 | 0 | 0 | 0.89849 | 1.797 | 0 | 20.3125 | 10.5647 | 17.0341 | 17.0341 | 36.501 | 0 | 0 | 2024: 36.501; 2025: 0; 2026: 0; 2027: 0; 2028: 0; 2029: 0; 2030: 1.797; 2031: 0; 2032: 0; 2033: 36.501; 2034: 0; 2035: 0; 2036: 0; 2039: 0; 2040: 0
2018-03-31 06:00 | 3 | 5 | 7 | 0 | 0 | 0.0027599 | 1.01 | 2.0201 | 0.022079 | 20.3125 | 10.5647 | 17.0341 | 17.0341 | 41.0323 | 0.022079 | 0 | 2024: 40.5838; 2025: 0.44848; 2026: 0; 2027: 0.3761; 2028: 0; 2029: 0; 2030: 1.998; 2031: 0; 2032: 0; 2033: 40.5838; 2034: 0.44848; 2035: 0; 2036: 0.3761; 2039: 0.0027599; 2040: 0.000735
2018-03-31 07:00 | 3 | 6 | 7 | 0 | 0 | 0.016379 | 1.0905 | 2.181 | 0.13103 | 20.3125 | 10.5647 | 17.0341 | 17.0341 | 44.3015 | 0.13103 | 0 | 2024: 41.6398; 2025: 2.6616; 2026: 0; 2027: 2.2321; 2028: 0; 2029: 0; 2030: 2.05; 2031: 0; 2032: 0; 2033: 41.6398; 2034: 2.6616; 2035: 0; 2036: 2.2321; 2039: 0.016379; 2040: 0.097743
2018-03-31 08:00 | 3 | 7 | 7 | 0 | 0 | 0.067906 | 1.1032 | 2.2065 | 0.54325 | 20.3125 | 10.5647 | 17.0341 | 17.0341 | 44.8187 | 0.54325 | 0 | 2024: 33.7839; 2025: 11.0347; 2026: 0; 2027: 9.2538; 2028: 0; 2029: 0; 2030: 1.6632; 2031: 0; 2032: 0; 2033: 33.7839; 2034: 11.0347; 2035: 0; 2036: 9.2538; 2039: 0.067906; 2040: 0.25392
2018-03-31 09:00 | 3 | 8 | 7 | 0 | 0 | 0.37168 | 1.0684 | 2.1368 | 2.9734 | 20.3125 | 10.5647 | 17.0341 | 17.0341 | 43.403 | 2.1368 | 0.83666 | 2024: 0; 2025: 43.403; 2026: 8.8391; 2027: 50.6497; 2028: 0.83666; 2029: 0.83666; 2030: 0; 2031: 0; 2032: 0; 2033: 0; 2034: 43.403; 2035: 0; 2036: 50.6497; 2039: 0.37168; 2040: 0.34811
2018-03-31 10:00 | 3 | 9 | 7 | 0 | 0 | 0.33708 | 1.0136 | 2.0272 | 2.6966 | 20.3125 | 10.5647 | 17.0341 | 17.0341 | 41.1767 | 2.0272 | 0.66948 | 2024: 0; 2025: 41.1767; 2026: 7.0729; 2027: 45.935; 2028: 0.66948; 2029: 1.5061; 2030: 0; 2031: 0; 2032: 0; 2033: 0; 2034: 41.1767; 2035: 0; 2036: 45.935; 2039: 0.33708; 2040: 0.37008
2018-03-31 11:00 | 3 | 10 | 7 | 0 | 0 | 0.18494 | 0.96862 | 1.9372 | 1.4796 | 20.3125 | 10.5647 | 17.0341 | 17.0341 | 39.3501 | 1.4796 | 0 | 2024: 9.2967; 2025: 30.0534; 2026: 0; 2027: 25.2029; 2028: 0; 2029: 1.5061; 2030: 0.45768; 2031: 0.45768; 2032: 0; 2033: 0; 2034: 39.3501; 2035: 0; 2036: 25.2029; 2039: 0.18494; 2040: 0.41733
2018-03-31 12:00 | 3 | 11 | 7 | 0 | 0 | 0.23678 | 0.86894 | 1.7379 | 1.8942 | 20.3125 | 10.5647 | 17.0341 | 17.0341 | 35.3008 | 1.7379 | 0.15634 | 2024: 0; 2025: 35.3008; 2026: 1.6517; 2027: 32.2666; 2028: 0.15634; 2029: 1.165; 2030: 0; 2031: 0; 2032: 0; 2033: 0; 2034: 35.3008; 2035: 0; 2036: 32.2666; 2039: 0.23678; 2040: 0.37114
2018-03-31 13:00 | 3 | 12 | 7 | 0 | 0 | 0.4951 | 0.81315 | 1.6263 | 3.9608 | 20.3125 | 10.5647 | 17.0341 | 17.0341 | 33.034 | 1.6263 | 2.3345 | 2024: 0; 2025: 33.034; 2026: 24.6637; 2027: 67.4692; 2028: 2.3345; 2029: 3.4995; 2030: 0; 2031: 0; 2032: 0; 2033: 0; 2034: 33.034; 2035: 0; 2036: 67.4692; 2039: 0.4951; 2040: 0.34757
2018-03-31 14:00 | 3 | 13 | 7 | 0 | 0 | 0.37329 | 0.84249 | 1.685 | 2.9864 | 20.3125 | 10.5647 | 17.0341 | 17.0341 | 34.2262 | 1.685 | 1.3014 | 2024: 0; 2025: 34.2262; 2026: 13.7487; 2027: 50.8701; 2028: 1.3014; 2029: 4.8009; 2030: 0; 2031: 0; 2032: 0; 2033: 0; 2034: 34.2262; 2035: 0; 2036: 50.8701; 2039: 0.37329; 2040: 0.34171
2018-03-31 15:00 | 3 | 14 | 7 | 0 | 0 | 0.11944 | 0.88371 | 1.7674 | 0.95552 | 20.3125 | 10.5647 | 17.0341 | 17.0341 | 35.9008 | 0.95552 | 0 | 2024: 16.4918; 2025: 19.409; 2026: 0; 2027: 16.2765; 2028: 0; 2029: 4.8009; 2030: 0.8119; 2031: 0.8119; 2032: 0; 2033: 0; 2034: 35.9008; 2035: 0; 2036: 16.2765; 2039: 0.11944; 2040: 0.23705
2018-03-31 16:00 | 3 | 15 | 7 | 0 | 1 | 0.083352 | 1.038 | 2.0761 | 0.66682 | 21.7915 | 12.0437 | 17.0341 | 17.0341 | 45.2402 | 0.66682 | 0 | 2024: 30.7093; 2025: 14.531; 2026: 0; 2027: 11.3587; 2028: 0; 2029: 3.9184; 2030: 1.4092; 2031: 1.4092; 2032: 0; 2033: 0; 2034: 45.2402; 2035: 0; 2036: 11.3587; 2039: 0.083352; 2040: 0.1794
2018-03-31 17:00 | 3 | 16 | 7 | 0 | 1 | 0.028173 | 1.1733 | 2.3467 | 0.22538 | 21.7915 | 12.0437 | 17.0341 | 17.0341 | 51.1375 | 0.22538 | 0 | 2024: 46.2261; 2025: 4.9114; 2026: 0; 2027: 3.8392; 2028: 0; 2029: 2.3866; 2030: 2.1213; 2031: 2.1213; 2032: 0; 2033: 0; 2034: 51.1375; 2035: 0; 2036: 3.8392; 2039: 0.028173; 2040: 0.060112
2018-03-31 18:00 | 3 | 17 | 7 | 0 | 1 | 0.0052238 | 1.1644 | 2.3288 | 0.04179 | 21.7915 | 12.0437 | 17.0341 | 17.0341 | 50.7475 | 0.04179 | 0 | 2024: 49.8369; 2025: 0.91067; 2026: 0; 2027: 0.71186; 2028: 0; 2029: 0.080884; 2030: 2.287; 2031: 0.074414; 2032: 0; 2033: 48.2153; 2034: 2.5323; 2035: 0; 2036: 0.71186; 2039: 0.0052238; 2040: 0.007152
2018-03-31 19:00 | 3 | 18 | 7 | 0 | 1 | 0 | 1.1457 | 2.2915 | 0 | 21.7915 | 12.0437 | 17.0341 | 17.0341 | 49.9343 | 0 | 0 | 2024: 49.9343; 2025: 0; 2026: 0; 2027: 0; 2028: 0; 2029: 0; 2030: 2.2915; 2031: 0; 2032: 0; 2033: 49.9343; 2034: 0; 2035: 0; 2036: 0; 2039: 0; 2040: 0
2018-03-31 20:00 | 3 | 19 | 7 | 0 | 0 | 0 | 1.161 | 2.3219 | 0 | 20.3125 | 10.5647 | 17.0341 | 17.0341 | 47.164 | 0 | 0 | 2024: 47.164; 2025: 0; 2026: 0; 2027: 0; 2028: 0; 2029: 0; 2030: 2.3219; 2031: 0; 2032: 0; 2033: 47.164; 2034: 0; 2035: 0; 2036: 0; 2039: 0; 2040: 0
2018-03-31 21:00 | 3 | 20 | 7 | 0 | 0 | 0 | 0.85258 | 1.7052 | 0 | 20.3125 | 10.5647 | 17.0341 | 17.0341 | 34.6362 | 0 | 0 | 2024: 34.6362; 2025: 0; 2026: 0; 2027: 0; 2028: 0; 2029: 0; 2030: 1.7052; 2031: 0; 2032: 0; 2033: 34.6362; 2034: 0; 2035: 0; 2036: 0; 2039: 0; 2040: 0
2018-03-31 22:00 | 3 | 21 | 7 | 0 | 0 | 0 | 0.64329 | 1.2866 | 0 | 20.3125 | 10.5647 | 17.0341 | 17.0341 | 26.1338 | 0 | 0 | 2024: 26.1338; 2025: 0; 2026: 0; 2027: 0; 2028: 0; 2029: 0; 2030: 1.2866; 2031: 0; 2032: 0; 2033: 26.1338; 2034: 0; 2035: 0; 2036: 0; 2039: 0; 2040: 0
2018-03-31 23:00 | 3 | 22 | 7 | 0 | 0 | 0 | 0.60443 | 1.2089 | 0 | 20.3125 | 10.5647 | 17.0341 | 17.0341 | 24.5551 | 0 | 0 | 2024: 24.5551; 2025: 0; 2026: 0; 2027: 0; 2028: 0; 2029: 0; 2030: 1.2089; 2031: 0; 2032: 0; 2033: 24.5551; 2034: 0; 2035: 0; 2036: 0; 2039: 0; 2040: 0
2018-04-01 | 3 | 23 | 7 | 0 | 0 | 0 | 0.52765 | 1.0553 | 0 | 20.3125 | 10.5647 | 17.0341 | 17.0341 | 21.4359 | 0 | 0 | 2024: 21.4359; 2025: 0; 2026: 0; 2027: 0; 2028: 0; 2029: 0; 2030: 1.0553; 2031: 0; 2032: 0; 2033: 21.4359; 2034: 0; 2035: 0; 2036: 0; 2039: 0; 2040: 0
2018-04-01 01:00 | 4 | 0 | 1 | 0 | 0 | 0 | 0.51469 | 1.0294 | 0 | 20.3125 | 10.5647 | 17.0341 | 17.0341 | 20.9093 | 0 | 0 | 2024: 20.9093; 2025: 0; 2026: 0; 2027: 0; 2028: 0; 2029: 0; 2030: 1.0294; 2031: 0; 2032: 0; 2033: 20.9093; 2034: 0; 2035: 0; 2036: 0; 2039: 0; 2040: 0
2018-04-01 02:00 | 4 | 1 | 1 | 0 | 0 | 0 | 0.51438 | 1.0288 | 0 | 20.3125 | 10.5647 | 17.0341 | 17.0341 | 20.8968 | 0 | 0 | 2024: 20.8968; 2025: 0; 2026: 0; 2027: 0; 2028: 0; 2029: 0; 2030: 1.0288; 2031: 0; 2032: 0; 2033: 20.8968; 2034: 0; 2035: 0; 2036: 0; 2039: 0; 2040: 0
2018-04-01 03:00 | 4 | 2 | 1 | 0 | 0 | 0 | 0.51239 | 1.0248 | 0 | 20.3125 | 10.5647 | 17.0341 | 17.0341 | 20.8159 | 0 | 0 | 2024: 20.8159; 2025: 0; 2026: 0; 2027: 0; 2028: 0; 2029: 0; 2030: 1.0248; 2031: 0; 2032: 0; 2033: 20.8159; 2034: 0; 2035: 0; 2036: 0; 2039: 0; 2040: 0
2018-04-01 04:00 | 4 | 3 | 1 | 0 | 0 | 0 | 0.54003 | 1.0801 | 0 | 20.3125 | 10.5647 | 17.0341 | 17.0341 | 21.9388 | 0 | 0 | 2024: 21.9388; 2025: 0; 2026: 0; 2027: 0; 2028: 0; 2029: 0; 2030: 1.0801; 2031: 0; 2032: 0; 2033: 21.9388; 2034: 0; 2035: 0; 2036: 0; 2039: 0; 2040: 0
2018-04-01 05:00 | 4 | 4 | 1 | 0 | 0 | 0 | 0.60075 | 1.2015 | 0 | 20.3125 | 10.5647 | 17.0341 | 17.0341 | 24.4054 | 0 | 0 | 2024: 24.4054; 2025: 0; 2026: 0; 2027: 0; 2028: 0; 2029: 0; 2030: 1.2015; 2031: 0; 2032: 0; 2033: 24.4054; 2034: 0; 2035: 0; 2036: 0; 2039: 0; 2040: 0
2018-04-01 06:00 | 4 | 5 | 1 | 0 | 0 | 0.00073908 | 0.69621 | 1.3924 | 0.0059126 | 20.3125 | 10.5647 | 17.0341 | 17.0341 | 28.2835 | 0.0059126 | 0 | 2024: 28.1634; 2025: 0.1201; 2026: 0; 2027: 0.10072; 2028: 0; 2029: 0; 2030: 1.3865; 2031: 0; 2032: 0; 2033: 28.1634; 2034: 0.1201; 2035: 0; 2036: 0.10072; 2039: 0.00073908; 2040: 0
2018-04-01 07:00 | 4 | 6 | 1 | 0 | 0 | 0.092538 | 0.86156 | 1.7231 | 0.74031 | 20.3125 | 10.5647 | 17.0341 | 17.0341 | 35.0007 | 0.74031 | 0 | 2024: 19.9632; 2025: 15.0375; 2026: 0; 2027: 12.6105; 2028: 0; 2029: 0; 2030: 0.9828; 2031: 0; 2032: 0; 2033: 19.9632; 2034: 15.0375; 2035: 0; 2036: 12.6105; 2039: 0.092538; 2040: 0.010148
2018-04-01 08:00 | 4 | 7 | 1 | 0 | 0 | 0.31478 | 0.96223 | 1.9245 | 2.5182 | 20.3125 | 10.5647 | 17.0341 | 17.0341 | 39.0906 | 1.9245 | 0.59375 | 2024: 0; 2025: 39.0906; 2026: 6.2728; 2027: 42.8955; 2028: 0.59375; 2029: 0.59375; 2030: 0; 2031: 0; 2032: 0; 2033: 0; 2034: 39.0906; 2035: 0; 2036: 42.8955; 2039: 0.31478; 2040: 0.031618
2018-04-01 09:00 | 4 | 8 | 1 | 0 | 0 | 0.21582 | 0.96396 | 1.9279 | 1.7266 | 20.3125 | 10.5647 | 17.0341 | 17.0341 | 39.161 | 1.7266 | 0 | 2024: 4.0905; 2025: 35.0706; 2026: 0; 2027: 29.4103; 2028: 0; 2029: 0.59375; 2030: 0.20138; 2031: 0.20138; 2032: 0; 2033: 0; 2034: 39.161; 2035: 0; 2036: 29.4103; 2039: 0.21582; 2040: 0.10379
2018-04-01 10:00 | 4 | 9 | 1 | 0 | 0 | 0.42553 | 0.97805 | 1.9561 | 3.4043 | 20.3125 | 10.5647 | 17.0341 | 17.0341 | 39.7335 | 1.9561 | 1.4481 | 2024: 0; 2025: 39.7335; 2026: 15.2993; 2027: 57.9886; 2028: 1.4481; 2029: 1.823; 2030: 0; 2031: 0; 2032: 0; 2033: 0; 2034: 39.7335; 2035: 0; 2036: 57.9886; 2039: 0.42553; 2040: 0.18194
2018-04-01 11:00 | 4 | 10 | 1 | 0 | 0 | 0.53321 | 0.96051 | 1.921 | 4.2657 | 20.3125 | 10.5647 | 17.0341 | 17.0341 | 39.0207 | 1.921 | 2.3446 | 2024: 0; 2025: 39.0207; 2026: 24.7706; 2027: 72.6619; 2028: 2.3446; 2029: 4.1677; 2030: 0; 2031: 0; 2032: 0; 2033: 0; 2034: 39.0207; 2035: 0; 2036: 72.6619; 2039: 0.53321; 2040: 0.4882
2018-04-01 12:00 | 4 | 11 | 1 | 0 | 0 | 0.53244 | 0.87277 | 1.7455 | 4.2595 | 20.3125 | 10.5647 | 17.0341 | 17.0341 | 35.4563 | 1.7455 | 2.514 | 2024: 0; 2025: 35.4563; 2026: 26.5594; 2027: 72.5571; 2028: 2.514; 2029: 6.6816; 2030: 0; 2031: 0; 2032: 0; 2033: 0; 2034: 35.4563; 2035: 0; 2036: 72.5571; 2039: 0.53244; 2040: 0.42373
2018-04-01 13:00 | 4 | 12 | 1 | 0 | 0 | 0.37425 | 0.80431 | 1.6086 | 2.994 | 20.3125 | 10.5647 | 17.0341 | 17.0341 | 32.6753 | 1.6086 | 1.3854 | 2024: 0; 2025: 32.6753; 2026: 14.6364; 2027: 51.0008; 2028: 1.3854; 2029: 8.067; 2030: 0; 2031: 0; 2032: 0; 2033: 0; 2034: 32.6753; 2035: 0; 2036: 51.0008; 2039: 0.37425; 2040: 0.5714
2018-04-01 14:00 | 4 | 13 | 1 | 0 | 0 | 0.41421 | 0.75455 | 1.5091 | 3.3137 | 20.3125 | 10.5647 | 17.0341 | 17.0341 | 30.6537 | 1.5091 | 1.8046 | 2024: 0; 2025: 30.6537; 2026: 19.0653; 2027: 56.4464; 2028: 1.8046; 2029: 9.8716; 2030: 0; 2031: 0; 2032: 0; 2033: 0; 2034: 30.6537; 2035: 0; 2036: 56.4464; 2039: 0.41421; 2040: 0.53249
2018-04-01 15:00 | 4 | 14 | 1 | 0 | 0 | 0.38524 | 0.86761 | 1.7352 | 3.0819 | 20.3125 | 10.5647 | 17.0341 | 17.0341 | 35.2467 | 1.7352 | 1.3467 | 2024: 0; 2025: 35.2467; 2026: 14.2272; 2027: 52.4975; 2028: 1.3467; 2029: 11.2183; 2030: 0; 2031: 0; 2032: 0; 2033: 0; 2034: 35.2467; 2035: 0; 2036: 52.4975; 2039: 0.38524; 2040: 0.54192
2018-04-01 16:00 | 4 | 15 | 1 | 0 | 1 | 0.2392 | 0.89491 | 1.7898 | 1.9136 | 21.7915 | 12.0437 | 17.0341 | 17.0341 | 39.0028 | 1.7898 | 0.12381 | 2024: 0; 2025: 39.0028; 2026: 1.4911; 2027: 32.5969; 2028: 0.12381; 2029: 11.3421; 2030: 0; 2031: 0; 2032: 0; 2033: 0; 2034: 39.0028; 2035: 0; 2036: 32.5969; 2039: 0.2392; 2040: 0.38105
2018-04-01 17:00 | 4 | 16 | 1 | 0 | 1 | 0.076146 | 0.96238 | 1.9248 | 0.60917 | 21.7915 | 12.0437 | 17.0341 | 17.0341 | 41.9432 | 0.60917 | 0 | 2024: 28.6685; 2025: 13.2747; 2026: 0; 2027: 10.3767; 2028: 0; 2029: 11.3421; 2030: 1.3156; 2031: 1.3156; 2032: 0; 2033: 0; 2034: 41.9432; 2035: 0; 2036: 10.3767; 2039: 0.076146; 2040: 0.21146
2018-04-01 18:00 | 4 | 17 | 1 | 0 | 1 | 0.007665 | 0.99382 | 1.9876 | 0.06132 | 21.7915 | 12.0437 | 17.0341 | 17.0341 | 43.3137 | 0.06132 | 0 | 2024: 41.9774; 2025: 1.3363; 2026: 0; 2027: 1.0445; 2028: 0; 2029: 9.9121; 2030: 1.9263; 2031: 1.9263; 2032: 0; 2033: 0; 2034: 43.3137; 2035: 0; 2036: 1.0445; 2039: 0.007665; 2040: 0.02224
2018-04-01 19:00 | 4 | 18 | 1 | 0 | 1 | 0 | 1.0543 | 2.1085 | 0 | 21.7915 | 12.0437 | 17.0341 | 17.0341 | 45.9476 | 0 | 0 | 2024: 45.9476; 2025: 0; 2026: 0; 2027: 0; 2028: 0; 2029: 7.8183; 2030: 2.1085; 2031: 2.1085; 2032: 0; 2033: 0; 2034: 45.9476; 2035: 0; 2036: 0; 2039: 0; 2040: 0
2018-04-01 20:00 | 4 | 19 | 1 | 0 | 0 | 0 | 1.1134 | 2.2269 | 0 | 20.3125 | 10.5647 | 17.0341 | 17.0341 | 45.2334 | 0 | 0 | 2024: 45.2334; 2025: 0; 2026: 0; 2027: 0; 2028: 0; 2029: 5.5264; 2030: 2.2269; 2031: 2.2269; 2032: 0; 2033: 0; 2034: 45.2334; 2035: 0; 2036: 0; 2039: 0; 2040: 0
2018-04-01 21:00 | 4 | 20 | 1 | 0 | 0 | 0 | 0.89979 | 1.7996 | 0 | 20.3125 | 10.5647 | 17.0341 | 17.0341 | 36.5538 | 0 | 0 | 2024: 36.5538; 2025: 0; 2026: 0; 2027: 0; 2028: 0; 2029: 3.1059; 2030: 1.7996; 2031: 1.7996; 2032: 0; 2033: 0; 2034: 36.5538; 2035: 0; 2036: 0; 2039: 0; 2040: 0
2018-04-01 22:00 | 4 | 21 | 1 | 0 | 0 | 0 | 0.68216 | 1.3643 | 0 | 20.3125 | 10.5647 | 17.0341 | 17.0341 | 27.7127 | 0 | 0 | 2024: 27.7127; 2025: 0; 2026: 0; 2027: 0; 2028: 0; 2029: 1.1499; 2030: 1.3643; 2031: 1.0579; 2032: 0; 2033: 6.2244; 2034: 21.4884; 2035: 0; 2036: 0; 2039: 0; 2040: 0
2018-04-01 23:00 | 4 | 22 | 1 | 0 | 0 | 0 | 0.53633 | 1.0727 | 0 | 20.3125 | 10.5647 | 17.0341 | 17.0341 | 21.7884 | 0 | 0 | 2024: 21.7884; 2025: 0; 2026: 0; 2027: 0; 2028: 0; 2029: 0; 2030: 1.0727; 2031: 0; 2032: 0; 2033: 21.7884; 2034: 0; 2035: 0; 2036: 0; 2039: 0; 2040: 0
2018-04-02 | 4 | 23 | 1 | 0 | 0 | 0 | 0.47434 | 0.94868 | 0 | 20.3125 | 10.5647 | 17.0341 | 17.0341 | 19.2701 | 0 | 0 | 2024: 19.2701; 2025: 0; 2026: 0; 2027: 0; 2028: 0; 2029: 0; 2030: 0.94868; 2031: 0; 2032: 0; 2033: 19.2701; 2034: 0; 2035: 0; 2036: 0; 2039: 0; 2040: 0
2018-04-02 01:00 | 4 | 0 | 2 | 0 | 0 | 0 | 0.45825 | 0.9165 | 0 | 20.3125 | 10.5647 | 17.0341 | 17.0341 | 18.6164 | 0 | 0 | 2024: 18.6164; 2025: 0; 2026: 0; 2027: 0; 2028: 0; 2029: 0; 2030: 0.9165; 2031: 0; 2032: 0; 2033: 18.6164; 2034: 0; 2035: 0; 2036: 0; 2039: 0; 2040: 0
2018-04-02 02:00 | 4 | 1 | 2 | 0 | 0 | 0 | 0.4679 | 0.9358 | 0 | 20.3125 | 10.5647 | 17.0341 | 17.0341 | 19.0085 | 0 | 0 | 2024: 19.0085; 2025: 0; 2026: 0; 2027: 0; 2028: 0; 2029: 0; 2030: 0.9358; 2031: 0; 2032: 0; 2033: 19.0085; 2034: 0; 2035: 0; 2036: 0; 2039: 0; 2040: 0
2018-04-02 03:00 | 4 | 2 | 2 | 0 | 0 | 0 | 0.46437 | 0.92874 | 0 | 20.3125 | 10.5647 | 17.0341 | 17.0341 | 18.865 | 0 | 0 | 2024: 18.865; 2025: 0; 2026: 0; 2027: 0; 2028: 0; 2029: 0; 2030: 0.92874; 2031: 0; 2032: 0; 2033: 18.865; 2034: 0; 2035: 0; 2036: 0; 2039: 0; 2040: 0
2018-04-02 04:00 | 4 | 3 | 2 | 0 | 0 | 0 | 0.51508 | 1.0302 | 0 | 20.3125 | 10.5647 | 17.0341 | 17.0341 | 20.9252 | 0 | 0 | 2024: 20.9252; 2025: 0; 2026: 0; 2027: 0; 2028: 0; 2029: 0; 2030: 1.0302; 2031: 0; 2032: 0; 2033: 20.9252; 2034: 0; 2035: 0; 2036: 0; 2039: 0; 2040: 0
2018-04-02 05:00 | 4 | 4 | 2 | 0 | 0 | 0 | 0.64582 | 1.2916 | 0 | 20.3125 | 10.5647 | 17.0341 | 17.0341 | 26.2365 | 0 | 0 | 2024: 26.2365; 2025: 0; 2026: 0; 2027: 0; 2028: 0; 2029: 0; 2030: 1.2916; 2031: 0; 2032: 0; 2033: 26.2365; 2034: 0; 2035: 0; 2036: 0; 2039: 0; 2040: 0
2018-04-02 06:00 | 4 | 5 | 2 | 0 | 0 | 0 | 0.75972 | 1.5194 | 0 | 20.3125 | 10.5647 | 17.0341 | 17.0341 | 30.8635 | 0 | 0 | 2024: 30.8635; 2025: 0; 2026: 0; 2027: 0; 2028: 0; 2029: 0; 2030: 1.5194; 2031: 0; 2032: 0; 2033: 30.8635; 2034: 0; 2035: 0; 2036: 0; 2039: 0; 2040: 0.005321
2018-04-02 07:00 | 4 | 6 | 2 | 0 | 0 | 0.040684 | 0.88061 | 1.7612 | 0.32547 | 20.3125 | 10.5647 | 17.0341 | 17.0341 | 35.775 | 0.32547 | 0 | 2024: 29.1639; 2025: 6.6111; 2026: 0; 2027: 5.5441; 2028: 0; 2029: 0; 2030: 1.4358; 2031: 0; 2032: 0; 2033: 29.1639; 2034: 6.6111; 2035: 0; 2036: 5.5441; 2039: 0.040684; 2040: 0.13815
2018-04-02 08:00 | 4 | 7 | 2 | 0 | 0 | 0.11268 | 0.8406 | 1.6812 | 0.90141 | 20.3125 | 10.5647 | 17.0341 | 17.0341 | 34.1495 | 0.90141 | 0 | 2024: 15.8397; 2025: 18.3099; 2026: 0; 2027: 15.3547; 2028: 0; 2029: 0; 2030: 0.7798; 2031: 0; 2032: 0; 2033: 15.8397; 2034: 18.3099; 2035: 0; 2036: 15.3547; 2039: 0.11268; 2040: 0.35415
2018-04-02 09:00 | 4 | 8 | 2 | 0 | 0 | 0.10921 | 0.82582 | 1.6516 | 0.87366 | 20.3125 | 10.5647 | 17.0341 | 17.0341 | 33.5491 | 0.87366 | 0 | 2024: 15.803; 2025: 17.7461; 2026: 0; 2027: 14.882; 2028: 0; 2029: 0; 2030: 0.77799; 2031: 0; 2032: 0; 2033: 15.803; 2034: 17.7461; 2035: 0; 2036: 14.882; 2039: 0.10921; 2040: 0.55915
2018-04-02 10:00 | 4 | 9 | 2 | 0 | 0 | 0.1912 | 0.80805 | 1.6161 | 1.5296 | 20.3125 | 10.5647 | 17.0341 | 17.0341 | 32.827 | 1.5296 | 0 | 2024: 1.7577; 2025: 31.0694; 2026: 0; 2027: 26.0549; 2028: 0; 2029: 0; 2030: 0.086532; 2031: 0; 2032: 0; 2033: 1.7577; 2034: 31.0694; 2035: 0; 2036: 26.0549; 2039: 0.1912; 2040: 0.52449
2018-04-02 11:00 | 4 | 10 | 2 | 0 | 0 | 0.20174 | 0.81871 | 1.6374 | 1.6139 | 20.3125 | 10.5647 | 17.0341 | 17.0341 | 33.2599 | 1.6139 | 0 | 2024: 0.47701; 2025: 32.7829; 2026: 0; 2027: 27.4919; 2028: 0; 2029: 0; 2030: 0.023483; 2031: 0; 2032: 0; 2033: 0.47701; 2034: 32.7829; 2035: 0; 2036: 27.4919; 2039: 0.20174; 2040: 0.55411
2018-04-02 12:00 | 4 | 11 | 2 | 0 | 0 | 0.28779 | 0.78604 | 1.5721 | 2.3023 | 20.3125 | 10.5647 | 17.0341 | 17.0341 | 31.9329 | 1.5721 | 0.73023 | 2024: 0; 2025: 31.9329; 2026: 7.7147; 2027: 39.2179; 2028: 0.73023; 2029: 0.73023; 2030: 0; 2031: 0; 2032: 0; 2033: 0; 2034: 31.9329; 2035: 0; 2036: 39.2179; 2039: 0.28779; 2040: 0.37415
2018-04-02 13:00 | 4 | 12 | 2 | 0 | 0 | 0.23807 | 0.72587 | 1.4517 | 1.9046 | 20.3125 | 10.5647 | 17.0341 | 17.0341 | 29.4885 | 1.4517 | 0.45285 | 2024: 0; 2025: 29.4885; 2026: 4.7842; 2027: 32.4431; 2028: 0.45285; 2029: 1.1831; 2030: 0; 2031: 0; 2032: 0; 2033: 0; 2034: 29.4885; 2035: 0; 2036: 32.4431; 2039: 0.23807; 2040: 0.3571
2018-04-02 14:00 | 4 | 13 | 2 | 0 | 0 | 0.12525 | 0.77149 | 1.543 | 1.002 | 20.3125 | 10.5647 | 17.0341 | 17.0341 | 31.3417 | 1.002 | 0 | 2024: 10.989; 2025: 20.3526; 2026: 0; 2027: 17.0678; 2028: 0; 2029: 1.1831; 2030: 0.541; 2031: 0.541; 2032: 0; 2033: 0; 2034: 31.3417; 2035: 0; 2036: 17.0678; 2039: 0.12525; 2040: 0.32028
2018-04-02 15:00 | 4 | 14 | 2 | 0 | 0 | 0.35876 | 0.88079 | 1.7616 | 2.8701 | 20.3125 | 10.5647 | 17.0341 | 17.0341 | 35.782 | 1.7616 | 1.1085 | 2024: 0; 2025: 35.782; 2026: 11.7111; 2027: 48.8894; 2028: 1.1085; 2029: 1.7035; 2030: 0; 2031: 0; 2032: 0; 2033: 0; 2034: 35.782; 2035: 0; 2036: 48.8894; 2039: 0.35876; 2040: 0.080659
2018-04-02 16:00 | 4 | 15 | 2 | 0 | 1 | 0.13317 | 0.95236 | 1.9047 | 1.0654 | 21.7915 | 12.0437 | 17.0341 | 17.0341 | 41.5065 | 1.0654 | 0 | 2024: 18.2905; 2025: 23.2159; 2026: 0; 2027: 18.1476; 2028: 0; 2029: 1.7035; 2030: 0.83934; 2031: 0.83934; 2032: 0; 2033: 0; 2034: 41.5065; 2035: 0; 2036: 18.1476; 2039: 0.13317; 2040: 0.19592
2018-04-02 17:00 | 4 | 16 | 2 | 0 | 1 | 0.10129 | 0.99495 | 1.9899 | 0.81032 | 21.7915 | 12.0437 | 17.0341 | 17.0341 | 43.3627 | 0.81032 | 0 | 2024: 25.7046; 2025: 17.6581; 2026: 0; 2027: 13.8031; 2028: 0; 2029: 0.79122; 2030: 1.1796; 2031: 0.72792; 2032: 0; 2033: 9.8422; 2034: 33.5205; 2035: 0; 2036: 13.8031; 2039: 0.10129; 2040: 0.09788
2018-04-02 18:00 | 4 | 17 | 2 | 0 | 1 | 0.0054805 | 1.0885 | 2.177 | 0.043844 | 21.7915 | 12.0437 | 17.0341 | 17.0341 | 47.4397 | 0.043844 | 0 | 2024: 46.4843; 2025: 0.95543; 2026: 0; 2027: 0.74685; 2028: 0; 2029: 0; 2030: 2.1331; 2031: 0; 2032: 0; 2033: 46.4843; 2034: 0.95543; 2035: 0; 2036: 0.74685; 2039: 0.0054805; 2040: 0.015681
2018-04-02 19:00 | 4 | 18 | 2 | 0 | 1 | 0 | 1.1186 | 2.2372 | 0 | 21.7915 | 12.0437 | 17.0341 | 17.0341 | 48.7515 | 0 | 0 | 2024: 48.7515; 2025: 0; 2026: 0; 2027: 0; 2028: 0; 2029: 0; 2030: 2.2372; 2031: 0; 2032: 0; 2033: 48.7515; 2034: 0; 2035: 0; 2036: 0; 2039: 0; 2040: 0
2018-04-02 20:00 | 4 | 19 | 2 | 0 | 0 | 0 | 1.0463 | 2.0926 | 0 | 20.3125 | 10.5647 | 17.0341 | 17.0341 | 42.5066 | 0 | 0 | 2024: 42.5066; 2025: 0; 2026: 0; 2027: 0; 2028: 0; 2029: 0; 2030: 2.0926; 2031: 0; 2032: 0; 2033: 42.5066; 2034: 0; 2035: 0; 2036: 0; 2039: 0; 2040: 0
2018-04-02 21:00 | 4 | 20 | 2 | 0 | 0 | 0 | 0.80575 | 1.6115 | 0 | 20.3125 | 10.5647 | 17.0341 | 17.0341 | 32.7334 | 0 | 0 | 2024: 32.7334; 2025: 0; 2026: 0; 2027: 0; 2028: 0; 2029: 0; 2030: 1.6115; 2031: 0; 2032: 0; 2033: 32.7334; 2034: 0; 2035: 0; 2036: 0; 2039: 0; 2040: 0
2018-04-02 22:00 | 4 | 21 | 2 | 0 | 0 | 0 | 0.57887 | 1.1577 | 0 | 20.3125 | 10.5647 | 17.0341 | 17.0341 | 23.5165 | 0 | 0 | 2024: 23.5165; 2025: 0; 2026: 0; 2027: 0; 2028: 0; 2029: 0; 2030: 1.1577; 2031: 0; 2032: 0; 2033: 23.5165; 2034: 0; 2035: 0; 2036: 0; 2039: 0; 2040: 0
2018-04-02 23:00 | 4 | 22 | 2 | 0 | 0 | 0 | 0.53631 | 1.0726 | 0 | 20.3125 | 10.5647 | 17.0341 | 17.0341 | 21.7875 | 0 | 0 | 2024: 21.7875; 2025: 0; 2026: 0; 2027: 0; 2028: 0; 2029: 0; 2030: 1.0726; 2031: 0; 2032: 0; 2033: 21.7875; 2034: 0; 2035: 0; 2036: 0; 2039: 0; 2040: 0
2018-04-03 | 4 | 23 | 2 | 0 | 0 | 0 | 0.48485 | 0.96969 | 0 | 20.3125 | 10.5647 | 17.0341 | 17.0341 | 19.6969 | 0 | 0 | 2024: 19.6969; 2025: 0; 2026: 0; 2027: 0; 2028: 0; 2029: 0; 2030: 0.96969; 2031: 0; 2032: 0; 2033: 19.6969; 2034: 0; 2035: 0; 2036: 0; 2039: 0; 2040: 0
2018-04-03 01:00 | 4 | 0 | 3 | 0 | 0 | 0 | 0.44097 | 0.88193 | 0 | 20.3125 | 10.5647 | 17.0341 | 17.0341 | 17.9142 | 0 | 0 | 2024: 17.9142; 2025: 0; 2026: 0; 2027: 0; 2028: 0; 2029: 0; 2030: 0.88193; 2031: 0; 2032: 0; 2033: 17.9142; 2034: 0; 2035: 0; 2036: 0; 2039: 0; 2040: 0
2018-04-03 02:00 | 4 | 1 | 3 | 0 | 0 | 0 | 0.4309 | 0.86179 | 0 | 20.3125 | 10.5647 | 17.0341 | 17.0341 | 17.5052 | 0 | 0 | 2024: 17.5052; 2025: 0; 2026: 0; 2027: 0; 2028: 0; 2029: 0; 2030: 0.86179; 2031: 0; 2032: 0; 2033: 17.5052; 2034: 0; 2035: 0; 2036: 0; 2039: 0; 2040: 0
2018-04-03 03:00 | 4 | 2 | 3 | 0 | 0 | 0 | 0.45146 | 0.90291 | 0 | 20.3125 | 10.5647 | 17.0341 | 17.0341 | 18.3404 | 0 | 0 | 2024: 18.3404; 2025: 0; 2026: 0; 2027: 0; 2028: 0; 2029: 0; 2030: 0.90291; 2031: 0; 2032: 0; 2033: 18.3404; 2034: 0; 2035: 0; 2036: 0; 2039: 0; 2040: 0
2018-04-03 04:00 | 4 | 3 | 3 | 0 | 0 | 0 | 0.49035 | 0.9807 | 0 | 20.3125 | 10.5647 | 17.0341 | 17.0341 | 19.9204 | 0 | 0 | 2024: 19.9204; 2025: 0; 2026: 0; 2027: 0; 2028: 0; 2029: 0; 2030: 0.9807; 2031: 0; 2032: 0; 2033: 19.9204; 2034: 0; 2035: 0; 2036: 0; 2039: 0; 2040: 0
2018-04-03 05:00 | 4 | 4 | 3 | 0 | 0 | 0 | 0.6563 | 1.3126 | 0 | 20.3125 | 10.5647 | 17.0341 | 17.0341 | 26.6623 | 0 | 0 | 2024: 26.6623; 2025: 0; 2026: 0; 2027: 0; 2028: 0; 2029: 0; 2030: 1.3126; 2031: 0; 2032: 0; 2033: 26.6623; 2034: 0; 2035: 0; 2036: 0; 2039: 0; 2040: 0
2018-04-03 06:00 | 4 | 5 | 3 | 0 | 0 | 0 | 0.78413 | 1.5683 | 0 | 20.3125 | 10.5647 | 17.0341 | 17.0341 | 31.8555 | 0 | 0 | 2024: 31.8555; 2025: 0; 2026: 0; 2027: 0; 2028: 0; 2029: 0; 2030: 1.5683; 2031: 0; 2032: 0; 2033: 31.8555; 2034: 0; 2035: 0; 2036: 0; 2039: 0; 2040: 0.0018997
2018-04-03 07:00 | 4 | 6 | 3 | 0 | 0 | 0.047667 | 0.84129 | 1.6826 | 0.38134 | 20.3125 | 10.5647 | 17.0341 | 17.0341 | 34.1774 | 0.38134 | 0 | 2024: 26.4314; 2025: 7.746; 2026: 0; 2027: 6.4958; 2028: 0; 2029: 0; 2030: 1.3012; 2031: 0; 2032: 0; 2033: 26.4314; 2034: 7.746; 2035: 0; 2036: 6.4958; 2039: 0.047667; 2040: 0.047996
2018-04-03 08:00 | 4 | 7 | 3 | 0 | 0 | 0.16782 | 0.82879 | 1.6576 | 1.3426 | 20.3125 | 10.5647 | 17.0341 | 17.0341 | 33.6695 | 1.3426 | 0 | 2024: 6.3985; 2025: 27.2711; 2026: 0; 2027: 22.8696; 2028: 0; 2029: 0; 2030: 0.315; 2031: 0; 2032: 0; 2033: 6.3985; 2034: 27.2711; 2035: 0; 2036: 22.8696; 2039: 0.16782; 2040: 0.11856
2018-04-03 09:00 | 4 | 8 | 3 | 0 | 0 | 0.25849 | 0.82943 | 1.6589 | 2.0679 | 20.3125 | 10.5647 | 17.0341 | 17.0341 | 33.6957 | 1.6589 | 0.40907 | 2024: 0; 2025: 33.6957; 2026: 4.3217; 2027: 35.2255; 2028: 0.40907; 2029: 0.40907; 2030: 0; 2031: 0; 2032: 0; 2033: 0; 2034: 33.6957; 2035: 0; 2036: 35.2255; 2039: 0.25849; 2040: 0.207
2018-04-03 10:00 | 4 | 9 | 3 | 0 | 0 | 0.24379 | 0.81893 | 1.6379 | 1.9503 | 20.3125 | 10.5647 | 17.0341 | 17.0341 | 33.269 | 1.6379 | 0.31243 | 2024: 0; 2025: 33.269; 2026: 3.3007; 2027: 33.2215; 2028: 0.31243; 2029: 0.7215; 2030: 0; 2031: 0; 2032: 0; 2033: 0; 2034: 33.269; 2035: 0; 2036: 33.2215; 2039: 0.24379; 2040: 0.33038
2018-04-03 11:00 | 4 | 10 | 3 | 0 | 0 | 0.21606 | 0.89832 | 1.7966 | 1.7285 | 20.3125 | 10.5647 | 17.0341 | 17.0341 | 36.4944 | 1.7285 | 0 | 2024: 1.384; 2025: 35.1104; 2026: 0; 2027: 29.4437; 2028: 0; 2029: 0.7215; 2030: 0.068134; 2031: 0.068134; 2032: 0; 2033: 0; 2034: 36.4944; 2035: 0; 2036: 29.4437; 2039: 0.21606; 2040: 0.72024
2018-04-03 12:00 | 4 | 11 | 3 | 0 | 0 | 0.29612 | 0.93894 | 1.8779 | 2.3689 | 20.3125 | 10.5647 | 17.0341 | 17.0341 | 38.1444 | 1.8779 | 0.49106 | 2024: 0; 2025: 38.1444; 2026: 5.1879; 2027: 40.3528; 2028: 0.49106; 2029: 1.1385; 2030: 0; 2031: 0; 2032: 0; 2033: 0; 2034: 38.1444; 2035: 0; 2036: 40.3528; 2039: 0.29612; 2040: 0.76923
2018-04-03 13:00 | 4 | 12 | 3 | 0 | 0 | 0.4011 | 0.93616 | 1.8723 | 3.2088 | 20.3125 | 10.5647 | 17.0341 | 17.0341 | 38.0314 | 1.8723 | 1.3365 | 2024: 0; 2025: 38.0314; 2026: 14.1193; 2027: 54.6586; 2028: 1.3365; 2029: 2.475; 2030: 0; 2031: 0; 2032: 0; 2033: 0; 2034: 38.0314; 2035: 0; 2036: 54.6586; 2039: 0.4011; 2040: 0.75427
2018-04-03 14:00 | 4 | 13 | 3 | 0 | 0 | 0.28539 | 0.97173 | 1.9435 | 2.2831 | 20.3125 | 10.5647 | 17.0341 | 17.0341 | 39.4765 | 1.9435 | 0.33964 | 2024: 0; 2025: 39.4765; 2026: 3.5882; 2027: 38.8907; 2028: 0.33964; 2029: 2.8146; 2030: 0; 2031: 0; 2032: 0; 2033: 0; 2034: 39.4765; 2035: 0; 2036: 38.8907; 2039: 0.28539; 2040: 0.76875
2018-04-03 15:00 | 4 | 14 | 3 | 0 | 0 | 0.17452 | 1.0915 | 2.1829 | 1.3962 | 20.3125 | 10.5647 | 17.0341 | 17.0341 | 44.3404 | 1.3962 | 0 | 2024: 15.9811; 2025: 28.3593; 2026: 0; 2027: 23.7823; 2028: 0; 2029: 2.8146; 2030: 0.78676; 2031: 0.78676; 2032: 0; 2033: 0; 2034: 44.3404; 2035: 0; 2036: 23.7823; 2039: 0.17452; 2040: 0.57036
2018-04-03 16:00 | 4 | 15 | 3 | 0 | 1 | 0.1511 | 1.1065 | 2.2131 | 1.2088 | 21.7915 | 12.0437 | 17.0341 | 17.0341 | 48.2263 | 1.2088 | 0 | 2024: 21.8844; 2025: 26.3419; 2026: 0; 2027: 20.5911; 2028: 0; 2029: 1.9594; 2030: 1.0043; 2031: 1.0043; 2032: 0; 2033: 0; 2034: 48.2263; 2035: 0; 2036: 20.5911; 2039: 0.1511; 2040: 0.42764
2018-04-03 17:00 | 4 | 16 | 3 | 0 | 1 | 0.064353 | 1.1387 | 2.2774 | 0.51483 | 21.7915 | 12.0437 | 17.0341 | 17.0341 | 49.6278 | 0.51483 | 0 | 2024: 38.409; 2025: 11.2188; 2026: 0; 2027: 8.7696; 2028: 0; 2029: 0.86783; 2030: 1.7626; 2031: 0.7984; 2032: 0; 2033: 21.0107; 2034: 28.6172; 2035: 0; 2036: 8.7696; 2039: 0.064353; 2040: 0.20418
2018-04-03 18:00 | 4 | 17 | 3 | 0 | 1 | 0.0075223 | 1.0189 | 2.0379 | 0.060178 | 21.7915 | 12.0437 | 17.0341 | 17.0341 | 44.4087 | 0.060178 | 0 | 2024: 43.0973; 2025: 1.3114; 2026: 0; 2027: 1.0251; 2028: 0; 2029: 0; 2030: 1.9777; 2031: 0; 2032: 0; 2033: 43.0973; 2034: 1.3114; 2035: 0; 2036: 1.0251; 2039: 0.0075223; 2040: 0.026996
2018-04-03 19:00 | 4 | 18 | 3 | 0 | 1 | 0 | 1.0465 | 2.0929 | 0 | 21.7915 | 12.0437 | 17.0341 | 17.0341 | 45.6075 | 0 | 0 | 2024: 45.6075; 2025: 0; 2026: 0; 2027: 0; 2028: 0; 2029: 0; 2030: 2.0929; 2031: 0; 2032: 0; 2033: 45.6075; 2034: 0; 2035: 0; 2036: 0; 2039: 0; 2040: 0
2018-04-03 20:00 | 4 | 19 | 3 | 0 | 0 | 0 | 1.1011 | 2.2021 | 0 | 20.3125 | 10.5647 | 17.0341 | 17.0341 | 44.731 | 0 | 0 | 2024: 44.731; 2025: 0; 2026: 0; 2027: 0; 2028: 0; 2029: 0; 2030: 2.2021; 2031: 0; 2032: 0; 2033: 44.731; 2034: 0; 2035: 0; 2036: 0; 2039: 0; 2040: 0
2018-04-03 21:00 | 4 | 20 | 3 | 0 | 0 | 0 | 0.82489 | 1.6498 | 0 | 20.3125 | 10.5647 | 17.0341 | 17.0341 | 33.5113 | 0 | 0 | 2024: 33.5113; 2025: 0; 2026: 0; 2027: 0; 2028: 0; 2029: 0; 2030: 1.6498; 2031: 0; 2032: 0; 2033: 33.5113; 2034: 0; 2035: 0; 2036: 0; 2039: 0; 2040: 0
2018-04-03 22:00 | 4 | 21 | 3 | 0 | 0 | 0 | 0.6366 | 1.2732 | 0 | 20.3125 | 10.5647 | 17.0341 | 17.0341 | 25.8619 | 0 | 0 | 2024: 25.8619; 2025: 0; 2026: 0; 2027: 0; 2028: 0; 2029: 0; 2030: 1.2732; 2031: 0; 2032: 0; 2033: 25.8619; 2034: 0; 2035: 0; 2036: 0; 2039: 0; 2040: 0
2018-04-03 23:00 | 4 | 22 | 3 | 0 | 0 | 0 | 0.52026 | 1.0405 | 0 | 20.3125 | 10.5647 | 17.0341 | 17.0341 | 21.1357 | 0 | 0 | 2024: 21.1357; 2025: 0; 2026: 0; 2027: 0; 2028: 0; 2029: 0; 2030: 1.0405; 2031: 0; 2032: 0; 2033: 21.1357; 2034: 0; 2035: 0; 2036: 0; 2039: 0; 2040: 0
2018-04-04 | 4 | 23 | 3 | 0 | 0 | 0 | 0.46579 | 0.93158 | 0 | 20.3125 | 10.5647 | 17.0341 | 17.0341 | 18.9227 | 0 | 0 | 2024: 18.9227; 2025: 0; 2026: 0; 2027: 0; 2028: 0; 2029: 0; 2030: 0.93158; 2031: 0; 2032: 0; 2033: 18.9227; 2034: 0; 2035: 0; 2036: 0; 2039: 0; 2040: 0
2018-04-04 01:00 | 4 | 0 | 4 | 0 | 0 | 0 | 0.43 | 0.86001 | 0 | 20.3125 | 10.5647 | 17.0341 | 17.0341 | 17.4689 | 0 | 0 | 2024: 17.4689; 2025: 0; 2026: 0; 2027: 0; 2028: 0; 2029: 0; 2030: 0.86001; 2031: 0; 2032: 0; 2033: 17.4689; 2034: 0; 2035: 0; 2036: 0; 2039: 0; 2040: 0
2018-04-04 02:00 | 4 | 1 | 4 | 0 | 0 | 0 | 0.43322 | 0.86644 | 0 | 20.3125 | 10.5647 | 17.0341 | 17.0341 | 17.5996 | 0 | 0 | 2024: 17.5996; 2025: 0; 2026: 0; 2027: 0; 2028: 0; 2029: 0; 2030: 0.86644; 2031: 0; 2032: 0; 2033: 17.5996; 2034: 0; 2035: 0; 2036: 0; 2039: 0; 2040: 0
2018-04-04 03:00 | 4 | 2 | 4 | 0 | 0 | 0 | 0.44931 | 0.89862 | 0 | 20.3125 | 10.5647 | 17.0341 | 17.0341 | 18.2532 | 0 | 0 | 2024: 18.2532; 2025: 0; 2026: 0; 2027: 0; 2028: 0; 2029: 0; 2030: 0.89862; 2031: 0; 2032: 0; 2033: 18.2532; 2034: 0; 2035: 0; 2036: 0; 2039: 0; 2040: 0
2018-04-04 04:00 | 4 | 3 | 4 | 0 | 0 | 0 | 0.49025 | 0.9805 | 0 | 20.3125 | 10.5647 | 17.0341 | 17.0341 | 19.9165 | 0 | 0 | 2024: 19.9165; 2025: 0; 2026: 0; 2027: 0; 2028: 0; 2029: 0; 2030: 0.9805; 2031: 0; 2032: 0; 2033: 19.9165; 2034: 0; 2035: 0; 2036: 0; 2039: 0; 2040: 0
2018-04-04 05:00 | 4 | 4 | 4 | 0 | 0 | 0 | 0.62751 | 1.255 | 0 | 20.3125 | 10.5647 | 17.0341 | 17.0341 | 25.4925 | 0 | 0 | 2024: 25.4925; 2025: 0; 2026: 0; 2027: 0; 2028: 0; 2029: 0; 2030: 1.255; 2031: 0; 2032: 0; 2033: 25.4925; 2034: 0; 2035: 0; 2036: 0; 2039: 0; 2040: 0
2018-04-04 06:00 | 4 | 5 | 4 | 0 | 0 | 0 | 0.74986 | 1.4997 | 0 | 20.3125 | 10.5647 | 17.0341 | 17.0341 | 30.4629 | 0 | 0 | 2024: 30.4629; 2025: 0; 2026: 0; 2027: 0; 2028: 0; 2029: 0; 2030: 1.4997; 2031: 0; 2032: 0; 2033: 30.4629; 2034: 0; 2035: 0; 2036: 0; 2039: 0; 2040: 0.0045897
2018-04-04 07:00 | 4 | 6 | 4 | 0 | 0 | 0.072812 | 0.79284 | 1.5857 | 0.58249 | 20.3125 | 10.5647 | 17.0341 | 17.0341 | 32.2091 | 0.58249 | 0 | 2024: 20.3773; 2025: 11.8319; 2026: 0; 2027: 9.9223; 2028: 0; 2029: 0; 2030: 1.0032; 2031: 0; 2032: 0; 2033: 20.3773; 2034: 11.8319; 2035: 0; 2036: 9.9223; 2039: 0.072812; 2040: 0.01263
2018-04-04 08:00 | 4 | 7 | 4 | 0 | 0 | 0.26993 | 0.83816 | 1.6763 | 2.1594 | 20.3125 | 10.5647 | 17.0341 | 17.0341 | 34.0504 | 1.6763 | 0.48311 | 2024: 0; 2025: 34.0504; 2026: 5.1039; 2027: 36.7842; 2028: 0.48311; 2029: 0.48311; 2030: 0; 2031: 0; 2032: 0; 2033: 0; 2034: 34.0504; 2035: 0; 2036: 36.7842; 2039: 0.26993; 2040: 0.044909
2018-04-04 09:00 | 4 | 8 | 4 | 0 | 0 | 0.18209 | 0.8302 | 1.6604 | 1.4567 | 20.3125 | 10.5647 | 17.0341 | 17.0341 | 33.7268 | 1.4567 | 0 | 2024: 4.1371; 2025: 29.5896; 2026: 0; 2027: 24.814; 2028: 0; 2029: 0.48311; 2030: 0.20367; 2031: 0.20367; 2032: 0; 2033: 0; 2034: 33.7268; 2035: 0; 2036: 24.814; 2039: 0.18209; 2040: 0.091319
2018-04-04 10:00 | 4 | 9 | 4 | 0 | 0 | 0.13178 | 0.87831 | 1.7566 | 1.0542 | 20.3125 | 10.5647 | 17.0341 | 17.0341 | 35.6815 | 1.0542 | 0 | 2024: 14.2674; 2025: 21.4141; 2026: 0; 2027: 17.9579; 2028: 0; 2029: 0.26173; 2030: 0.7024; 2031: 0.24079; 2032: 0; 2033: 9.3764; 2034: 26.3051; 2035: 0; 2036: 17.9579; 2039: 0.13178; 2040: 0.1555
2018-04-04 11:00 | 4 | 10 | 4 | 0 | 0 | 0.19642 | 0.89332 | 1.7866 | 1.5714 | 20.3125 | 10.5647 | 17.0341 | 17.0341 | 36.2913 | 1.5714 | 0 | 2024: 4.3725; 2025: 31.9187; 2026: 0; 2027: 26.7672; 2028: 0; 2029: 0; 2030: 0.21526; 2031: 0; 2032: 0; 2033: 4.3725; 2034: 31.9187; 2035: 0; 2036: 26.7672; 2039: 0.19642; 2040: 0.27608
2018-04-04 12:00 | 4 | 11 | 4 | 0 | 0 | 0.13744 | 0.86783 | 1.7357 | 1.0995 | 20.3125 | 10.5647 | 17.0341 | 17.0341 | 35.2556 | 1.0995 | 0 | 2024: 12.9218; 2025: 22.3338; 2026: 0; 2027: 18.7292; 2028: 0; 2029: 0; 2030: 0.63615; 2031: 0; 2032: 0; 2033: 12.9218; 2034: 22.3338; 2035: 0; 2036: 18.7292; 2039: 0.13744; 2040: 0.33649
2018-04-04 13:00 | 4 | 12 | 4 | 0 | 0 | 0.20841 | 0.8122 | 1.6244 | 1.6673 | 20.3125 | 10.5647 | 17.0341 | 17.0341 | 32.9957 | 1.6244 | 0.042918 | 2024: 0; 2025: 32.9957; 2026: 0.45342; 2027: 28.4014; 2028: 0.042918; 2029: 0.042918; 2030: 0; 2031: 0; 2032: 0; 2033: 0; 2034: 32.9957; 2035: 0; 2036: 28.4014; 2039: 0.20841; 2040: 0.27622
2018-04-04 14:00 | 4 | 13 | 4 | 0 | 0 | 0.11834 | 0.81627 | 1.6325 | 0.9467 | 20.3125 | 10.5647 | 17.0341 | 17.0341 | 33.161 | 0.9467 | 0 | 2024: 13.9311; 2025: 19.2299; 2026: 0; 2027: 16.1263; 2028: 0; 2029: 0.042918; 2030: 0.68584; 2031: 0.039485; 2032: 0; 2033: 13.1291; 2034: 20.032; 2035: 0; 2036: 16.1263; 2039: 0.11834; 2040: 0.33425
2018-04-04 15:00 | 4 | 14 | 4 | 0 | 0 | 0.10521 | 0.92268 | 1.8454 | 0.84166 | 20.3125 | 10.5647 | 17.0341 | 17.0341 | 37.4837 | 0.84166 | 0 | 2024: 20.3876; 2025: 17.0961; 2026: 0; 2027: 14.3369; 2028: 0; 2029: 0; 2030: 1.0037; 2031: 0; 2032: 0; 2033: 20.3876; 2034: 17.0961; 2035: 0; 2036: 14.3369; 2039: 0.10521; 2040: 0.11792
2018-04-04 16:00 | 4 | 15 | 4 | 0 | 1 | 0.075937 | 0.98909 | 1.9782 | 0.6075 | 21.7915 | 12.0437 | 17.0341 | 17.0341 | 43.1074 | 0.6075 | 0 | 2024: 29.8691; 2025: 13.2382; 2026: 0; 2027: 10.3482; 2028: 0; 2029: 0; 2030: 1.3707; 2031: 0; 2032: 0; 2033: 29.8691; 2034: 13.2382; 2035: 0; 2036: 10.3482; 2039: 0.075937; 2040: 0.18376
2018-04-04 17:00 | 4 | 16 | 4 | 0 | 1 | 0.043944 | 1.0878 | 2.1756 | 0.35155 | 21.7915 | 12.0437 | 17.0341 | 17.0341 | 47.4087 | 0.35155 | 0 | 2024: 39.7479; 2025: 7.6608; 2026: 0; 2027: 5.9883; 2028: 0; 2029: 0; 2030: 1.824; 2031: 0; 2032: 0; 2033: 39.7479; 2034: 7.6608; 2035: 0; 2036: 5.9883; 2039: 0.043944; 2040: 0.095881
2018-04-04 18:00 | 4 | 17 | 4 | 0 | 1 | 0.0016345 | 1.1025 | 2.205 | 0.013076 | 21.7915 | 12.0437 | 17.0341 | 17.0341 | 48.0511 | 0.013076 | 0 | 2024: 47.7662; 2025: 0.28495; 2026: 0; 2027: 0.22274; 2028: 0; 2029: 0; 2030: 2.192; 2031: 0; 2032: 0; 2033: 47.7662; 2034: 0.28495; 2035: 0; 2036: 0.22274; 2039: 0.0016345; 2040: 0.017654
2018-04-04 19:00 | 4 | 18 | 4 | 0 | 1 | 0 | 1.1197 | 2.2394 | 0 | 21.7915 | 12.0437 | 17.0341 | 17.0341 | 48.8009 | 0 | 0 | 2024: 48.8009; 2025: 0; 2026: 0; 2027: 0; 2028: 0; 2029: 0; 2030: 2.2394; 2031: 0; 2032: 0; 2033: 48.8009; 2034: 0; 2035: 0; 2036: 0; 2039: 0; 2040: 0
2018-04-04 20:00 | 4 | 19 | 4 | 0 | 0 | 0 | 1.1965 | 2.393 | 0 | 20.3125 | 10.5647 | 17.0341 | 17.0341 | 48.6073 | 0 | 0 | 2024: 48.6073; 2025: 0; 2026: 0; 2027: 0; 2028: 0; 2029: 0; 2030: 2.393; 2031: 0; 2032: 0; 2033: 48.6073; 2034: 0; 2035: 0; 2036: 0; 2039: 0; 2040: 0
2018-04-04 21:00 | 4 | 20 | 4 | 0 | 0 | 0 | 1.011 | 2.0221 | 0 | 20.3125 | 10.5647 | 17.0341 | 17.0341 | 41.0738 | 0 | 0 | 2024: 41.0738; 2025: 0; 2026: 0; 2027: 0; 2028: 0; 2029: 0; 2030: 2.0221; 2031: 0; 2032: 0; 2033: 41.0738; 2034: 0; 2035: 0; 2036: 0; 2039: 0; 2040: 0
2018-04-04 22:00 | 4 | 21 | 4 | 0 | 0 | 0 | 0.80933 | 1.6187 | 0 | 20.3125 | 10.5647 | 17.0341 | 17.0341 | 32.879 | 0 | 0 | 2024: 32.879; 2025: 0; 2026: 0; 2027: 0; 2028: 0; 2029: 0; 2030: 1.6187; 2031: 0; 2032: 0; 2033: 32.879; 2034: 0; 2035: 0; 2036: 0; 2039: 0; 2040: 0
2018-04-04 23:00 | 4 | 22 | 4 | 0 | 0 | 0 | 0.73211 | 1.4642 | 0 | 20.3125 | 10.5647 | 17.0341 | 17.0341 | 29.742 | 0 | 0 | 2024: 29.742; 2025: 0; 2026: 0; 2027: 0; 2028: 0; 2029: 0; 2030: 1.4642; 2031: 0; 2032: 0; 2033: 29.742; 2034: 0; 2035: 0; 2036: 0; 2039: 0; 2040: 0
2018-04-05 | 4 | 23 | 4 | 0 | 0 | 0 | 0.70435 | 1.4087 | 0 | 20.3125 | 10.5647 | 17.0341 | 17.0341 | 28.6141 | 0 | 0 | 2024: 28.6141; 2025: 0; 2026: 0; 2027: 0; 2028: 0; 2029: 0; 2030: 1.4087; 2031: 0; 2032: 0; 2033: 28.6141; 2034: 0; 2035: 0; 2036: 0; 2039: 0; 2040: 0
2018-04-05 01:00 | 4 | 0 | 5 | 0 | 0 | 0 | 0.68671 | 1.3734 | 0 | 20.3125 | 10.5647 | 17.0341 | 17.0341 | 27.8976 | 0 | 0 | 2024: 27.8976; 2025: 0; 2026: 0; 2027: 0; 2028: 0; 2029: 0; 2030: 1.3734; 2031: 0; 2032: 0; 2033: 27.8976; 2034: 0; 2035: 0; 2036: 0; 2039: 0; 2040: 0
2018-04-05 02:00 | 4 | 1 | 5 | 0 | 0 | 0 | 0.69034 | 1.3807 | 0 | 20.3125 | 10.5647 | 17.0341 | 17.0341 | 28.0449 | 0 | 0 | 2024: 28.0449; 2025: 0; 2026: 0; 2027: 0; 2028: 0; 2029: 0; 2030: 1.3807; 2031: 0; 2032: 0; 2033: 28.0449; 2034: 0; 2035: 0; 2036: 0; 2039: 0; 2040: 0
2018-04-05 03:00 | 4 | 2 | 5 | 0 | 0 | 0 | 0.69557 | 1.3911 | 0 | 20.3125 | 10.5647 | 17.0341 | 17.0341 | 28.2575 | 0 | 0 | 2024: 28.2575; 2025: 0; 2026: 0; 2027: 0; 2028: 0; 2029: 0; 2030: 1.3911; 2031: 0; 2032: 0; 2033: 28.2575; 2034: 0; 2035: 0; 2036: 0; 2039: 0; 2040: 0
2018-04-05 04:00 | 4 | 3 | 5 | 0 | 0 | 0 | 0.72735 | 1.4547 | 0 | 20.3125 | 10.5647 | 17.0341 | 17.0341 | 29.5487 | 0 | 0 | 2024: 29.5487; 2025: 0; 2026: 0; 2027: 0; 2028: 0; 2029: 0; 2030: 1.4547; 2031: 0; 2032: 0; 2033: 29.5487; 2034: 0; 2035: 0; 2036: 0; 2039: 0; 2040: 0
2018-04-05 05:00 | 4 | 4 | 5 | 0 | 0 | 0 | 0.87435 | 1.7487 | 0 | 20.3125 | 10.5647 | 17.0341 | 17.0341 | 35.5203 | 0 | 0 | 2024: 35.5203; 2025: 0; 2026: 0; 2027: 0; 2028: 0; 2029: 0; 2030: 1.7487; 2031: 0; 2032: 0; 2033: 35.5203; 2034: 0; 2035: 0; 2036: 0; 2039: 0; 2040: 0
2018-04-05 06:00 | 4 | 5 | 5 | 0 | 0 | 0.0053661 | 1.0536 | 2.1072 | 0.042929 | 20.3125 | 10.5647 | 17.0341 | 17.0341 | 42.803 | 0.042929 | 0 | 2024: 41.931; 2025: 0.87199; 2026: 0; 2027: 0.73125; 2028: 0; 2029: 0; 2030: 2.0643; 2031: 0; 2032: 0; 2033: 41.931; 2034: 0.87199; 2035: 0; 2036: 0.73125; 2039: 0.0053661; 2040: 0.0058897
2018-04-05 07:00 | 4 | 6 | 5 | 0 | 0 | 0.15548 | 1.1308 | 2.2615 | 1.2438 | 20.3125 | 10.5647 | 17.0341 | 17.0341 | 45.9369 | 1.2438 | 0 | 2024: 20.6721; 2025: 25.2649; 2026: 0; 2027: 21.1872; 2028: 0; 2029: 0; 2030: 1.0177; 2031: 0; 2032: 0; 2033: 20.6721; 2034: 25.2649; 2035: 0; 2036: 21.1872; 2039: 0.15548; 2040: 0.17751
2018-04-05 08:00 | 4 | 7 | 5 | 0 | 0 | 0.36981 | 0.96921 | 1.9384 | 2.9585 | 20.3125 | 10.5647 | 17.0341 | 17.0341 | 39.3743 | 1.9384 | 1.0201 | 2024: 0; 2025: 39.3743; 2026: 10.7768; 2027: 50.3956; 2028: 1.0201; 2029: 1.0201; 2030: 0; 2031: 0; 2032: 0; 2033: 0; 2034: 39.3743; 2035: 0; 2036: 50.3956; 2039: 0.36981; 2040: 0.42008
2018-04-05 09:00 | 4 | 8 | 5 | 0 | 0 | 0.53606 | 0.9323 | 1.8646 | 4.2885 | 20.3125 | 10.5647 | 17.0341 | 17.0341 | 37.8746 | 1.8646 | 2.4239 | 2024: 0; 2025: 37.8746; 2026: 25.6077; 2027: 73.0506; 2028: 2.4239; 2029: 3.444; 2030: 0; 2031: 0; 2032: 0; 2033: 0; 2034: 37.8746; 2035: 0; 2036: 73.0506; 2039: 0.53606; 2040: 0.59698
2018-04-05 10:00 | 4 | 9 | 5 | 0 | 0 | 0.66049 | 0.97165 | 1.9433 | 5.2839 | 20.3125 | 10.5647 | 17.0341 | 17.0341 | 39.4732 | 1.9433 | 3.3406 | 2024: 0; 2025: 39.4732; 2026: 35.2925; 2027: 90.0065; 2028: 3.3406; 2029: 6.7846; 2030: 0; 2031: 0; 2032: 0; 2033: 0; 2034: 39.4732; 2035: 0; 2036: 90.0065; 2039: 0.66049; 2040: 0.71697
2018-04-05 11:00 | 4 | 10 | 5 | 0 | 0 | 0.7304 | 0.96245 | 1.9249 | 5.8432 | 20.3125 | 10.5647 | 17.0341 | 17.0341 | 39.0996 | 1.9249 | 3.9183 | 2024: 0; 2025: 39.0996; 2026: 41.3961; 2027: 99.5345; 2028: 3.9183; 2029: 10.7029; 2030: 0; 2031: 0; 2032: 0; 2033: 0; 2034: 39.0996; 2035: 0; 2036: 99.5345; 2039: 0.7304; 2040: 0.76923
2018-04-05 12:00 | 4 | 11 | 5 | 0 | 0 | 0.63489 | 0.80894 | 1.6179 | 5.0792 | 20.3125 | 10.5647 | 17.0341 | 17.0341 | 32.8633 | 1.6179 | 3.4613 | 2024: 0; 2025: 32.8633; 2026: 36.5674; 2027: 86.5191; 2028: 1.7971; 2029: 12.5; 2030: 0; 2031: 0; 2032: 1.6642; 2033: 0; 2034: 32.8633; 2035: 17.5814; 2036: 86.5191; 2039: 0.63489; 2040: 0.76923
2018-04-05 13:00 | 4 | 12 | 5 | 0 | 0 | 0.65592 | 0.74045 | 1.4809 | 5.2473 | 20.3125 | 10.5647 | 17.0341 | 17.0341 | 30.0806 | 1.4809 | 3.7665 | 2024: 0; 2025: 30.0806; 2026: 39.7915; 2027: 89.384; 2028: 0; 2029: 12.5; 2030: 0; 2031: 0; 2032: 3.7665; 2033: 0; 2034: 30.0806; 2035: 39.7915; 2036: 89.384; 2039: 0.65592; 2040: 0.76923
2018-04-05 14:00 | 4 | 13 | 5 | 0 | 0 | 0.60599 | 0.75617 | 1.5123 | 4.848 | 20.3125 | 10.5647 | 17.0341 | 17.0341 | 30.7194 | 1.5123 | 3.3356 | 2024: 0; 2025: 30.7194; 2026: 35.2399; 2027: 82.5809; 2028: 0; 2029: 12.5; 2030: 0; 2031: 0; 2032: 3.3356; 2033: 0; 2034: 30.7194; 2035: 35.2399; 2036: 82.5809; 2039: 0.60599; 2040: 0.74166
2018-04-05 15:00 | 4 | 14 | 5 | 0 | 0 | 0.3581 | 0.81616 | 1.6323 | 2.8648 | 20.3125 | 10.5647 | 17.0341 | 17.0341 | 33.1567 | 1.6323 | 1.2325 | 2024: 0; 2025: 33.1567; 2026: 13.0206; 2027: 48.7993; 2028: 0; 2029: 12.5; 2030: 0; 2031: 0; 2032: 1.2325; 2033: 0; 2034: 33.1567; 2035: 13.0206; 2036: 48.7993; 2039: 0.3581; 2040: 0.62777
2018-04-05 16:00 | 4 | 15 | 5 | 0 | 1 | 0.11061 | 0.95391 | 1.9078 | 0.88486 | 21.7915 | 12.0437 | 17.0341 | 17.0341 | 41.5743 | 0.88486 | 0 | 2024: 22.2918; 2025: 19.2825; 2026: 0; 2027: 15.0729; 2028: 0; 2029: 12.5; 2030: 1.023; 2031: 1.023; 2032: 0; 2033: 0; 2034: 41.5743; 2035: 0; 2036: 15.0729; 2039: 0.11061; 2040: 0.45487
2018-04-05 17:00 | 4 | 16 | 5 | 0 | 1 | 0.07162 | 1.0277 | 2.0554 | 0.57296 | 21.7915 | 12.0437 | 17.0341 | 17.0341 | 44.7893 | 0.57296 | 0 | 2024: 32.3037; 2025: 12.4856; 2026: 0; 2027: 9.7599; 2028: 0; 2029: 11.3881; 2030: 1.4824; 2031: 1.4824; 2032: 0; 2033: 0; 2034: 44.7893; 2035: 0; 2036: 9.7599; 2039: 0.07162; 2040: 0.22317
2018-04-05 18:00 | 4 | 17 | 5 | 0 | 1 | 0.0079374 | 1.0669 | 2.1338 | 0.063499 | 21.7915 | 12.0437 | 17.0341 | 17.0341 | 46.4993 | 0.063499 | 0 | 2024: 45.1155; 2025: 1.3837; 2026: 0; 2027: 1.0817; 2028: 0; 2029: 9.7768; 2030: 2.0703; 2031: 2.0703; 2032: 0; 2033: 0; 2034: 46.4993; 2035: 0; 2036: 1.0817; 2039: 0.0079374; 2040: 0.030763
2018-04-05 19:00 | 4 | 18 | 5 | 0 | 1 | 0 | 1.1163 | 2.2327 | 0 | 21.7915 | 12.0437 | 17.0341 | 17.0341 | 48.653 | 0 | 0 | 2024: 48.653; 2025: 0; 2026: 0; 2027: 0; 2028: 0; 2029: 7.5264; 2030: 2.2327; 2031: 2.2327; 2032: 0; 2033: 0; 2034: 48.653; 2035: 0; 2036: 0; 2039: 0; 2040: 0
2018-04-05 20:00 | 4 | 19 | 5 | 0 | 0 | 0 | 1.0932 | 2.1864 | 0 | 20.3125 | 10.5647 | 17.0341 | 17.0341 | 44.4116 | 0 | 0 | 2024: 44.4116; 2025: 0; 2026: 0; 2027: 0; 2028: 0; 2029: 5.0996; 2030: 2.1864; 2031: 2.1864; 2032: 0; 2033: 0; 2034: 44.4116; 2035: 0; 2036: 0; 2039: 0; 2040: 0
2018-04-05 21:00 | 4 | 20 | 5 | 0 | 0 | 0 | 0.91943 | 1.8389 | 0 | 20.3125 | 10.5647 | 17.0341 | 17.0341 | 37.352 | 0 | 0 | 2024: 37.352; 2025: 0; 2026: 0; 2027: 0; 2028: 0; 2029: 2.7231; 2030: 1.8389; 2031: 1.8389; 2032: 0; 2033: 0; 2034: 37.352; 2035: 0; 2036: 0; 2039: 0; 2040: 0
2018-04-05 22:00 | 4 | 21 | 5 | 0 | 0 | 0 | 0.71192 | 1.4238 | 0 | 20.3125 | 10.5647 | 17.0341 | 17.0341 | 28.9217 | 0 | 0 | 2024: 28.9217; 2025: 0; 2026: 0; 2027: 0; 2028: 0; 2029: 0.72431; 2030: 1.4238; 2031: 0.66637; 2032: 0; 2033: 15.3861; 2034: 13.5356; 2035: 0; 2036: 0; 2039: 0; 2040: 0
2018-04-05 23:00 | 4 | 22 | 5 | 0 | 0 | 0 | 0.65717 | 1.3143 | 0 | 20.3125 | 10.5647 | 17.0341 | 17.0341 | 26.6975 | 0 | 0 | 2024: 26.6975; 2025: 0; 2026: 0; 2027: 0; 2028: 0; 2029: 0; 2030: 1.3143; 2031: 0; 2032: 0; 2033: 26.6975; 2034: 0; 2035: 0; 2036: 0; 2039: 0; 2040: 0
2018-04-06 | 4 | 23 | 5 | 0 | 0 | 0 | 0.60903 | 1.2181 | 0 | 20.3125 | 10.5647 | 17.0341 | 17.0341 | 24.7418 | 0 | 0 | 2024: 24.7418; 2025: 0; 2026: 0; 2027: 0; 2028: 0; 2029: 0; 2030: 1.2181; 2031: 0; 2032: 0; 2033: 24.7418; 2034: 0; 2035: 0; 2036: 0; 2039: 0; 2040: 0
2018-04-06 01:00 | 4 | 0 | 6 | 0 | 0 | 0 | 0.59278 | 1.1856 | 0 | 20.3125 | 10.5647 | 17.0341 | 17.0341 | 24.0818 | 0 | 0 | 2024: 24.0818; 2025: 0; 2026: 0; 2027: 0; 2028: 0; 2029: 0; 2030: 1.1856; 2031: 0; 2032: 0; 2033: 24.0818; 2034: 0; 2035: 0; 2036: 0; 2039: 0; 2040: 0
2018-04-06 02:00 | 4 | 1 | 6 | 0 | 0 | 0 | 0.61761 | 1.2352 | 0 | 20.3125 | 10.5647 | 17.0341 | 17.0341 | 25.0903 | 0 | 0 | 2024: 25.0903; 2025: 0; 2026: 0; 2027: 0; 2028: 0; 2029: 0; 2030: 1.2352; 2031: 0; 2032: 0; 2033: 25.0903; 2034: 0; 2035: 0; 2036: 0; 2039: 0; 2040: 0
2018-04-06 03:00 | 4 | 2 | 6 | 0 | 0 | 0 | 0.58084 | 1.1617 | 0 | 20.3125 | 10.5647 | 17.0341 | 17.0341 | 23.5967 | 0 | 0 | 2024: 23.5967; 2025: 0; 2026: 0; 2027: 0; 2028: 0; 2029: 0; 2030: 1.1617; 2031: 0; 2032: 0; 2033: 23.5967; 2034: 0; 2035: 0; 2036: 0; 2039: 0; 2040: 0
2018-04-06 04:00 | 4 | 3 | 6 | 0 | 0 | 0 | 0.63229 | 1.2646 | 0 | 20.3125 | 10.5647 | 17.0341 | 17.0341 | 25.687 | 0 | 0 | 2024: 25.687; 2025: 0; 2026: 0; 2027: 0; 2028: 0; 2029: 0; 2030: 1.2646; 2031: 0; 2032: 0; 2033: 25.687; 2034: 0; 2035: 0; 2036: 0; 2039: 0; 2040: 0
2018-04-06 05:00 | 4 | 4 | 6 | 0 | 0 | 0 | 0.78201 | 1.564 | 0 | 20.3125 | 10.5647 | 17.0341 | 17.0341 | 31.769 | 0 | 0 | 2024: 31.769; 2025: 0; 2026: 0; 2027: 0; 2028: 0; 2029: 0; 2030: 1.564; 2031: 0; 2032: 0; 2033: 31.769; 2034: 0; 2035: 0; 2036: 0; 2039: 0; 2040: 0
2018-04-06 06:00 | 4 | 5 | 6 | 0 | 0 | 0.005998 | 0.86965 | 1.7393 | 0.047984 | 20.3125 | 10.5647 | 17.0341 | 17.0341 | 35.3293 | 0.047984 | 0 | 2024: 34.3547; 2025: 0.97467; 2026: 0; 2027: 0.81737; 2028: 0; 2029: 0; 2030: 1.6913; 2031: 0; 2032: 0; 2033: 34.3547; 2034: 0.97467; 2035: 0; 2036: 0.81737; 2039: 0.005998; 2040: 0
2018-04-06 07:00 | 4 | 6 | 6 | 0 | 0 | 0.10765 | 0.89463 | 1.7893 | 0.86122 | 20.3125 | 10.5647 | 17.0341 | 17.0341 | 36.3444 | 0.86122 | 0 | 2024: 18.8508; 2025: 17.4936; 2026: 0; 2027: 14.6702; 2028: 0; 2029: 0; 2030: 0.92804; 2031: 0; 2032: 0; 2033: 18.8508; 2034: 17.4936; 2035: 0; 2036: 14.6702; 2039: 0.10765; 2040: 0.005388
2018-04-06 08:00 | 4 | 7 | 6 | 0 | 0 | 0.090322 | 0.92398 | 1.848 | 0.72257 | 20.3125 | 10.5647 | 17.0341 | 17.0341 | 37.5369 | 0.72257 | 0 | 2024: 22.8596; 2025: 14.6773; 2026: 0; 2027: 12.3084; 2028: 0; 2029: 0; 2030: 1.1254; 2031: 0; 2032: 0; 2033: 22.8596; 2034: 14.6773; 2035: 0; 2036: 12.3084; 2039: 0.090322; 2040: 0.034763
2018-04-06 09:00 | 4 | 8 | 6 | 0 | 0 | 0.090836 | 0.87422 | 1.7484 | 0.72669 | 20.3125 | 10.5647 | 17.0341 | 17.0341 | 35.5153 | 0.72669 | 0 | 2024: 20.7544; 2025: 14.7609; 2026: 0; 2027: 12.3785; 2028: 0; 2029: 0; 2030: 1.0218; 2031: 0; 2032: 0; 2033: 20.7544; 2034: 14.7609; 2035: 0; 2036: 12.3785; 2039: 0.090836; 2040: 0.18006
2018-04-06 10:00 | 4 | 9 | 6 | 0 | 0 | 0.13761 | 0.84194 | 1.6839 | 1.1009 | 20.3125 | 10.5647 | 17.0341 | 17.0341 | 34.2038 | 1.1009 | 0 | 2024: 11.8414; 2025: 22.3624; 2026: 0; 2027: 18.7532; 2028: 0; 2029: 0; 2030: 0.58296; 2031: 0; 2032: 0; 2033: 11.8414; 2034: 22.3624; 2035: 0; 2036: 18.7532; 2039: 0.13761; 2040: 0.43607
2018-04-06 11:00 | 4 | 10 | 6 | 0 | 0 | 0.60687 | 0.8238 | 1.6476 | 4.855 | 20.3125 | 10.5647 | 17.0341 | 17.0341 | 33.4668 | 1.6476 | 3.2074 | 2024: 0; 2025: 33.4668; 2026: 33.8852; 2027: 82.7005; 2028: 3.2074; 2029: 3.2074; 2030: 0; 2031: 0; 2032: 0; 2033: 0; 2034: 33.4668; 2035: 0; 2036: 82.7005; 2039: 0.60687; 2040: 0.47792
2018-04-06 12:00 | 4 | 11 | 6 | 0 | 0 | 0.64004 | 0.79227 | 1.5845 | 5.1203 | 20.3125 | 10.5647 | 17.0341 | 17.0341 | 32.1862 | 1.5845 | 3.5358 | 2024: 0; 2025: 32.1862; 2026: 37.3547; 2027: 87.2207; 2028: 3.5358; 2029: 6.7432; 2030: 0; 2031: 0; 2032: 0; 2033: 0; 2034: 32.1862; 2035: 0; 2036: 87.2207; 2039: 0.64004; 2040: 0.21977
2018-04-06 13:00 | 4 | 12 | 6 | 0 | 0 | 0.61157 | 0.9047 | 1.8094 | 4.8925 | 20.3125 | 10.5647 | 17.0341 | 17.0341 | 36.7535 | 1.8094 | 3.0831 | 2024: 0; 2025: 36.7535; 2026: 32.5724; 2027: 83.34; 2028: 3.0831; 2029: 9.8263; 2030: 0; 2031: 0; 2032: 0; 2033: 0; 2034: 36.7535; 2035: 0; 2036: 83.34; 2039: 0.61157; 2040: 0.27692
2018-04-06 14:00 | 4 | 13 | 6 | 0 | 0 | 0.67545 | 0.92072 | 1.8414 | 5.4036 | 20.3125 | 10.5647 | 17.0341 | 17.0341 | 37.4044 | 1.8414 | 3.5621 | 2024: 0; 2025: 37.4044; 2026: 37.6329; 2027: 92.0452; 2028: 2.6737; 2029: 12.5; 2030: 0; 2031: 0; 2032: 0.88843; 2033: 0; 2034: 37.4044; 2035: 9.386; 2036: 92.0452; 2039: 0.67545; 2040: 0.10687
2018-04-06 15:00 | 4 | 14 | 6 | 0 | 0 | 0.55966 | 0.90868 | 1.8174 | 4.4772 | 20.3125 | 10.5647 | 17.0341 | 17.0341 | 36.9152 | 1.8174 | 2.6599 | 2024: 0; 2025: 36.9152; 2026: 28.1009; 2027: 76.266; 2028: 0; 2029: 12.5; 2030: 0; 2031: 0; 2032: 2.6599; 2033: 0; 2034: 36.9152; 2035: 28.1009; 2036: 76.266; 2039: 0.55966; 2040: 0.056431
2018-04-06 16:00 | 4 | 15 | 6 | 0 | 1 | 0.40433 | 0.99136 | 1.9827 | 3.2347 | 21.7915 | 12.0437 | 17.0341 | 17.0341 | 43.2062 | 1.9827 | 1.252 | 2024: 0; 2025: 43.2062; 2026: 15.0782; 2027: 55.0997; 2028: 0; 2029: 12.5; 2030: 0; 2031: 0; 2032: 1.252; 2033: 0; 2034: 43.2062; 2035: 15.0782; 2036: 55.0997; 2039: 0.40433; 2040: 0.10819
2018-04-06 17:00 | 4 | 16 | 6 | 0 | 1 | 0.1992 | 1.0832 | 2.1664 | 1.5936 | 21.7915 | 12.0437 | 17.0341 | 17.0341 | 47.2098 | 1.5936 | 0 | 2024: 12.4824; 2025: 34.7274; 2026: 0; 2027: 27.146; 2028: 0; 2029: 12.5; 2030: 0.57281; 2031: 0.57281; 2032: 0; 2033: 0; 2034: 47.2098; 2035: 0; 2036: 27.146; 2039: 0.1992; 2040: 0.055071
2018-04-06 18:00 | 4 | 17 | 6 | 0 | 1 | 0.027985 | 1.0932 | 2.1863 | 0.22388 | 21.7915 | 12.0437 | 17.0341 | 17.0341 | 47.6435 | 0.22388 | 0 | 2024: 42.7649; 2025: 4.8786; 2026: 0; 2027: 3.8136; 2028: 0; 2029: 11.8774; 2030: 1.9625; 2031: 1.9625; 2032: 0; 2033: 0; 2034: 47.6435; 2035: 0; 2036: 3.8136; 2039: 0.027985; 2040: 0.0077933
2018-04-06 19:00 | 4 | 18 | 6 | 0 | 1 | 0 | 1.1376 | 2.2752 | 0 | 21.7915 | 12.0437 | 17.0341 | 17.0341 | 49.5806 | 0 | 0 | 2024: 49.5806; 2025: 0; 2026: 0; 2027: 0; 2028: 0; 2029: 9.7443; 2030: 2.2752; 2031: 2.2752; 2032: 0; 2033: 0; 2034: 49.5806; 2035: 0; 2036: 0; 2039: 0; 2040: 0
2018-04-06 20:00 | 4 | 19 | 6 | 0 | 0 | 0 | 1.146 | 2.292 | 0 | 20.3125 | 10.5647 | 17.0341 | 17.0341 | 46.5567 | 0 | 0 | 2024: 46.5567; 2025: 0; 2026: 0; 2027: 0; 2028: 0; 2029: 7.2712; 2030: 2.292; 2031: 2.292; 2032: 0; 2033: 0; 2034: 46.5567; 2035: 0; 2036: 0; 2039: 0; 2040: 0
2018-04-06 21:00 | 4 | 20 | 6 | 0 | 0 | 0 | 0.98222 | 1.9644 | 0 | 20.3125 | 10.5647 | 17.0341 | 17.0341 | 39.9028 | 0 | 0 | 2024: 39.9028; 2025: 0; 2026: 0; 2027: 0; 2028: 0; 2029: 4.7799; 2030: 1.9644; 2031: 1.9644; 2032: 0; 2033: 0; 2034: 39.9028; 2035: 0; 2036: 0; 2039: 0; 2040: 0
2018-04-06 22:00 | 4 | 21 | 6 | 0 | 0 | 0 | 0.79471 | 1.5894 | 0 | 20.3125 | 10.5647 | 17.0341 | 17.0341 | 32.285 | 0 | 0 | 2024: 32.285; 2025: 0; 2026: 0; 2027: 0; 2028: 0; 2029: 2.6446; 2030: 1.5894; 2031: 1.5894; 2032: 0; 2033: 0; 2034: 32.285; 2035: 0; 2036: 0; 2039: 0; 2040: 0
2018-04-06 23:00 | 4 | 22 | 6 | 0 | 0 | 0 | 0.72542 | 1.4508 | 0 | 20.3125 | 10.5647 | 17.0341 | 17.0341 | 29.4704 | 0 | 0 | 2024: 29.4704; 2025: 0; 2026: 0; 2027: 0; 2028: 0; 2029: 0.91698; 2030: 1.4508; 2031: 0.84362; 2032: 0; 2033: 12.3344; 2034: 17.136; 2035: 0; 2036: 0; 2039: 0; 2040: 0
2018-04-07 | 4 | 23 | 6 | 0 | 0 | 0 | 0.63429 | 1.2686 | 0 | 20.3125 | 10.5647 | 17.0341 | 17.0341 | 25.768 | 0 | 0 | 2024: 25.768; 2025: 0; 2026: 0; 2027: 0; 2028: 0; 2029: 0; 2030: 1.2686; 2031: 0; 2032: 0; 2033: 25.768; 2034: 0; 2035: 0; 2036: 0; 2039: 0; 2040: 0
2018-04-07 01:00 | 4 | 0 | 7 | 0 | 0 | 0 | 0.62552 | 1.251 | 0 | 20.3125 | 10.5647 | 17.0341 | 17.0341 | 25.4118 | 0 | 0 | 2024: 25.4118; 2025: 0; 2026: 0; 2027: 0; 2028: 0; 2029: 0; 2030: 1.251; 2031: 0; 2032: 0; 2033: 25.4118; 2034: 0; 2035: 0; 2036: 0; 2039: 0; 2040: 0
2018-04-07 02:00 | 4 | 1 | 7 | 0 | 0 | 0 | 0.62861 | 1.2572 | 0 | 20.3125 | 10.5647 | 17.0341 | 17.0341 | 25.5371 | 0 | 0 | 2024: 25.5371; 2025: 0; 2026: 0; 2027: 0; 2028: 0; 2029: 0; 2030: 1.2572; 2031: 0; 2032: 0; 2033: 25.5371; 2034: 0; 2035: 0; 2036: 0; 2039: 0; 2040: 0
2018-04-07 03:00 | 4 | 2 | 7 | 0 | 0 | 0 | 0.69939 | 1.3988 | 0 | 20.3125 | 10.5647 | 17.0341 | 17.0341 | 28.4128 | 0 | 0 | 2024: 28.4128; 2025: 0; 2026: 0; 2027: 0; 2028: 0; 2029: 0; 2030: 1.3988; 2031: 0; 2032: 0; 2033: 28.4128; 2034: 0; 2035: 0; 2036: 0; 2039: 0; 2040: 0
2018-04-07 04:00 | 4 | 3 | 7 | 0 | 0 | 0 | 0.75683 | 1.5137 | 0 | 20.3125 | 10.5647 | 17.0341 | 17.0341 | 30.7461 | 0 | 0 | 2024: 30.7461; 2025: 0; 2026: 0; 2027: 0; 2028: 0; 2029: 0; 2030: 1.5137; 2031: 0; 2032: 0; 2033: 30.7461; 2034: 0; 2035: 0; 2036: 0; 2039: 0; 2040: 0
2018-04-07 05:00 | 4 | 4 | 7 | 0 | 0 | 0 | 0.85635 | 1.7127 | 0 | 20.3125 | 10.5647 | 17.0341 | 17.0341 | 34.7892 | 0 | 0 | 2024: 34.7892; 2025: 0; 2026: 0; 2027: 0; 2028: 0; 2029: 0; 2030: 1.7127; 2031: 0; 2032: 0; 2033: 34.7892; 2034: 0; 2035: 0; 2036: 0; 2039: 0; 2040: 0
2018-04-07 06:00 | 4 | 5 | 7 | 0 | 0 | 0.0056933 | 0.97118 | 1.9424 | 0.045547 | 20.3125 | 10.5647 | 17.0341 | 17.0341 | 39.4541 | 0.045547 | 0 | 2024: 38.5289; 2025: 0.92517; 2026: 0; 2027: 0.77585; 2028: 0; 2029: 0; 2030: 1.8968; 2031: 0; 2032: 0; 2033: 38.5289; 2034: 0.92517; 2035: 0; 2036: 0.77585; 2039: 0.0056933; 2040: 0.0013343
2018-04-07 07:00 | 4 | 6 | 7 | 0 | 0 | 0.10585 | 0.97281 | 1.9456 | 0.84681 | 20.3125 | 10.5647 | 17.0341 | 17.0341 | 39.5204 | 0.84681 | 0 | 2024: 22.3197; 2025: 17.2008; 2026: 0; 2027: 14.4246; 2028: 0; 2029: 0; 2030: 1.0988; 2031: 0; 2032: 0; 2033: 22.3197; 2034: 17.2008; 2035: 0; 2036: 14.4246; 2039: 0.10585; 2040: 0.05256
2018-04-07 08:00 | 4 | 7 | 7 | 0 | 0 | 0.23004 | 1.0323 | 2.0647 | 1.8403 | 20.3125 | 10.5647 | 17.0341 | 17.0341 | 41.9385 | 1.8403 | 0 | 2024: 4.5567; 2025: 37.3818; 2026: 0; 2027: 31.3485; 2028: 0; 2029: 0; 2030: 0.22433; 2031: 0; 2032: 0; 2033: 4.5567; 2034: 37.3818; 2035: 0; 2036: 31.3485; 2039: 0.23004; 2040: 0.23119
2018-04-07 09:00 | 4 | 8 | 7 | 0 | 0 | 0.31191 | 1.056 | 2.112 | 2.4953 | 20.3125 | 10.5647 | 17.0341 | 17.0341 | 42.9003 | 2.112 | 0.38327 | 2024: 0; 2025: 42.9003; 2026: 4.0491; 2027: 42.505; 2028: 0.38327; 2029: 0.38327; 2030: 0; 2031: 0; 2032: 0; 2033: 0; 2034: 42.9003; 2035: 0; 2036: 42.505; 2039: 0.31191; 2040: 0.11435
2018-04-07 10:00 | 4 | 9 | 7 | 0 | 0 | 0.39966 | 0.96242 | 1.9248 | 3.1973 | 20.3125 | 10.5647 | 17.0341 | 17.0341 | 39.0981 | 1.9248 | 1.2725 | 2024: 0; 2025: 39.0981; 2026: 13.4433; 2027: 54.4632; 2028: 1.2725; 2029: 1.6557; 2030: 0; 2031: 0; 2032: 0; 2033: 0; 2034: 39.0981; 2035: 0; 2036: 54.4632; 2039: 0.39966; 2040: 0.20744
2018-04-07 11:00 | 4 | 10 | 7 | 0 | 0 | 0.20856 | 0.87354 | 1.7471 | 1.6685 | 20.3125 | 10.5647 | 17.0341 | 17.0341 | 35.4875 | 1.6685 | 0 | 2024: 1.5969; 2025: 33.8907; 2026: 0; 2027: 28.4209; 2028: 0; 2029: 1.6557; 2030: 0.078615; 2031: 0.078615; 2032: 0; 2033: 0; 2034: 35.4875; 2035: 0; 2036: 28.4209; 2039: 0.20856; 2040: 0.18812
2018-04-07 12:00 | 4 | 11 | 7 | 0 | 0 | 0.23466 | 0.85883 | 1.7177 | 1.8773 | 20.3125 | 10.5647 | 17.0341 | 17.0341 | 34.8901 | 1.7177 | 0.15962 | 2024: 0; 2025: 34.8901; 2026: 1.6863; 2027: 31.978; 2028: 0.15962; 2029: 1.7299; 2030: 0; 2031: 0; 2032: 0; 2033: 0; 2034: 34.8901; 2035: 0; 2036: 31.978; 2039: 0.23466; 2040: 0.212
2018-04-07 13:00 | 4 | 12 | 7 | 0 | 0 | 0.17916 | 0.82169 | 1.6434 | 1.4333 | 20.3125 | 10.5647 | 17.0341 | 17.0341 | 33.3813 | 1.4333 | 0 | 2024: 4.2678; 2025: 29.1135; 2026: 0; 2027: 24.4147; 2028: 0; 2029: 1.7299; 2030: 0.21011; 2031: 0.21011; 2032: 0; 2033: 0; 2034: 33.3813; 2035: 0; 2036: 24.4147; 2039: 0.17916; 2040: 0.4147
2018-04-07 14:00 | 4 | 13 | 7 | 0 | 0 | 0.094389 | 0.85328 | 1.7066 | 0.75511 | 20.3125 | 10.5647 | 17.0341 | 17.0341 | 34.6644 | 0.75511 | 0 | 2024: 19.3263; 2025: 15.3381; 2026: 0; 2027: 12.8626; 2028: 0; 2029: 1.5015; 2030: 0.95145; 2031: 0.95145; 2032: 0; 2033: 0; 2034: 34.6644; 2035: 0; 2036: 12.8626; 2039: 0.094389; 2040: 0.34605
2018-04-07 15:00 | 4 | 14 | 7 | 0 | 0 | 0.079426 | 0.98271 | 1.9654 | 0.63541 | 20.3125 | 10.5647 | 17.0341 | 17.0341 | 39.9225 | 0.63541 | 0 | 2024: 27.0157; 2025: 12.9068; 2026: 0; 2027: 10.8237; 2028: 0; 2029: 0.46734; 2030: 1.33; 2031: 0.42995; 2032: 0; 2033: 18.2823; 2034: 21.6402; 2035: 0; 2036: 10.8237; 2039: 0.079426; 2040: 0.31377
2018-04-07 16:00 | 4 | 15 | 7 | 0 | 1 | 0.096042 | 1.0272 | 2.0544 | 0.76834 | 21.7915 | 12.0437 | 17.0341 | 17.0341 | 44.7693 | 0.76834 | 0 | 2024: 28.0261; 2025: 16.7432; 2026: 0; 2027: 13.088; 2028: 0; 2029: 0; 2030: 1.2861; 2031: 0; 2032: 0; 2033: 28.0261; 2034: 16.7432; 2035: 0; 2036: 13.088; 2039: 0.096042; 2040: 0.15867
2018-04-07 17:00 | 4 | 16 | 7 | 0 | 1 | 0.037822 | 1.0673 | 2.1346 | 0.30258 | 21.7915 | 12.0437 | 17.0341 | 17.0341 | 46.5165 | 0.30258 | 0 | 2024: 39.923; 2025: 6.5936; 2026: 0; 2027: 5.1541; 2028: 0; 2029: 0; 2030: 1.832; 2031: 0; 2032: 0; 2033: 39.923; 2034: 6.5936; 2035: 0; 2036: 5.1541; 2039: 0.037822; 2040: 0.083996
2018-04-07 18:00 | 4 | 17 | 7 | 0 | 1 | 0.0050576 | 1.049 | 2.0981 | 0.04046 | 21.7915 | 12.0437 | 17.0341 | 17.0341 | 45.7206 | 0.04046 | 0 | 2024: 44.8389; 2025: 0.88169; 2026: 0; 2027: 0.68921; 2028: 0; 2029: 0; 2030: 2.0576; 2031: 0; 2032: 0; 2033: 44.8389; 2034: 0.88169; 2035: 0; 2036: 0.68921; 2039: 0.0050576; 2040: 0.017138
2018-04-07 19:00 | 4 | 18 | 7 | 0 | 1 | 0 | 1.0499 | 2.0997 | 0 | 21.7915 | 12.0437 | 17.0341 | 17.0341 | 45.7566 | 0 | 0 | 2024: 45.7566; 2025: 0; 2026: 0; 2027: 0; 2028: 0; 2029: 0; 2030: 2.0997; 2031: 0; 2032: 0; 2033: 45.7566; 2034: 0; 2035: 0; 2036: 0; 2039: 0; 2040: 0
2018-04-07 20:00 | 4 | 19 | 7 | 0 | 0 | 0 | 1.0921 | 2.1841 | 0 | 20.3125 | 10.5647 | 17.0341 | 17.0341 | 44.3655 | 0 | 0 | 2024: 44.3655; 2025: 0; 2026: 0; 2027: 0; 2028: 0; 2029: 0; 2030: 2.1841; 2031: 0; 2032: 0; 2033: 44.3655; 2034: 0; 2035: 0; 2036: 0; 2039: 0; 2040: 0
2018-04-07 21:00 | 4 | 20 | 7 | 0 | 0 | 0 | 0.86763 | 1.7353 | 0 | 20.3125 | 10.5647 | 17.0341 | 17.0341 | 35.2476 | 0 | 0 | 2024: 35.2476; 2025: 0; 2026: 0; 2027: 0; 2028: 0; 2029: 0; 2030: 1.7353; 2031: 0; 2032: 0; 2033: 35.2476; 2034: 0; 2035: 0; 2036: 0; 2039: 0; 2040: 0
2018-04-07 22:00 | 4 | 21 | 7 | 0 | 0 | 0 | 0.68471 | 1.3694 | 0 | 20.3125 | 10.5647 | 17.0341 | 17.0341 | 27.8165 | 0 | 0 | 2024: 27.8165; 2025: 0; 2026: 0; 2027: 0; 2028: 0; 2029: 0; 2030: 1.3694; 2031: 0; 2032: 0; 2033: 27.8165; 2034: 0; 2035: 0; 2036: 0; 2039: 0; 2040: 0
2018-04-07 23:00 | 4 | 22 | 7 | 0 | 0 | 0 | 0.53532 | 1.0706 | 0 | 20.3125 | 10.5647 | 17.0341 | 17.0341 | 21.7476 | 0 | 0 | 2024: 21.7476; 2025: 0; 2026: 0; 2027: 0; 2028: 0; 2029: 0; 2030: 1.0706; 2031: 0; 2032: 0; 2033: 21.7476; 2034: 0; 2035: 0; 2036: 0; 2039: 0; 2040: 0
2018-04-08 | 4 | 23 | 7 | 0 | 0 | 0 | 0.47047 | 0.94095 | 0 | 20.3125 | 10.5647 | 17.0341 | 17.0341 | 19.113 | 0 | 0 | 2024: 19.113; 2025: 0; 2026: 0; 2027: 0; 2028: 0; 2029: 0; 2030: 0.94095; 2031: 0; 2032: 0; 2033: 19.113; 2034: 0; 2035: 0; 2036: 0; 2039: 0; 2040: 0
2018-04-08 01:00 | 4 | 0 | 1 | 0 | 0 | 0 | 0.44261 | 0.88523 | 0 | 20.3125 | 10.5647 | 17.0341 | 17.0341 | 17.9812 | 0 | 0 | 2024: 17.9812; 2025: 0; 2026: 0; 2027: 0; 2028: 0; 2029: 0; 2030: 0.88523; 2031: 0; 2032: 0; 2033: 17.9812; 2034: 0; 2035: 0; 2036: 0; 2039: 0; 2040: 0
2018-04-08 02:00 | 4 | 1 | 1 | 0 | 0 | 0 | 0.44339 | 0.88679 | 0 | 20.3125 | 10.5647 | 17.0341 | 17.0341 | 18.0129 | 0 | 0 | 2024: 18.0129; 2025: 0; 2026: 0; 2027: 0; 2028: 0; 2029: 0; 2030: 0.88679; 2031: 0; 2032: 0; 2033: 18.0129; 2034: 0; 2035: 0; 2036: 0; 2039: 0; 2040: 0
2018-04-08 03:00 | 4 | 2 | 1 | 0 | 0 | 0 | 0.46954 | 0.93907 | 0 | 20.3125 | 10.5647 | 17.0341 | 17.0341 | 19.075 | 0 | 0 | 2024: 19.075; 2025: 0; 2026: 0; 2027: 0; 2028: 0; 2029: 0; 2030: 0.93907; 2031: 0; 2032: 0; 2033: 19.075; 2034: 0; 2035: 0; 2036: 0; 2039: 0; 2040: 0
2018-04-08 04:00 | 4 | 3 | 1 | 0 | 0 | 0 | 0.51702 | 1.034 | 0 | 20.3125 | 10.5647 | 17.0341 | 17.0341 | 21.004 | 0 | 0 | 2024: 21.004; 2025: 0; 2026: 0; 2027: 0; 2028: 0; 2029: 0; 2030: 1.034; 2031: 0; 2032: 0; 2033: 21.004; 2034: 0; 2035: 0; 2036: 0; 2039: 0; 2040: 0
2018-04-08 05:00 | 4 | 4 | 1 | 0 | 0 | 0 | 0.59512 | 1.1902 | 0 | 20.3125 | 10.5647 | 17.0341 | 17.0341 | 24.1767 | 0 | 0 | 2024: 24.1767; 2025: 0; 2026: 0; 2027: 0; 2028: 0; 2029: 0; 2030: 1.1902; 2031: 0; 2032: 0; 2033: 24.1767; 2034: 0; 2035: 0; 2036: 0; 2039: 0; 2040: 0
2018-04-08 06:00 | 4 | 5 | 1 | 0 | 0 | 0.0045287 | 0.73821 | 1.4764 | 0.03623 | 20.3125 | 10.5647 | 17.0341 | 17.0341 | 29.9899 | 0.03623 | 0 | 2024: 29.254; 2025: 0.73592; 2026: 0; 2027: 0.61714; 2028: 0; 2029: 0; 2030: 1.4402; 2031: 0; 2032: 0; 2033: 29.254; 2034: 0.73592; 2035: 0; 2036: 0.61714; 2039: 0.0045287; 2040: 0.007774
2018-04-08 07:00 | 4 | 6 | 1 | 0 | 0 | 0.012231 | 0.85925 | 1.7185 | 0.097848 | 20.3125 | 10.5647 | 17.0341 | 17.0341 | 34.9071 | 0.097848 | 0 | 2024: 32.9196; 2025: 1.9875; 2026: 0; 2027: 1.6668; 2028: 0; 2029: 0; 2030: 1.6207; 2031: 0; 2032: 0; 2033: 32.9196; 2034: 1.9875; 2035: 0; 2036: 1.6668; 2039: 0.012231; 2040: 0.14439
2018-04-08 08:00 | 4 | 7 | 1 | 0 | 0 | 0.03725 | 0.95285 | 1.9057 | 0.298 | 20.3125 | 10.5647 | 17.0341 | 17.0341 | 38.7094 | 0.298 | 0 | 2024: 32.6562; 2025: 6.0531; 2026: 0; 2027: 5.0762; 2028: 0; 2029: 0; 2030: 1.6077; 2031: 0; 2032: 0; 2033: 32.6562; 2034: 6.0531; 2035: 0; 2036: 5.0762; 2039: 0.03725; 2040: 0.37165
2018-04-08 09:00 | 4 | 8 | 1 | 0 | 0 | 0.13006 | 0.98399 | 1.968 | 1.0404 | 20.3125 | 10.5647 | 17.0341 | 17.0341 | 39.9744 | 1.0404 | 0 | 2024: 18.8405; 2025: 21.1339; 2026: 0; 2027: 17.723; 2028: 0; 2029: 0; 2030: 0.92753; 2031: 0; 2032: 0; 2033: 18.8405; 2034: 21.1339; 2035: 0; 2036: 17.723; 2039: 0.13006; 2040: 0.60526
2018-04-08 10:00 | 4 | 9 | 1 | 0 | 0 | 0.28619 | 0.91705 | 1.8341 | 2.2895 | 20.3125 | 10.5647 | 17.0341 | 17.0341 | 37.2551 | 1.8341 | 0.45542 | 2024: 0; 2025: 37.2551; 2026: 4.8113; 2027: 38.9999; 2028: 0.45542; 2029: 0.45542; 2030: 0; 2031: 0; 2032: 0; 2033: 0; 2034: 37.2551; 2035: 0; 2036: 38.9999; 2039: 0.28619; 2040: 0.55797
2018-04-08 11:00 | 4 | 10 | 1 | 0 | 0 | 0.15762 | 1.0084 | 2.0169 | 1.261 | 20.3125 | 10.5647 | 17.0341 | 17.0341 | 40.9682 | 1.261 | 0 | 2024: 15.3546; 2025: 25.6136; 2026: 0; 2027: 21.4796; 2028: 0; 2029: 0.45542; 2030: 0.75592; 2031: 0.41898; 2032: 0; 2033: 6.844; 2034: 34.1242; 2035: 0; 2036: 21.4796; 2039: 0.15762; 2040: 0.29991
2018-04-08 12:00 | 4 | 11 | 1 | 0 | 0 | 0.23554 | 1.0436 | 2.0873 | 1.8844 | 20.3125 | 10.5647 | 17.0341 | 17.0341 | 42.3981 | 1.8844 | 0 | 2024: 4.1222; 2025: 38.2759; 2026: 0; 2027: 32.0983; 2028: 0; 2029: 0; 2030: 0.20294; 2031: 0; 2032: 0; 2033: 4.1222; 2034: 38.2759; 2035: 0; 2036: 32.0983; 2039: 0.23554; 2040: 0.39723
2018-04-08 13:00 | 4 | 12 | 1 | 0 | 0 | 0.40089 | 1.0671 | 2.1341 | 3.2071 | 20.3125 | 10.5647 | 17.0341 | 17.0341 | 43.349 | 2.1341 | 1.073 | 2024: 0; 2025: 43.349; 2026: 11.3362; 2027: 54.6307; 2028: 1.073; 2029: 1.073; 2030: 0; 2031: 0; 2032: 0; 2033: 0; 2034: 43.349; 2035: 0; 2036: 54.6307; 2039: 0.40089; 2040: 0.23123
2018-04-08 14:00 | 4 | 13 | 1 | 0 | 0 | 0.48902 | 1.2276 | 2.4553 | 3.9121 | 20.3125 | 10.5647 | 17.0341 | 17.0341 | 49.8728 | 2.4553 | 1.4569 | 2024: 0; 2025: 49.8728; 2026: 15.3914; 2027: 66.64; 2028: 1.4569; 2029: 2.5299; 2030: 0; 2031: 0; 2032: 0; 2033: 0; 2034: 49.8728; 2035: 0; 2036: 66.64; 2039: 0.48902; 2040: 0.47522
2018-04-08 15:00 | 4 | 14 | 1 | 0 | 0 | 0.58257 | 1.3593 | 2.7187 | 4.6605 | 20.3125 | 10.5647 | 17.0341 | 17.0341 | 55.223 | 2.7187 | 1.9419 | 2024: 0; 2025: 55.223; 2026: 20.5154; 2027: 79.3884; 2028: 1.9419; 2029: 4.4718; 2030: 0; 2031: 0; 2032: 0; 2033: 0; 2034: 55.223; 2035: 0; 2036: 79.3884; 2039: 0.58257; 2040: 0.38985
2018-04-08 16:00 | 4 | 15 | 1 | 0 | 1 | 0.42615 | 1.4085 | 2.8171 | 3.4092 | 21.7915 | 12.0437 | 17.0341 | 17.0341 | 61.3879 | 2.8171 | 0.59213 | 2024: 0; 2025: 61.3879; 2026: 7.1315; 2027: 58.0727; 2028: 0.59213; 2029: 5.0639; 2030: 0; 2031: 0; 2032: 0; 2033: 0; 2034: 61.3879; 2035: 0; 2036: 58.0727; 2039: 0.42615; 2040: 0.15028
2018-04-08 17:00 | 4 | 16 | 1 | 0 | 1 | 0.21405 | 1.3297 | 2.6594 | 1.7124 | 21.7915 | 12.0437 | 17.0341 | 17.0341 | 57.9532 | 1.7124 | 0 | 2024: 20.6373; 2025: 37.3159; 2026: 0; 2027: 29.1694; 2028: 0; 2029: 5.0639; 2030: 0.94704; 2031: 0.94704; 2032: 0; 2033: 0; 2034: 57.9532; 2035: 0; 2036: 29.1694; 2039: 0.21405; 2040: 0.078818
2018-04-08 18:00 | 4 | 17 | 1 | 0 | 1 | 0.029864 | 1.238 | 2.476 | 0.23892 | 21.7915 | 12.0437 | 17.0341 | 17.0341 | 53.9555 | 0.23892 | 0 | 2024: 48.7492; 2025: 5.2063; 2026: 0; 2027: 4.0697; 2028: 0; 2029: 4.0345; 2030: 2.2371; 2031: 2.2371; 2032: 0; 2033: 0; 2034: 53.9555; 2035: 0; 2036: 4.0697; 2039: 0.029864; 2040: 0.015191
2018-04-08 19:00 | 4 | 18 | 1 | 0 | 1 | 0 | 1.1549 | 2.3098 | 0 | 21.7915 | 12.0437 | 17.0341 | 17.0341 | 50.3332 | 0 | 0 | 2024: 50.3332; 2025: 0; 2026: 0; 2027: 0; 2028: 0; 2029: 1.6029; 2030: 2.3098; 2031: 1.4747; 2032: 0; 2033: 18.1979; 2034: 32.1353; 2035: 0; 2036: 0; 2039: 0; 2040: 0
2018-04-08 20:00 | 4 | 19 | 1 | 0 | 0 | 0 | 1.1237 | 2.2473 | 0 | 20.3125 | 10.5647 | 17.0341 | 17.0341 | 45.6492 | 0 | 0 | 2024: 45.6492; 2025: 0; 2026: 0; 2027: 0; 2028: 0; 2029: 0; 2030: 2.2473; 2031: 0; 2032: 0; 2033: 45.6492; 2034: 0; 2035: 0; 2036: 0; 2039: 0; 2040: 0
2018-04-08 21:00 | 4 | 20 | 1 | 0 | 0 | 0 | 0.94031 | 1.8806 | 0 | 20.3125 | 10.5647 | 17.0341 | 17.0341 | 38.2002 | 0 | 0 | 2024: 38.2002; 2025: 0; 2026: 0; 2027: 0; 2028: 0; 2029: 0; 2030: 1.8806; 2031: 0; 2032: 0; 2033: 38.2002; 2034: 0; 2035: 0; 2036: 0; 2039: 0; 2040: 0
2018-04-08 22:00 | 4 | 21 | 1 | 0 | 0 | 0 | 0.67031 | 1.3406 | 0 | 20.3125 | 10.5647 | 17.0341 | 17.0341 | 27.2314 | 0 | 0 | 2024: 27.2314; 2025: 0; 2026: 0; 2027: 0; 2028: 0; 2029: 0; 2030: 1.3406; 2031: 0; 2032: 0; 2033: 27.2314; 2034: 0; 2035: 0; 2036: 0; 2039: 0; 2040: 0
2018-04-08 23:00 | 4 | 22 | 1 | 0 | 0 | 0 | 0.51966 | 1.0393 | 0 | 20.3125 | 10.5647 | 17.0341 | 17.0341 | 21.1112 | 0 | 0 | 2024: 21.1112; 2025: 0; 2026: 0; 2027: 0; 2028: 0; 2029: 0; 2030: 1.0393; 2031: 0; 2032: 0; 2033: 21.1112; 2034: 0; 2035: 0; 2036: 0; 2039: 0; 2040: 0
2018-04-09 | 4 | 23 | 1 | 0 | 0 | 0 | 0.49063 | 0.98126 | 0 | 20.3125 | 10.5647 | 17.0341 | 17.0341 | 19.9318 | 0 | 0 | 2024: 19.9318; 2025: 0; 2026: 0; 2027: 0; 2028: 0; 2029: 0; 2030: 0.98126; 2031: 0; 2032: 0; 2033: 19.9318; 2034: 0; 2035: 0; 2036: 0; 2039: 0; 2040: 0
2018-04-09 01:00 | 4 | 0 | 2 | 0 | 0 | 0 | 0.49944 | 0.99888 | 0 | 20.3125 | 10.5647 | 17.0341 | 17.0341 | 20.2897 | 0 | 0 | 2024: 20.2897; 2025: 0; 2026: 0; 2027: 0; 2028: 0; 2029: 0; 2030: 0.99888; 2031: 0; 2032: 0; 2033: 20.2897; 2034: 0; 2035: 0; 2036: 0; 2039: 0; 2040: 0
2018-04-09 02:00 | 4 | 1 | 2 | 0 | 0 | 0 | 0.51757 | 1.0351 | 0 | 20.3125 | 10.5647 | 17.0341 | 17.0341 | 21.0261 | 0 | 0 | 2024: 21.0261; 2025: 0; 2026: 0; 2027: 0; 2028: 0; 2029: 0; 2030: 1.0351; 2031: 0; 2032: 0; 2033: 21.0261; 2034: 0; 2035: 0; 2036: 0; 2039: 0; 2040: 0
2018-04-09 03:00 | 4 | 2 | 2 | 0 | 0 | 0 | 0.56802 | 1.136 | 0 | 20.3125 | 10.5647 | 17.0341 | 17.0341 | 23.0756 | 0 | 0 | 2024: 23.0756; 2025: 0; 2026: 0; 2027: 0; 2028: 0; 2029: 0; 2030: 1.136; 2031: 0; 2032: 0; 2033: 23.0756; 2034: 0; 2035: 0; 2036: 0; 2039: 0; 2040: 0
2018-04-09 04:00 | 4 | 3 | 2 | 0 | 0 | 0 | 0.65228 | 1.3046 | 0 | 20.3125 | 10.5647 | 17.0341 | 17.0341 | 26.4988 | 0 | 0 | 2024: 26.4988; 2025: 0; 2026: 0; 2027: 0; 2028: 0; 2029: 0; 2030: 1.3046; 2031: 0; 2032: 0; 2033: 26.4988; 2034: 0; 2035: 0; 2036: 0; 2039: 0; 2040: 0
2018-04-09 05:00 | 4 | 4 | 2 | 0 | 0 | 0 | 0.80266 | 1.6053 | 0 | 20.3125 | 10.5647 | 17.0341 | 17.0341 | 32.6082 | 0 | 0 | 2024: 32.6082; 2025: 0; 2026: 0; 2027: 0; 2028: 0; 2029: 0; 2030: 1.6053; 2031: 0; 2032: 0; 2033: 32.6082; 2034: 0; 2035: 0; 2036: 0; 2039: 0; 2040: 0
2018-04-09 06:00 | 4 | 5 | 2 | 0 | 0 | 0.0090268 | 0.9414 | 1.8828 | 0.072214 | 20.3125 | 10.5647 | 17.0341 | 17.0341 | 38.2444 | 0.072214 | 0 | 2024: 36.7776; 2025: 1.4669; 2026: 0; 2027: 1.2301; 2028: 0; 2029: 0; 2030: 1.8106; 2031: 0; 2032: 0; 2033: 36.7776; 2034: 1.4669; 2035: 0; 2036: 1.2301; 2039: 0.0090268; 2040: 0.011117
2018-04-09 07:00 | 4 | 6 | 2 | 0 | 0 | 0.08207 | 0.97605 | 1.9521 | 0.65656 | 20.3125 | 10.5647 | 17.0341 | 17.0341 | 39.652 | 0.65656 | 0 | 2024: 26.3156; 2025: 13.3364; 2026: 0; 2027: 11.184; 2028: 0; 2029: 0; 2030: 1.2955; 2031: 0; 2032: 0; 2033: 26.3156; 2034: 13.3364; 2035: 0; 2036: 11.184; 2039: 0.08207; 2040: 0.091841
2018-04-09 08:00 | 4 | 7 | 2 | 0 | 0 | 0.35789 | 1.0314 | 2.0628 | 2.8631 | 20.3125 | 10.5647 | 17.0341 | 17.0341 | 41.9015 | 2.0628 | 0.80025 | 2024: 0; 2025: 41.9015; 2026: 8.4545; 2027: 48.7704; 2028: 0.80025; 2029: 0.80025; 2030: 0; 2031: 0; 2032: 0; 2033: 0; 2034: 41.9015; 2035: 0; 2036: 48.7704; 2039: 0.35789; 2040: 0.24761
2018-04-09 09:00 | 4 | 8 | 2 | 0 | 0 | 0.07946 | 1.0105 | 2.0211 | 0.63568 | 20.3125 | 10.5647 | 17.0341 | 17.0341 | 41.0534 | 0.63568 | 0 | 2024: 28.1411; 2025: 12.9123; 2026: 0; 2027: 10.8283; 2028: 0; 2029: 0.80025; 2030: 1.3854; 2031: 0.73623; 2032: 0; 2033: 13.1864; 2034: 27.867; 2035: 0; 2036: 10.8283; 2039: 0.07946; 2040: 0.53287
2018-04-09 10:00 | 4 | 9 | 2 | 0 | 0 | 0.14919 | 0.96459 | 1.9292 | 1.1936 | 20.3125 | 10.5647 | 17.0341 | 17.0341 | 39.1864 | 1.1936 | 0 | 2024: 14.9422; 2025: 24.2442; 2026: 0; 2027: 20.3313; 2028: 0; 2029: 0; 2030: 0.73562; 2031: 0; 2032: 0; 2033: 14.9422; 2034: 24.2442; 2035: 0; 2036: 20.3313; 2039: 0.14919; 2040: 0.2228
2018-04-09 11:00 | 4 | 10 | 2 | 0 | 0 | 0.14387 | 1.0028 | 2.0056 | 1.1509 | 20.3125 | 10.5647 | 17.0341 | 17.0341 | 40.7394 | 1.1509 | 0 | 2024: 17.3608; 2025: 23.3786; 2026: 0; 2027: 19.6053; 2028: 0; 2029: 0; 2030: 0.85469; 2031: 0; 2032: 0; 2033: 17.3608; 2034: 23.3786; 2035: 0; 2036: 19.6053; 2039: 0.14387; 2040: 0.76923
2018-04-09 12:00 | 4 | 11 | 2 | 0 | 0 | 0.29432 | 0.95927 | 1.9185 | 2.3545 | 20.3125 | 10.5647 | 17.0341 | 17.0341 | 38.9702 | 1.9185 | 0.43601 | 2024: 0; 2025: 38.9702; 2026: 4.6063; 2027: 40.1076; 2028: 0.43601; 2029: 0.43601; 2030: 0; 2031: 0; 2032: 0; 2033: 0; 2034: 38.9702; 2035: 0; 2036: 40.1076; 2039: 0.29432; 2040: 0.60123
2018-04-09 13:00 | 4 | 12 | 2 | 0 | 0 | 0.42455 | 0.99178 | 1.9836 | 3.3964 | 20.3125 | 10.5647 | 17.0341 | 17.0341 | 40.2909 | 1.9836 | 1.4128 | 2024: 0; 2025: 40.2909; 2026: 14.9264; 2027: 57.8548; 2028: 1.4128; 2029: 1.8489; 2030: 0; 2031: 0; 2032: 0; 2033: 0; 2034: 40.2909; 2035: 0; 2036: 57.8548; 2039: 0.42455; 2040: 0.5762
2018-04-09 14:00 | 4 | 13 | 2 | 0 | 0 | 0.49803 | 0.93453 | 1.8691 | 3.9842 | 20.3125 | 10.5647 | 17.0341 | 17.0341 | 37.9651 | 1.8691 | 2.1152 | 2024: 0; 2025: 37.9651; 2026: 22.3463; 2027: 67.868; 2028: 2.1152; 2029: 3.964; 2030: 0; 2031: 0; 2032: 0; 2033: 0; 2034: 37.9651; 2035: 0; 2036: 67.868; 2039: 0.49803; 2040: 0.48825
2018-04-09 15:00 | 4 | 14 | 2 | 0 | 0 | 0.42639 | 1.0616 | 2.1232 | 3.4111 | 20.3125 | 10.5647 | 17.0341 | 17.0341 | 43.1285 | 2.1232 | 1.2878 | 2024: 0; 2025: 43.1285; 2026: 13.6056; 2027: 58.1048; 2028: 1.2878; 2029: 5.2519; 2030: 0; 2031: 0; 2032: 0; 2033: 0; 2034: 43.1285; 2035: 0; 2036: 58.1048; 2039: 0.42639; 2040: 0.51862
2018-04-09 16:00 | 4 | 15 | 2 | 0 | 1 | 0.18898 | 1.1484 | 2.2968 | 1.5118 | 21.7915 | 12.0437 | 17.0341 | 17.0341 | 50.0505 | 1.5118 | 0 | 2024: 17.1052; 2025: 32.9452; 2026: 0; 2027: 25.7529; 2028: 0; 2029: 5.2519; 2030: 0.78495; 2031: 0.78495; 2032: 0; 2033: 0; 2034: 50.0505; 2035: 0; 2036: 25.7529; 2039: 0.18898; 2040: 0.27263
2018-04-09 17:00 | 4 | 16 | 2 | 0 | 1 | 0.13116 | 1.1531 | 2.3062 | 1.0493 | 21.7915 | 12.0437 | 17.0341 | 17.0341 | 50.2554 | 1.0493 | 0 | 2024: 27.3902; 2025: 22.8652; 2026: 0; 2027: 17.8735; 2028: 0; 2029: 4.3987; 2030: 1.2569; 2031: 1.2569; 2032: 0; 2033: 0; 2034: 50.2554; 2035: 0; 2036: 17.8735; 2039: 0.13116; 2040: 0.14374
2018-04-09 18:00 | 4 | 17 | 2 | 0 | 1 | 0.018403 | 1.1662 | 2.3323 | 0.14722 | 21.7915 | 12.0437 | 17.0341 | 17.0341 | 50.8248 | 0.14722 | 0 | 2024: 47.6166; 2025: 3.2082; 2026: 0; 2027: 2.5078; 2028: 0; 2029: 3.0324; 2030: 2.1851; 2031: 2.1851; 2032: 0; 2033: 0; 2034: 50.8248; 2035: 0; 2036: 2.5078; 2039: 0.018403; 2040: 0.038697
2018-04-09 19:00 | 4 | 18 | 2 | 0 | 1 | 0 | 1.2332 | 2.4664 | 0 | 21.7915 | 12.0437 | 17.0341 | 17.0341 | 53.7467 | 0 | 0 | 2024: 53.7467; 2025: 0; 2026: 0; 2027: 0; 2028: 0; 2029: 0.65733; 2030: 2.4664; 2031: 0.60474; 2032: 0; 2033: 40.5684; 2034: 13.1783; 2035: 0; 2036: 0; 2039: 0; 2040: 0
2018-04-09 20:00 | 4 | 19 | 2 | 0 | 0 | 0 | 1.2876 | 2.5753 | 0 | 20.3125 | 10.5647 | 17.0341 | 17.0341 | 52.3098 | 0 | 0 | 2024: 52.3098; 2025: 0; 2026: 0; 2027: 0; 2028: 0; 2029: 0; 2030: 2.5753; 2031: 0; 2032: 0; 2033: 52.3098; 2034: 0; 2035: 0; 2036: 0; 2039: 0; 2040: 0
2018-04-09 21:00 | 4 | 20 | 2 | 0 | 0 | 0 | 1.0828 | 2.1657 | 0 | 20.3125 | 10.5647 | 17.0341 | 17.0341 | 43.9899 | 0 | 0 | 2024: 43.9899; 2025: 0; 2026: 0; 2027: 0; 2028: 0; 2029: 0; 2030: 2.1657; 2031: 0; 2032: 0; 2033: 43.9899; 2034: 0; 2035: 0; 2036: 0; 2039: 0; 2040: 0
2018-04-09 22:00 | 4 | 21 | 2 | 0 | 0 | 0 | 0.84689 | 1.6938 | 0 | 20.3125 | 10.5647 | 17.0341 | 17.0341 | 34.4048 | 0 | 0 | 2024: 34.4048; 2025: 0; 2026: 0; 2027: 0; 2028: 0; 2029: 0; 2030: 1.6938; 2031: 0; 2032: 0; 2033: 34.4048; 2034: 0; 2035: 0; 2036: 0; 2039: 0; 2040: 0
2018-04-09 23:00 | 4 | 22 | 2 | 0 | 0 | 0 | 0.76882 | 1.5376 | 0 | 20.3125 | 10.5647 | 17.0341 | 17.0341 | 31.2332 | 0 | 0 | 2024: 31.2332; 2025: 0; 2026: 0; 2027: 0; 2028: 0; 2029: 0; 2030: 1.5376; 2031: 0; 2032: 0; 2033: 31.2332; 2034: 0; 2035: 0; 2036: 0; 2039: 0; 2040: 0
2018-04-10 | 4 | 23 | 2 | 0 | 0 | 0 | 0.73453 | 1.4691 | 0 | 20.3125 | 10.5647 | 17.0341 | 17.0341 | 29.8402 | 0 | 0 | 2024: 29.8402; 2025: 0; 2026: 0; 2027: 0; 2028: 0; 2029: 0; 2030: 1.4691; 2031: 0; 2032: 0; 2033: 29.8402; 2034: 0; 2035: 0; 2036: 0; 2039: 0; 2040: 0
2018-04-10 01:00 | 4 | 0 | 3 | 0 | 0 | 0 | 0.75566 | 1.5113 | 0 | 20.3125 | 10.5647 | 17.0341 | 17.0341 | 30.6985 | 0 | 0 | 2024: 30.6985; 2025: 0; 2026: 0; 2027: 0; 2028: 0; 2029: 0; 2030: 1.5113; 2031: 0; 2032: 0; 2033: 30.6985; 2034: 0; 2035: 0; 2036: 0; 2039: 0; 2040: 0
2018-04-10 02:00 | 4 | 1 | 3 | 0 | 0 | 0 | 0.74961 | 1.4992 | 0 | 20.3125 | 10.5647 | 17.0341 | 17.0341 | 30.4528 | 0 | 0 | 2024: 30.4528; 2025: 0; 2026: 0; 2027: 0; 2028: 0; 2029: 0; 2030: 1.4992; 2031: 0; 2032: 0; 2033: 30.4528; 2034: 0; 2035: 0; 2036: 0; 2039: 0; 2040: 0
2018-04-10 03:00 | 4 | 2 | 3 | 0 | 0 | 0 | 0.76076 | 1.5215 | 0 | 20.3125 | 10.5647 | 17.0341 | 17.0341 | 30.9057 | 0 | 0 | 2024: 30.9057; 2025: 0; 2026: 0; 2027: 0; 2028: 0; 2029: 0; 2030: 1.5215; 2031: 0; 2032: 0; 2033: 30.9057; 2034: 0; 2035: 0; 2036: 0; 2039: 0; 2040: 0
2018-04-10 04:00 | 4 | 3 | 3 | 0 | 0 | 0 | 0.81398 | 1.628 | 0 | 20.3125 | 10.5647 | 17.0341 | 17.0341 | 33.0678 | 0 | 0 | 2024: 33.0678; 2025: 0; 2026: 0; 2027: 0; 2028: 0; 2029: 0; 2030: 1.628; 2031: 0; 2032: 0; 2033: 33.0678; 2034: 0; 2035: 0; 2036: 0; 2039: 0; 2040: 0
2018-04-10 05:00 | 4 | 4 | 3 | 0 | 0 | 0 | 0.95157 | 1.9031 | 0 | 20.3125 | 10.5647 | 17.0341 | 17.0341 | 38.6576 | 0 | 0 | 2024: 38.6576; 2025: 0; 2026: 0; 2027: 0; 2028: 0; 2029: 0; 2030: 1.9031; 2031: 0; 2032: 0; 2033: 38.6576; 2034: 0; 2035: 0; 2036: 0; 2039: 0; 2040: 0
2018-04-10 06:00 | 4 | 5 | 3 | 0 | 0 | 0.01257 | 1.126 | 2.2519 | 0.10056 | 20.3125 | 10.5647 | 17.0341 | 17.0341 | 45.7427 | 0.10056 | 0 | 2024: 43.7001; 2025: 2.0426; 2026: 0; 2027: 1.7129; 2028: 0; 2029: 0; 2030: 2.1514; 2031: 0; 2032: 0; 2033: 43.7001; 2034: 2.0426; 2035: 0; 2036: 1.7129; 2039: 0.01257; 2040: 0.0047603
2018-04-10 07:00 | 4 | 6 | 3 | 0 | 0 | 0.17136 | 1.1759 | 2.3518 | 1.3709 | 20.3125 | 10.5647 | 17.0341 | 17.0341 | 47.7713 | 1.3709 | 0 | 2024: 19.9253; 2025: 27.846; 2026: 0; 2027: 23.3518; 2028: 0; 2029: 0; 2030: 0.98094; 2031: 0; 2032: 0; 2033: 19.9253; 2034: 27.846; 2035: 0; 2036: 23.3518; 2039: 0.17136; 2040: 0.053929
2018-04-10 08:00 | 4 | 7 | 3 | 0 | 0 | 0.38645 | 1.0179 | 2.0357 | 3.0916 | 20.3125 | 10.5647 | 17.0341 | 17.0341 | 41.3511 | 2.0357 | 1.0558 | 2024: 0; 2025: 41.3511; 2026: 11.1547; 2027: 52.6626; 2028: 1.0558; 2029: 1.0558; 2030: 0; 2031: 0; 2032: 0; 2033: 0; 2034: 41.3511; 2035: 0; 2036: 52.6626; 2039: 0.38645; 2040: 0.080296
2018-04-10 09:00 | 4 | 8 | 3 | 0 | 0 | 0.54763 | 0.94369 | 1.8874 | 4.3811 | 20.3125 | 10.5647 | 17.0341 | 17.0341 | 38.3372 | 1.8874 | 2.4937 | 2024: 0; 2025: 38.3372; 2026: 26.3452; 2027: 74.6277; 2028: 2.4937; 2029: 3.5495; 2030: 0; 2031: 0; 2032: 0; 2033: 0; 2034: 38.3372; 2035: 0; 2036: 74.6277; 2039: 0.54763; 2040: 0.060536
2018-04-10 10:00 | 4 | 9 | 3 | 0 | 0 | 0.67189 | 0.88329 | 1.7666 | 5.3751 | 20.3125 | 10.5647 | 17.0341 | 17.0341 | 35.8837 | 1.7666 | 3.6085 | 2024: 0; 2025: 35.8837; 2026: 38.1233; 2027: 91.5607; 2028: 3.6085; 2029: 7.1581; 2030: 0; 2031: 0; 2032: 0; 2033: 0; 2034: 35.8837; 2035: 0; 2036: 91.5607; 2039: 0.67189; 2040: 0.15603
2018-04-10 11:00 | 4 | 10 | 3 | 0 | 0 | 0.60758 | 0.89183 | 1.7837 | 4.8606 | 20.3125 | 10.5647 | 17.0341 | 17.0341 | 36.2305 | 1.7837 | 3.077 | 2024: 0; 2025: 36.2305; 2026: 32.5075; 2027: 82.7968; 2028: 3.077; 2029: 10.2351; 2030: 0; 2031: 0; 2032: 0; 2033: 0; 2034: 36.2305; 2035: 0; 2036: 82.7968; 2039: 0.60758; 2040: 0.36239
2018-04-10 12:00 | 4 | 11 | 3 | 0 | 0 | 0.59753 | 0.8277 | 1.6554 | 4.7803 | 20.3125 | 10.5647 | 17.0341 | 17.0341 | 33.6252 | 1.6554 | 3.1249 | 2024: 0; 2025: 33.6252; 2026: 33.0135; 2027: 81.4278; 2028: 2.2649; 2029: 12.5; 2030: 0; 2031: 0; 2032: 0.85994; 2033: 0; 2034: 33.6252; 2035: 9.0851; 2036: 81.4278; 2039: 0.59753; 2040: 0.1218
2018-04-10 13:00 | 4 | 12 | 3 | 0 | 0 | 0.60055 | 0.79074 | 1.5815 | 4.8044 | 20.3125 | 10.5647 | 17.0341 | 17.0341 | 32.1238 | 1.5815 | 3.2229 | 2024: 0; 2025: 32.1238; 2026: 34.0495; 2027: 81.8393; 2028: 0; 2029: 12.5; 2030: 0; 2031: 0; 2032: 3.2229; 2033: 0; 2034: 32.1238; 2035: 34.0495; 2036: 81.8393; 2039: 0.60055; 2040: 0.17866
2018-04-10 14:00 | 4 | 13 | 3 | 0 | 0 | 0.53016 | 0.75469 | 1.5094 | 4.2413 | 20.3125 | 10.5647 | 17.0341 | 17.0341 | 30.6592 | 1.5094 | 2.7319 | 2024: 0; 2025: 30.6592; 2026: 28.8618; 2027: 72.2466; 2028: 0; 2029: 12.5; 2030: 0; 2031: 0; 2032: 2.7319; 2033: 0; 2034: 30.6592; 2035: 28.8618; 2036: 72.2466; 2039: 0.53016; 2040: 0.24233
2018-04-10 15:00 | 4 | 14 | 3 | 0 | 0 | 0.40535 | 0.81898 | 1.638 | 3.2428 | 20.3125 | 10.5647 | 17.0341 | 17.0341 | 33.2711 | 1.638 | 1.6048 | 2024: 0; 2025: 33.2711; 2026: 16.9543; 2027: 55.2376; 2028: 0; 2029: 12.5; 2030: 0; 2031: 0; 2032: 1.6048; 2033: 0; 2034: 33.2711; 2035: 16.9543; 2036: 55.2376; 2039: 0.40535; 2040: 0.14259
2018-04-10 16:00 | 4 | 15 | 3 | 0 | 1 | 0.26865 | 0.91444 | 1.8289 | 2.1492 | 21.7915 | 12.0437 | 17.0341 | 17.0341 | 39.8539 | 1.8289 | 0.32036 | 2024: 0; 2025: 39.8539; 2026: 3.8584; 2027: 36.6105; 2028: 0; 2029: 12.5; 2030: 0; 2031: 0; 2032: 0.32036; 2033: 0; 2034: 39.8539; 2035: 3.8584; 2036: 36.6105; 2039: 0.26865; 2040: 0.14643
2018-04-10 17:00 | 4 | 16 | 3 | 0 | 1 | 0.11474 | 0.96697 | 1.9339 | 0.91788 | 21.7915 | 12.0437 | 17.0341 | 17.0341 | 42.1432 | 0.91788 | 0 | 2024: 22.1413; 2025: 20.002; 2026: 0; 2027: 15.6353; 2028: 0; 2029: 12.5; 2030: 1.0161; 2031: 1.0161; 2032: 0; 2033: 0; 2034: 42.1432; 2035: 0; 2036: 15.6353; 2039: 0.11474; 2040: 0.021555
2018-04-10 18:00 | 4 | 17 | 3 | 0 | 1 | 0.024515 | 1.0137 | 2.0273 | 0.19612 | 21.7915 | 12.0437 | 17.0341 | 17.0341 | 44.1784 | 0.19612 | 0 | 2024: 39.9046; 2025: 4.2738; 2026: 0; 2027: 3.3408; 2028: 0; 2029: 11.3956; 2030: 1.8312; 2031: 1.8312; 2032: 0; 2033: 0; 2034: 44.1784; 2035: 0; 2036: 3.3408; 2039: 0.024515; 2040: 0.00283
2018-04-10 19:00 | 4 | 18 | 3 | 0 | 1 | 0 | 1.0854 | 2.1708 | 0 | 21.7915 | 12.0437 | 17.0341 | 17.0341 | 47.3052 | 0 | 0 | 2024: 47.3052; 2025: 0; 2026: 0; 2027: 0; 2028: 0; 2029: 9.4052; 2030: 2.1708; 2031: 2.1708; 2032: 0; 2033: 0; 2034: 47.3052; 2035: 0; 2036: 0; 2039: 0; 2040: 0
2018-04-10 20:00 | 4 | 19 | 3 | 0 | 0 | 0 | 1.0856 | 2.1711 | 0 | 20.3125 | 10.5647 | 17.0341 | 17.0341 | 44.1006 | 0 | 0 | 2024: 44.1006; 2025: 0; 2026: 0; 2027: 0; 2028: 0; 2029: 7.0456; 2030: 2.1711; 2031: 2.1711; 2032: 0; 2033: 0; 2034: 44.1006; 2035: 0; 2036: 0; 2039: 0; 2040: 0
2018-04-10 21:00 | 4 | 20 | 3 | 0 | 0 | 0 | 0.95927 | 1.9185 | 0 | 20.3125 | 10.5647 | 17.0341 | 17.0341 | 38.9704 | 0 | 0 | 2024: 38.9704; 2025: 0; 2026: 0; 2027: 0; 2028: 0; 2029: 4.6857; 2030: 1.9185; 2031: 1.9185; 2032: 0; 2033: 0; 2034: 38.9704; 2035: 0; 2036: 0; 2039: 0; 2040: 0
2018-04-10 22:00 | 4 | 21 | 3 | 0 | 0 | 0 | 0.80425 | 1.6085 | 0 | 20.3125 | 10.5647 | 17.0341 | 17.0341 | 32.6725 | 0 | 0 | 2024: 32.6725; 2025: 0; 2026: 0; 2027: 0; 2028: 0; 2029: 2.6003; 2030: 1.6085; 2031: 1.6085; 2032: 0; 2033: 0; 2034: 32.6725; 2035: 0; 2036: 0; 2039: 0; 2040: 0
2018-04-10 23:00 | 4 | 22 | 3 | 0 | 0 | 0 | 0.68164 | 1.3633 | 0 | 20.3125 | 10.5647 | 17.0341 | 17.0341 | 27.6916 | 0 | 0 | 2024: 27.6916; 2025: 0; 2026: 0; 2027: 0; 2028: 0; 2029: 0.85195; 2030: 1.3633; 2031: 0.78379; 2032: 0; 2033: 11.7708; 2034: 15.9208; 2035: 0; 2036: 0; 2039: 0; 2040: 0
2018-04-11 | 4 | 23 | 3 | 0 | 0 | 0 | 0.62918 | 1.2584 | 0 | 20.3125 | 10.5647 | 17.0341 | 17.0341 | 25.5605 | 0 | 0 | 2024: 25.5605; 2025: 0; 2026: 0; 2027: 0; 2028: 0; 2029: 0; 2030: 1.2584; 2031: 0; 2032: 0; 2033: 25.5605; 2034: 0; 2035: 0; 2036: 0; 2039: 0; 2040: 0
2018-04-11 01:00 | 4 | 0 | 4 | 0 | 0 | 0 | 0.67063 | 1.3413 | 0 | 20.3125 | 10.5647 | 17.0341 | 17.0341 | 27.2444 | 0 | 0 | 2024: 27.2444; 2025: 0; 2026: 0; 2027: 0; 2028: 0; 2029: 0; 2030: 1.3413; 2031: 0; 2032: 0; 2033: 27.2444; 2034: 0; 2035: 0; 2036: 0; 2039: 0; 2040: 0
2018-04-11 02:00 | 4 | 1 | 4 | 0 | 0 | 0 | 0.73663 | 1.4733 | 0 | 20.3125 | 10.5647 | 17.0341 | 17.0341 | 29.9255 | 0 | 0 | 2024: 29.9255; 2025: 0; 2026: 0; 2027: 0; 2028: 0; 2029: 0; 2030: 1.4733; 2031: 0; 2032: 0; 2033: 29.9255; 2034: 0; 2035: 0; 2036: 0; 2039: 0; 2040: 0
2018-04-11 03:00 | 4 | 2 | 4 | 0 | 0 | 0 | 0.72629 | 1.4526 | 0 | 20.3125 | 10.5647 | 17.0341 | 17.0341 | 29.5055 | 0 | 0 | 2024: 29.5055; 2025: 0; 2026: 0; 2027: 0; 2028: 0; 2029: 0; 2030: 1.4526; 2031: 0; 2032: 0; 2033: 29.5055; 2034: 0; 2035: 0; 2036: 0; 2039: 0; 2040: 0
2018-04-11 04:00 | 4 | 3 | 4 | 0 | 0 | 0 | 0.74609 | 1.4922 | 0 | 20.3125 | 10.5647 | 17.0341 | 17.0341 | 30.3097 | 0 | 0 | 2024: 30.3097; 2025: 0; 2026: 0; 2027: 0; 2028: 0; 2029: 0; 2030: 1.4922; 2031: 0; 2032: 0; 2033: 30.3097; 2034: 0; 2035: 0; 2036: 0; 2039: 0; 2040: 0
2018-04-11 05:00 | 4 | 4 | 4 | 0 | 0 | 0 | 0.88698 | 1.774 | 0 | 20.3125 | 10.5647 | 17.0341 | 17.0341 | 36.0334 | 0 | 0 | 2024: 36.0334; 2025: 0; 2026: 0; 2027: 0; 2028: 0; 2029: 0; 2030: 1.774; 2031: 0; 2032: 0; 2033: 36.0334; 2034: 0; 2035: 0; 2036: 0; 2039: 0; 2040: 0
2018-04-11 06:00 | 4 | 5 | 4 | 0 | 0 | 0.013567 | 1.0409 | 2.0817 | 0.10854 | 20.3125 | 10.5647 | 17.0341 | 17.0341 | 42.2847 | 0.10854 | 0 | 2024: 40.0801; 2025: 2.2046; 2026: 0; 2027: 1.8488; 2028: 0; 2029: 0; 2030: 1.9732; 2031: 0; 2032: 0; 2033: 40.0801; 2034: 2.2046; 2035: 0; 2036: 1.8488; 2039: 0.013567; 2040: 0.016493
2018-04-11 07:00 | 4 | 6 | 4 | 0 | 0 | 0.0042748 | 1.0907 | 2.1814 | 0.034198 | 20.3125 | 10.5647 | 17.0341 | 17.0341 | 44.3089 | 0.034198 | 0 | 2024: 43.6142; 2025: 0.69465; 2026: 0; 2027: 0.58254; 2028: 0; 2029: 0; 2030: 2.1472; 2031: 0; 2032: 0; 2033: 43.6142; 2034: 0.69465; 2035: 0; 2036: 0.58254; 2039: 0.0042748; 2040: 0.14645
2018-04-11 08:00 | 4 | 7 | 4 | 0 | 0 | 0.019975 | 1.0967 | 2.1933 | 0.1598 | 20.3125 | 10.5647 | 17.0341 | 17.0341 | 44.5522 | 0.1598 | 0 | 2024: 41.3062; 2025: 3.246; 2026: 0; 2027: 2.7221; 2028: 0; 2029: 0; 2030: 2.0335; 2031: 0; 2032: 0; 2033: 41.3062; 2034: 3.246; 2035: 0; 2036: 2.7221; 2039: 0.019975; 2040: 0.24604
2018-04-11 09:00 | 4 | 8 | 4 | 0 | 0 | 0.073281 | 1.0375 | 2.075 | 0.58625 | 20.3125 | 10.5647 | 17.0341 | 17.0341 | 42.1481 | 0.58625 | 0 | 2024: 30.2399; 2025: 11.9082; 2026: 0; 2027: 9.9863; 2028: 0; 2029: 0; 2030: 1.4887; 2031: 0; 2032: 0; 2033: 30.2399; 2034: 11.9082; 2035: 0; 2036: 9.9863; 2039: 0.073281; 2040: 0.5362
2018-04-11 10:00 | 4 | 9 | 4 | 0 | 0 | 0.079858 | 1.0321 | 2.0641 | 0.63887 | 20.3125 | 10.5647 | 17.0341 | 17.0341 | 41.928 | 0.63887 | 0 | 2024: 28.951; 2025: 12.977; 2026: 0; 2027: 10.8826; 2028: 0; 2029: 0; 2030: 1.4253; 2031: 0; 2032: 0; 2033: 28.951; 2034: 12.977; 2035: 0; 2036: 10.8826; 2039: 0.079858; 2040: 0.69386
2018-04-11 11:00 | 4 | 10 | 4 | 0 | 0 | 0.12023 | 1.0482 | 2.0965 | 0.96186 | 20.3125 | 10.5647 | 17.0341 | 17.0341 | 42.5843 | 0.96186 | 0 | 2024: 23.0464; 2025: 19.5379; 2026: 0; 2027: 16.3845; 2028: 0; 2029: 0; 2030: 1.1346; 2031: 0; 2032: 0; 2033: 23.0464; 2034: 19.5379; 2035: 0; 2036: 16.3845; 2039: 0.12023; 2040: 0.72777
2018-04-11 12:00 | 4 | 11 | 4 | 0 | 0 | 0.12216 | 0.9336 | 1.8672 | 0.97725 | 20.3125 | 10.5647 | 17.0341 | 17.0341 | 37.9277 | 0.97725 | 0 | 2024: 18.0773; 2025: 19.8504; 2026: 0; 2027: 16.6466; 2028: 0; 2029: 0; 2030: 0.88996; 2031: 0; 2032: 0; 2033: 18.0773; 2034: 19.8504; 2035: 0; 2036: 16.6466; 2039: 0.12216; 2040: 0.66633
2018-04-11 13:00 | 4 | 12 | 4 | 0 | 0 | 0.14755 | 0.87673 | 1.7535 | 1.1804 | 20.3125 | 10.5647 | 17.0341 | 17.0341 | 35.617 | 1.1804 | 0 | 2024: 11.6408; 2025: 23.9762; 2026: 0; 2027: 20.1066; 2028: 0; 2029: 0; 2030: 0.57308; 2031: 0; 2032: 0; 2033: 11.6408; 2034: 23.9762; 2035: 0; 2036: 20.1066; 2039: 0.14755; 2040: 0.60088
2018-04-11 14:00 | 4 | 13 | 4 | 0 | 0 | 0.14234 | 0.936 | 1.872 | 1.1387 | 20.3125 | 10.5647 | 17.0341 | 17.0341 | 38.0249 | 1.1387 | 0 | 2024: 14.8946; 2025: 23.1303; 2026: 0; 2027: 19.3971; 2028: 0; 2029: 0; 2030: 0.73327; 2031: 0; 2032: 0; 2033: 14.8946; 2034: 23.1303; 2035: 0; 2036: 19.3971; 2039: 0.14234; 2040: 0.58351
2018-04-11 15:00 | 4 | 14 | 4 | 0 | 0 | 0.10166 | 1.0458 | 2.0915 | 0.81328 | 20.3125 | 10.5647 | 17.0341 | 17.0341 | 42.4839 | 0.81328 | 0 | 2024: 25.9642; 2025: 16.5198; 2026: 0; 2027: 13.8535; 2028: 0; 2029: 0; 2030: 1.2782; 2031: 0; 2032: 0; 2033: 25.9642; 2034: 16.5198; 2035: 0; 2036: 13.8535; 2039: 0.10166; 2040: 0.39579
2018-04-11 16:00 | 4 | 15 | 4 | 0 | 1 | 0.063721 | 1.0652 | 2.1304 | 0.50977 | 21.7915 | 12.0437 | 17.0341 | 17.0341 | 46.4242 | 0.50977 | 0 | 2024: 35.3156; 2025: 11.1086; 2026: 0; 2027: 8.6835; 2028: 0; 2029: 0; 2030: 1.6206; 2031: 0; 2032: 0; 2033: 35.3156; 2034: 11.1086; 2035: 0; 2036: 8.6835; 2039: 0.063721; 2040: 0.3402
2018-04-11 17:00 | 4 | 16 | 4 | 0 | 1 | 0.034679 | 1.0969 | 2.1939 | 0.27743 | 21.7915 | 12.0437 | 17.0341 | 17.0341 | 47.8083 | 0.27743 | 0 | 2024: 41.7626; 2025: 6.0457; 2026: 0; 2027: 4.7259; 2028: 0; 2029: 0; 2030: 1.9165; 2031: 0; 2032: 0; 2033: 41.7626; 2034: 6.0457; 2035: 0; 2036: 4.7259; 2039: 0.034679; 2040: 0.20386
2018-04-11 18:00 | 4 | 17 | 4 | 0 | 1 | 0.0092868 | 1.1468 | 2.2935 | 0.074294 | 21.7915 | 12.0437 | 17.0341 | 17.0341 | 49.9789 | 0.074294 | 0 | 2024: 48.3599; 2025: 1.619; 2026: 0; 2027: 1.2655; 2028: 0; 2029: 0; 2030: 2.2192; 2031: 0; 2032: 0; 2033: 48.3599; 2034: 1.619; 2035: 0; 2036: 1.2655; 2039: 0.0092868; 2040: 0.041911
2018-04-11 19:00 | 4 | 18 | 4 | 0 | 1 | 0 | 1.1926 | 2.3852 | 0 | 21.7915 | 12.0437 | 17.0341 | 17.0341 | 51.9776 | 0 | 0 | 2024: 51.9776; 2025: 0; 2026: 0; 2027: 0; 2028: 0; 2029: 0; 2030: 2.3852; 2031: 0; 2032: 0; 2033: 51.9776; 2034: 0; 2035: 0; 2036: 0; 2039: 0; 2040: 0
2018-04-11 20:00 | 4 | 19 | 4 | 0 | 0 | 0 | 1.2453 | 2.4906 | 0 | 20.3125 | 10.5647 | 17.0341 | 17.0341 | 50.5903 | 0 | 0 | 2024: 50.5903; 2025: 0; 2026: 0; 2027: 0; 2028: 0; 2029: 0; 2030: 2.4906; 2031: 0; 2032: 0; 2033: 50.5903; 2034: 0; 2035: 0; 2036: 0; 2039: 0; 2040: 0
2018-04-11 21:00 | 4 | 20 | 4 | 0 | 0 | 0 | 1.0748 | 2.1496 | 0 | 20.3125 | 10.5647 | 17.0341 | 17.0341 | 43.6646 | 0 | 0 | 2024: 43.6646; 2025: 0; 2026: 0; 2027: 0; 2028: 0; 2029: 0; 2030: 2.1496; 2031: 0; 2032: 0; 2033: 43.6646; 2034: 0; 2035: 0; 2036: 0; 2039: 0; 2040: 0
2018-04-11 22:00 | 4 | 21 | 4 | 0 | 0 | 0 | 0.87727 | 1.7545 | 0 | 20.3125 | 10.5647 | 17.0341 | 17.0341 | 35.6391 | 0 | 0 | 2024: 35.6391; 2025: 0; 2026: 0; 2027: 0; 2028: 0; 2029: 0; 2030: 1.7545; 2031: 0; 2032: 0; 2033: 35.6391; 2034: 0; 2035: 0; 2036: 0; 2039: 0; 2040: 0
2018-04-11 23:00 | 4 | 22 | 4 | 0 | 0 | 0 | 0.79272 | 1.5854 | 0 | 20.3125 | 10.5647 | 17.0341 | 17.0341 | 32.2044 | 0 | 0 | 2024: 32.2044; 2025: 0; 2026: 0; 2027: 0; 2028: 0; 2029: 0; 2030: 1.5854; 2031: 0; 2032: 0; 2033: 32.2044; 2034: 0; 2035: 0; 2036: 0; 2039: 0; 2040: 0
2018-04-12 | 4 | 23 | 4 | 0 | 0 | 0 | 0.77143 | 1.5429 | 0 | 20.3125 | 10.5647 | 17.0341 | 17.0341 | 31.3395 | 0 | 0 | 2024: 31.3395; 2025: 0; 2026: 0; 2027: 0; 2028: 0; 2029: 0; 2030: 1.5429; 2031: 0; 2032: 0; 2033: 31.3395; 2034: 0; 2035: 0; 2036: 0; 2039: 0; 2040: 0
2018-04-12 01:00 | 4 | 0 | 5 | 0 | 0 | 0 | 0.76474 | 1.5295 | 0 | 20.3125 | 10.5647 | 17.0341 | 17.0341 | 31.0675 | 0 | 0 | 2024: 31.0675; 2025: 0; 2026: 0; 2027: 0; 2028: 0; 2029: 0; 2030: 1.5295; 2031: 0; 2032: 0; 2033: 31.0675; 2034: 0; 2035: 0; 2036: 0; 2039: 0; 2040: 0
2018-04-12 02:00 | 4 | 1 | 5 | 0 | 0 | 0 | 0.76264 | 1.5253 | 0 | 20.3125 | 10.5647 | 17.0341 | 17.0341 | 30.9822 | 0 | 0 | 2024: 30.9822; 2025: 0; 2026: 0; 2027: 0; 2028: 0; 2029: 0; 2030: 1.5253; 2031: 0; 2032: 0; 2033: 30.9822; 2034: 0; 2035: 0; 2036: 0; 2039: 0; 2040: 0
2018-04-12 03:00 | 4 | 2 | 5 | 0 | 0 | 0 | 0.76527 | 1.5305 | 0 | 20.3125 | 10.5647 | 17.0341 | 17.0341 | 31.0889 | 0 | 0 | 2024: 31.0889; 2025: 0; 2026: 0; 2027: 0; 2028: 0; 2029: 0; 2030: 1.5305; 2031: 0; 2032: 0; 2033: 31.0889; 2034: 0; 2035: 0; 2036: 0; 2039: 0; 2040: 0
2018-04-12 04:00 | 4 | 3 | 5 | 0 | 0 | 0 | 0.80761 | 1.6152 | 0 | 20.3125 | 10.5647 | 17.0341 | 17.0341 | 32.8092 | 0 | 0 | 2024: 32.8092; 2025: 0; 2026: 0; 2027: 0; 2028: 0; 2029: 0; 2030: 1.6152; 2031: 0; 2032: 0; 2033: 32.8092; 2034: 0; 2035: 0; 2036: 0; 2039: 0; 2040: 0
2018-04-12 05:00 | 4 | 4 | 5 | 0 | 0 | 0 | 0.99102 | 1.982 | 0 | 20.3125 | 10.5647 | 17.0341 | 17.0341 | 40.2602 | 0 | 0 | 2024: 40.2602; 2025: 0; 2026: 0; 2027: 0; 2028: 0; 2029: 0; 2030: 1.982; 2031: 0; 2032: 0; 2033: 40.2602; 2034: 0; 2035: 0; 2036: 0; 2039: 0; 2040: 0
2018-04-12 06:00 | 4 | 5 | 5 | 0 | 0 | 0.017495 | 1.145 | 2.29 | 0.13996 | 20.3125 | 10.5647 | 17.0341 | 17.0341 | 46.5146 | 0.13996 | 0 | 2024: 43.6716; 2025: 2.843; 2026: 0; 2027: 2.3841; 2028: 0; 2029: 0; 2030: 2.15; 2031: 0; 2032: 0; 2033: 43.6716; 2034: 2.843; 2035: 0; 2036: 2.3841; 2039: 0.017495; 2040: 0.017827
2018-04-12 07:00 | 4 | 6 | 5 | 0 | 0 | 0.17179 | 1.1547 | 2.3094 | 1.3743 | 20.3125 | 10.5647 | 17.0341 | 17.0341 | 46.9095 | 1.3743 | 0 | 2024: 18.9936; 2025: 27.9159; 2026: 0; 2027: 23.4104; 2028: 0; 2029: 0; 2030: 0.93507; 2031: 0; 2032: 0; 2033: 18.9936; 2034: 27.9159; 2035: 0; 2036: 23.4104; 2039: 0.17179; 2040: 0.19508
2018-04-12 08:00 | 4 | 7 | 5 | 0 | 0 | 0.38138 | 1.0021 | 2.0042 | 3.051 | 20.3125 | 10.5647 | 17.0341 | 17.0341 | 40.7101 | 2.0042 | 1.0468 | 2024: 0; 2025: 40.7101; 2026: 11.0596; 2027: 51.9717; 2028: 1.0468; 2029: 1.0468; 2030: 0; 2031: 0; 2032: 0; 2033: 0; 2034: 40.7101; 2035: 0; 2036: 51.9717; 2039: 0.38138; 2040: 0.43394
2018-04-12 09:00 | 4 | 8 | 5 | 0 | 0 | 0.3988 | 0.92819 | 1.8564 | 3.1904 | 20.3125 | 10.5647 | 17.0341 | 17.0341 | 37.7078 | 1.8564 | 1.334 | 2024: 0; 2025: 37.7078; 2026: 14.0933; 2027: 54.3453; 2028: 1.334; 2029: 2.3808; 2030: 0; 2031: 0; 2032: 0; 2033: 0; 2034: 37.7078; 2035: 0; 2036: 54.3453; 2039: 0.3988; 2040: 0.61772
2018-04-12 10:00 | 4 | 9 | 5 | 0 | 0 | 0.32274 | 0.94531 | 1.8906 | 2.5819 | 20.3125 | 10.5647 | 17.0341 | 17.0341 | 38.4034 | 1.8906 | 0.69131 | 2024: 0; 2025: 38.4034; 2026: 7.3035; 2027: 43.9811; 2028: 0.69131; 2029: 3.0721; 2030: 0; 2031: 0; 2032: 0; 2033: 0; 2034: 38.4034; 2035: 0; 2036: 43.9811; 2039: 0.32274; 2040: 0.69758
2018-04-12 11:00 | 4 | 10 | 5 | 0 | 0 | 0.56897 | 0.88821 | 1.7764 | 4.5518 | 20.3125 | 10.5647 | 17.0341 | 17.0341 | 36.0834 | 1.7764 | 2.7754 | 2024: 0; 2025: 36.0834; 2026: 29.321; 2027: 77.5357; 2028: 2.7754; 2029: 5.8475; 2030: 0; 2031: 0; 2032: 0; 2033: 0; 2034: 36.0834; 2035: 0; 2036: 77.5357; 2039: 0.56897; 2040: 0.54186
2018-04-12 12:00 | 4 | 11 | 5 | 0 | 0 | 0.65143 | 0.8081 | 1.6162 | 5.2114 | 20.3125 | 10.5647 | 17.0341 | 17.0341 | 32.8291 | 1.6162 | 3.5952 | 2024: 0; 2025: 32.8291; 2026: 37.9825; 2027: 88.772; 2028: 3.5952; 2029: 9.4427; 2030: 0; 2031: 0; 2032: 0; 2033: 0; 2034: 32.8291; 2035: 0; 2036: 88.772; 2039: 0.65143; 2040: 0.70323
2018-04-12 13:00 | 4 | 12 | 5 | 0 | 0 | 0.59866 | 0.73331 | 1.4666 | 4.7892 | 20.3125 | 10.5647 | 17.0341 | 17.0341 | 29.7908 | 1.4666 | 3.3226 | 2024: 0; 2025: 29.7908; 2026: 35.1026; 2027: 81.5807; 2028: 3.0573; 2029: 12.5; 2030: 0; 2031: 0; 2032: 0.26535; 2033: 0; 2034: 29.7908; 2035: 2.8033; 2036: 81.5807; 2039: 0.59866; 2040: 0.69533
2018-04-12 14:00 | 4 | 13 | 5 | 0 | 0 | 0.49059 | 0.76156 | 1.5231 | 3.9247 | 20.3125 | 10.5647 | 17.0341 | 17.0341 | 30.9382 | 1.5231 | 2.4016 | 2024: 0; 2025: 30.9382; 2026: 25.3723; 2027: 66.8542; 2028: 0; 2029: 12.5; 2030: 0; 2031: 0; 2032: 2.4016; 2033: 0; 2034: 30.9382; 2035: 25.3723; 2036: 66.8542; 2039: 0.49059; 2040: 0.75575
2018-04-12 15:00 | 4 | 14 | 5 | 0 | 0 | 0.56401 | 0.84081 | 1.6816 | 4.5121 | 20.3125 | 10.5647 | 17.0341 | 17.0341 | 34.158 | 1.6816 | 2.8305 | 2024: 0; 2025: 34.158; 2026: 29.9033; 2027: 76.86; 2028: 0; 2029: 12.5; 2030: 0; 2031: 0; 2032: 2.8305; 2033: 0; 2034: 34.158; 2035: 29.9033; 2036: 76.86; 2039: 0.56401; 2040: 0.6292
2018-04-12 16:00 | 4 | 15 | 5 | 0 | 1 | 0.40716 | 0.99168 | 1.9834 | 3.2573 | 21.7915 | 12.0437 | 17.0341 | 17.0341 | 43.2206 | 1.9834 | 1.2739 | 2024: 0; 2025: 43.2206; 2026: 15.3428; 2027: 55.4853; 2028: 0; 2029: 12.5; 2030: 0; 2031: 0; 2032: 1.2739; 2033: 0; 2034: 43.2206; 2035: 15.3428; 2036: 55.4853; 2039: 0.40716; 2040: 0.45701
2018-04-12 17:00 | 4 | 16 | 5 | 0 | 1 | 0.20331 | 1.0076 | 2.0152 | 1.6265 | 21.7915 | 12.0437 | 17.0341 | 17.0341 | 43.9137 | 1.6265 | 0 | 2024: 8.4699; 2025: 35.4437; 2026: 0; 2027: 27.706; 2028: 0; 2029: 12.5; 2030: 0.38868; 2031: 0.38868; 2032: 0; 2033: 0; 2034: 43.9137; 2035: 0; 2036: 27.706; 2039: 0.20331; 2040: 0.23108
2018-04-12 18:00 | 4 | 17 | 5 | 0 | 1 | 0.035622 | 0.99444 | 1.9889 | 0.28497 | 21.7915 | 12.0437 | 17.0341 | 17.0341 | 43.3408 | 0.28497 | 0 | 2024: 37.1308; 2025: 6.21; 2026: 0; 2027: 4.8543; 2028: 0; 2029: 12.0775; 2030: 1.7039; 2031: 1.7039; 2032: 0; 2033: 0; 2034: 43.3408; 2035: 0; 2036: 4.8543; 2039: 0.035622; 2040: 0.037664
2018-04-12 19:00 | 4 | 18 | 5 | 0 | 1 | 0 | 1.0605 | 2.1211 | 0 | 21.7915 | 12.0437 | 17.0341 | 17.0341 | 46.2218 | 0 | 0 | 2024: 46.2218; 2025: 0; 2026: 0; 2027: 0; 2028: 0; 2029: 10.2254; 2030: 2.1211; 2031: 2.1211; 2032: 0; 2033: 0; 2034: 46.2218; 2035: 0; 2036: 0; 2039: 0; 2040: 0
2018-04-12 20:00 | 4 | 19 | 5 | 0 | 0 | 0 | 1.1349 | 2.2697 | 0 | 20.3125 | 10.5647 | 17.0341 | 17.0341 | 46.1041 | 0 | 0 | 2024: 46.1041; 2025: 0; 2026: 0; 2027: 0; 2028: 0; 2029: 7.9199; 2030: 2.2697; 2031: 2.2697; 2032: 0; 2033: 0; 2034: 46.1041; 2035: 0; 2036: 0; 2039: 0; 2040: 0
2018-04-12 21:00 | 4 | 20 | 5 | 0 | 0 | 0 | 0.95721 | 1.9144 | 0 | 20.3125 | 10.5647 | 17.0341 | 17.0341 | 38.8868 | 0 | 0 | 2024: 38.8868; 2025: 0; 2026: 0; 2027: 0; 2028: 0; 2029: 5.4528; 2030: 1.9144; 2031: 1.9144; 2032: 0; 2033: 0; 2034: 38.8868; 2035: 0; 2036: 0; 2039: 0; 2040: 0
2018-04-12 22:00 | 4 | 21 | 5 | 0 | 0 | 0 | 0.71013 | 1.4203 | 0 | 20.3125 | 10.5647 | 17.0341 | 17.0341 | 28.8489 | 0 | 0 | 2024: 28.8489; 2025: 0; 2026: 0; 2027: 0; 2028: 0; 2029: 3.3719; 2030: 1.4203; 2031: 1.4203; 2032: 0; 2033: 0; 2034: 28.8489; 2035: 0; 2036: 0; 2039: 0; 2040: 0
2018-04-12 23:00 | 4 | 22 | 5 | 0 | 0 | 0 | 0.6465 | 1.293 | 0 | 20.3125 | 10.5647 | 17.0341 | 17.0341 | 26.2642 | 0 | 0 | 2024: 26.2642; 2025: 0; 2026: 0; 2027: 0; 2028: 0; 2029: 1.8281; 2030: 1.293; 2031: 1.293; 2032: 0; 2033: 0; 2034: 26.2642; 2035: 0; 2036: 0; 2039: 0; 2040: 0
2018-04-13 | 4 | 23 | 5 | 0 | 0 | 0 | 0.62639 | 1.2528 | 0 | 20.3125 | 10.5647 | 17.0341 | 17.0341 | 25.4469 | 0 | 0 | 2024: 25.4469; 2025: 0; 2026: 0; 2027: 0; 2028: 0; 2029: 0.4227; 2030: 1.2528; 2031: 0.38888; 2032: 0; 2033: 17.5478; 2034: 7.8991; 2035: 0; 2036: 0; 2039: 0; 2040: 0
2018-04-13 01:00 | 4 | 0 | 6 | 0 | 0 | 0 | 0.61155 | 1.2231 | 0 | 20.3125 | 10.5647 | 17.0341 | 17.0341 | 24.8442 | 0 | 0 | 2024: 24.8442; 2025: 0; 2026: 0; 2027: 0; 2028: 0; 2029: 0; 2030: 1.2231; 2031: 0; 2032: 0; 2033: 24.8442; 2034: 0; 2035: 0; 2036: 0; 2039: 0; 2040: 0
2018-04-13 02:00 | 4 | 1 | 6 | 0 | 0 | 0 | 0.63604 | 1.2721 | 0 | 20.3125 | 10.5647 | 17.0341 | 17.0341 | 25.8393 | 0 | 0 | 2024: 25.8393; 2025: 0; 2026: 0; 2027: 0; 2028: 0; 2029: 0; 2030: 1.2721; 2031: 0; 2032: 0; 2033: 25.8393; 2034: 0; 2035: 0; 2036: 0; 2039: 0; 2040: 0
2018-04-13 03:00 | 4 | 2 | 6 | 0 | 0 | 0 | 0.6627 | 1.3254 | 0 | 20.3125 | 10.5647 | 17.0341 | 17.0341 | 26.9222 | 0 | 0 | 2024: 26.9222; 2025: 0; 2026: 0; 2027: 0; 2028: 0; 2029: 0; 2030: 1.3254; 2031: 0; 2032: 0; 2033: 26.9222; 2034: 0; 2035: 0; 2036: 0; 2039: 0; 2040: 0
2018-04-13 04:00 | 4 | 3 | 6 | 0 | 0 | 0 | 0.71783 | 1.4357 | 0 | 20.3125 | 10.5647 | 17.0341 | 17.0341 | 29.1617 | 0 | 0 | 2024: 29.1617; 2025: 0; 2026: 0; 2027: 0; 2028: 0; 2029: 0; 2030: 1.4357; 2031: 0; 2032: 0; 2033: 29.1617; 2034: 0; 2035: 0; 2036: 0; 2039: 0; 2040: 0
2018-04-13 05:00 | 4 | 4 | 6 | 0 | 0 | 0 | 0.86262 | 1.7252 | 0 | 20.3125 | 10.5647 | 17.0341 | 17.0341 | 35.0438 | 0 | 0 | 2024: 35.0438; 2025: 0; 2026: 0; 2027: 0; 2028: 0; 2029: 0; 2030: 1.7252; 2031: 0; 2032: 0; 2033: 35.0438; 2034: 0; 2035: 0; 2036: 0; 2039: 0; 2040: 0
2018-04-13 06:00 | 4 | 5 | 6 | 0 | 0 | 0.020212 | 1.0426 | 2.0851 | 0.16169 | 20.3125 | 10.5647 | 17.0341 | 17.0341 | 42.3543 | 0.16169 | 0 | 2024: 39.0699; 2025: 3.2844; 2026: 0; 2027: 2.7543; 2028: 0; 2029: 0; 2030: 1.9234; 2031: 0; 2032: 0; 2033: 39.0699; 2034: 3.2844; 2035: 0; 2036: 2.7543; 2039: 0.020212; 2040: 0.014215
2018-04-13 07:00 | 4 | 6 | 6 | 0 | 0 | 0.12233 | 1.0367 | 2.0735 | 0.9786 | 20.3125 | 10.5647 | 17.0341 | 17.0341 | 42.1177 | 0.9786 | 0 | 2024: 22.2398; 2025: 19.8778; 2026: 0; 2027: 16.6696; 2028: 0; 2029: 0; 2030: 1.0949; 2031: 0; 2032: 0; 2033: 22.2398; 2034: 19.8778; 2035: 0; 2036: 16.6696; 2039: 0.12233; 2040: 0.088969
2018-04-13 08:00 | 4 | 7 | 6 | 0 | 0 | 0.15884 | 1.0053 | 2.0107 | 1.2707 | 20.3125 | 10.5647 | 17.0341 | 17.0341 | 40.8417 | 1.2707 | 0 | 2024: 15.0305; 2025: 25.8112; 2026: 0; 2027: 21.6454; 2028: 0; 2029: 0; 2030: 0.73996; 2031: 0; 2032: 0; 2033: 15.0305; 2034: 25.8112; 2035: 0; 2036: 21.6454; 2039: 0.15884; 2040: 0.27841
2018-04-13 09:00 | 4 | 8 | 6 | 0 | 0 | 0.38707 | 0.92739 | 1.8548 | 3.0966 | 20.3125 | 10.5647 | 17.0341 | 17.0341 | 37.6752 | 1.8548 | 1.2418 | 2024: 0; 2025: 37.6752; 2026: 13.1194; 2027: 52.7478; 2028: 1.2418; 2029: 1.2418; 2030: 0; 2031: 0; 2032: 0; 2033: 0; 2034: 37.6752; 2035: 0; 2036: 52.7478; 2039: 0.38707; 2040: 0.41979
2018-04-13 10:00 | 4 | 9 | 6 | 0 | 0 | 0.63921 | 0.89363 | 1.7873 | 5.1136 | 20.3125 | 10.5647 | 17.0341 | 17.0341 | 36.3038 | 1.7873 | 3.3264 | 2024: 0; 2025: 36.3038; 2026: 35.1424; 2027: 87.1066; 2028: 3.3264; 2029: 4.5682; 2030: 0; 2031: 0; 2032: 0; 2033: 0; 2034: 36.3038; 2035: 0; 2036: 87.1066; 2039: 0.63921; 2040: 0.60091
2018-04-13 11:00 | 4 | 10 | 6 | 0 | 0 | 0.71188 | 0.85839 | 1.7168 | 5.695 | 20.3125 | 10.5647 | 17.0341 | 17.0341 | 34.8721 | 1.7168 | 3.9782 | 2024: 0; 2025: 34.8721; 2026: 42.029; 2027: 97.0097; 2028: 3.9782; 2029: 8.5464; 2030: 0; 2031: 0; 2032: 0; 2033: 0; 2034: 34.8721; 2035: 0; 2036: 97.0097; 2039: 0.71188; 2040: 0.69336
2018-04-13 12:00 | 4 | 11 | 6 | 0 | 0 | 0.73507 | 0.78451 | 1.569 | 5.8805 | 20.3125 | 10.5647 | 17.0341 | 17.0341 | 31.8708 | 1.569 | 4.3115 | 2024: 0; 2025: 31.8708; 2026: 45.5501; 2027: 100.17; 2028: 3.9536; 2029: 12.5; 2030: 0; 2031: 0; 2032: 0.35795; 2033: 0; 2034: 31.8708; 2035: 3.7816; 2036: 100.17; 2039: 0.73507; 2040: 0.51327
2018-04-13 13:00 | 4 | 12 | 6 | 0 | 0 | 0.59811 | 0.77087 | 1.5417 | 4.7849 | 20.3125 | 10.5647 | 17.0341 | 17.0341 | 31.3165 | 1.5417 | 3.2432 | 2024: 0; 2025: 31.3165; 2026: 34.2633; 2027: 81.5069; 2028: 0; 2029: 12.5; 2030: 0; 2031: 0; 2032: 3.2432; 2033: 0; 2034: 31.3165; 2035: 34.2633; 2036: 81.5069; 2039: 0.59811; 2040: 0.76748
2018-04-13 14:00 | 4 | 13 | 6 | 0 | 0 | 0.64438 | 0.77183 | 1.5437 | 5.155 | 20.3125 | 10.5647 | 17.0341 | 17.0341 | 31.3555 | 1.5437 | 3.6114 | 2024: 0; 2025: 31.3555; 2026: 38.153; 2027: 87.8112; 2028: 0; 2029: 12.5; 2030: 0; 2031: 0; 2032: 3.6114; 2033: 0; 2034: 31.3555; 2035: 38.153; 2036: 87.8112; 2039: 0.64438; 2040: 0.67078
2018-04-13 15:00 | 4 | 14 | 6 | 0 | 0 | 0.53127 | 0.81331 | 1.6266 | 4.2501 | 20.3125 | 10.5647 | 17.0341 | 17.0341 | 33.0407 | 1.6266 | 2.6235 | 2024: 0; 2025: 33.0407; 2026: 27.7167; 2027: 72.3973; 2028: 0; 2029: 12.5; 2030: 0; 2031: 0; 2032: 2.6235; 2033: 0; 2034: 33.0407; 2035: 27.7167; 2036: 72.3973; 2039: 0.53127; 2040: 0.56916
2018-04-13 16:00 | 4 | 15 | 6 | 0 | 1 | 0.23677 | 0.92129 | 1.8426 | 1.8941 | 21.7915 | 12.0437 | 17.0341 | 17.0341 | 40.1524 | 1.8426 | 0.051554 | 2024: 0; 2025: 40.1524; 2026: 0.6209; 2027: 32.2648; 2028: 0; 2029: 12.5; 2030: 0; 2031: 0; 2032: 0.051554; 2033: 0; 2034: 40.1524; 2035: 0.6209; 2036: 32.2648; 2039: 0.23677; 2040: 0.40922
2018-04-13 17:00 | 4 | 16 | 6 | 0 | 1 | 0.025034 | 0.95301 | 1.906 | 0.20027 | 21.7915 | 12.0437 | 17.0341 | 17.0341 | 41.535 | 0.20027 | 0 | 2024: 37.1707; 2025: 4.3643; 2026: 0; 2027: 3.4115; 2028: 0; 2029: 12.5; 2030: 1.7057; 2031: 1.7057; 2032: 0; 2033: 0; 2034: 41.535; 2035: 0; 2036: 3.4115; 2039: 0.025034; 2040: 0.2065
2018-04-13 18:00 | 4 | 17 | 6 | 0 | 1 | 0.0056839 | 1.0046 | 2.0093 | 0.045471 | 21.7915 | 12.0437 | 17.0341 | 17.0341 | 43.7854 | 0.045471 | 0 | 2024: 42.7945; 2025: 0.99088; 2026: 0; 2027: 0.77456; 2028: 0; 2029: 10.6459; 2030: 1.9638; 2031: 1.9638; 2032: 0; 2033: 0; 2034: 43.7854; 2035: 0; 2036: 0.77456; 2039: 0.0056839; 2040: 0.03815
2018-04-13 19:00 | 4 | 18 | 6 | 0 | 1 | 0 | 1.052 | 2.104 | 0 | 21.7915 | 12.0437 | 17.0341 | 17.0341 | 45.8491 | 0 | 0 | 2024: 45.8491; 2025: 0; 2026: 0; 2027: 0; 2028: 0; 2029: 8.5113; 2030: 2.104; 2031: 2.104; 2032: 0; 2033: 0; 2034: 45.8491; 2035: 0; 2036: 0; 2039: 0; 2040: 0
2018-04-13 20:00 | 4 | 19 | 6 | 0 | 0 | 0 | 1.0248 | 2.0497 | 0 | 20.3125 | 10.5647 | 17.0341 | 17.0341 | 41.6341 | 0 | 0 | 2024: 41.6341; 2025: 0; 2026: 0; 2027: 0; 2028: 0; 2029: 6.2244; 2030: 2.0497; 2031: 2.0497; 2032: 0; 2033: 0; 2034: 41.6341; 2035: 0; 2036: 0; 2039: 0; 2040: 0
2018-04-13 21:00 | 4 | 20 | 6 | 0 | 0 | 0 | 0.87586 | 1.7517 | 0 | 20.3125 | 10.5647 | 17.0341 | 17.0341 | 35.5819 | 0 | 0 | 2024: 35.5819; 2025: 0; 2026: 0; 2027: 0; 2028: 0; 2029: 3.9965; 2030: 1.7517; 2031: 1.7517; 2032: 0; 2033: 0; 2034: 35.5819; 2035: 0; 2036: 0; 2039: 0; 2040: 0
2018-04-13 22:00 | 4 | 21 | 6 | 0 | 0 | 0 | 0.76382 | 1.5276 | 0 | 20.3125 | 10.5647 | 17.0341 | 17.0341 | 31.0304 | 0 | 0 | 2024: 31.0304; 2025: 0; 2026: 0; 2027: 0; 2028: 0; 2029: 2.0924; 2030: 1.5276; 2031: 1.5276; 2032: 0; 2033: 0; 2034: 31.0304; 2035: 0; 2036: 0; 2039: 0; 2040: 0
2018-04-13 23:00 | 4 | 22 | 6 | 0 | 0 | 0 | 0.62597 | 1.2519 | 0 | 20.3125 | 10.5647 | 17.0341 | 17.0341 | 25.4302 | 0 | 0 | 2024: 25.4302; 2025: 0; 2026: 0; 2027: 0; 2028: 0; 2029: 0.43194; 2030: 1.2519; 2031: 0.39739; 2032: 0; 2033: 17.3583; 2034: 8.0719; 2035: 0; 2036: 0; 2039: 0; 2040: 0
2018-04-14 | 4 | 23 | 6 | 0 | 0 | 0 | 0.62699 | 1.254 | 0 | 20.3125 | 10.5647 | 17.0341 | 17.0341 | 25.4714 | 0 | 0 | 2024: 25.4714; 2025: 0; 2026: 0; 2027: 0; 2028: 0; 2029: 0; 2030: 1.254; 2031: 0; 2032: 0; 2033: 25.4714; 2034: 0; 2035: 0; 2036: 0; 2039: 0; 2040: 0
2018-04-14 01:00 | 4 | 0 | 7 | 0 | 0 | 0 | 0.58161 | 1.1632 | 0 | 20.3125 | 10.5647 | 17.0341 | 17.0341 | 23.6279 | 0 | 0 | 2024: 23.6279; 2025: 0; 2026: 0; 2027: 0; 2028: 0; 2029: 0; 2030: 1.1632; 2031: 0; 2032: 0; 2033: 23.6279; 2034: 0; 2035: 0; 2036: 0; 2039: 0; 2040: 0
2018-04-14 02:00 | 4 | 1 | 7 | 0 | 0 | 0 | 0.5726 | 1.1452 | 0 | 20.3125 | 10.5647 | 17.0341 | 17.0341 | 23.2617 | 0 | 0 | 2024: 23.2617; 2025: 0; 2026: 0; 2027: 0; 2028: 0; 2029: 0; 2030: 1.1452; 2031: 0; 2032: 0; 2033: 23.2617; 2034: 0; 2035: 0; 2036: 0; 2039: 0; 2040: 0
2018-04-14 03:00 | 4 | 2 | 7 | 0 | 0 | 0 | 0.61562 | 1.2312 | 0 | 20.3125 | 10.5647 | 17.0341 | 17.0341 | 25.0096 | 0 | 0 | 2024: 25.0096; 2025: 0; 2026: 0; 2027: 0; 2028: 0; 2029: 0; 2030: 1.2312; 2031: 0; 2032: 0; 2033: 25.0096; 2034: 0; 2035: 0; 2036: 0; 2039: 0; 2040: 0
2018-04-14 04:00 | 4 | 3 | 7 | 0 | 0 | 0 | 0.68937 | 1.3787 | 0 | 20.3125 | 10.5647 | 17.0341 | 17.0341 | 28.0055 | 0 | 0 | 2024: 28.0055; 2025: 0; 2026: 0; 2027: 0; 2028: 0; 2029: 0; 2030: 1.3787; 2031: 0; 2032: 0; 2033: 28.0055; 2034: 0; 2035: 0; 2036: 0; 2039: 0; 2040: 0
2018-04-14 05:00 | 4 | 4 | 7 | 0 | 0 | 0 | 0.79129 | 1.5826 | 0 | 20.3125 | 10.5647 | 17.0341 | 17.0341 | 32.1463 | 0 | 0 | 2024: 32.1463; 2025: 0; 2026: 0; 2027: 0; 2028: 0; 2029: 0; 2030: 1.5826; 2031: 0; 2032: 0; 2033: 32.1463; 2034: 0; 2035: 0; 2036: 0; 2039: 0; 2040: 0
2018-04-14 06:00 | 4 | 5 | 7 | 0 | 0 | 0.017064 | 0.88723 | 1.7745 | 0.13652 | 20.3125 | 10.5647 | 17.0341 | 17.0341 | 36.0437 | 0.13652 | 0 | 2024: 33.2707; 2025: 2.773; 2026: 0; 2027: 2.3254; 2028: 0; 2029: 0; 2030: 1.6379; 2031: 0; 2032: 0; 2033: 33.2707; 2034: 2.773; 2035: 0; 2036: 2.3254; 2039: 0.017064; 2040: 0.02215
2018-04-14 07:00 | 4 | 6 | 7 | 0 | 0 | 0.16161 | 0.94876 | 1.8975 | 1.2929 | 20.3125 | 10.5647 | 17.0341 | 17.0341 | 38.5435 | 1.2929 | 0 | 2024: 12.2814; 2025: 26.2621; 2026: 0; 2027: 22.0235; 2028: 0; 2029: 0; 2030: 0.60462; 2031: 0; 2032: 0; 2033: 12.2814; 2034: 26.2621; 2035: 0; 2036: 22.0235; 2039: 0.16161; 2040: 0.18914
2018-04-14 08:00 | 4 | 7 | 7 | 0 | 0 | 0.35124 | 0.94103 | 1.8821 | 2.8099 | 20.3125 | 10.5647 | 17.0341 | 17.0341 | 38.2294 | 1.8821 | 0.92782 | 2024: 0; 2025: 38.2294; 2026: 9.8021; 2027: 47.8639; 2028: 0.92782; 2029: 0.92782; 2030: 0; 2031: 0; 2032: 0; 2033: 0; 2034: 38.2294; 2035: 0; 2036: 47.8639; 2039: 0.35124; 2040: 0.40944
2018-04-14 09:00 | 4 | 8 | 7 | 0 | 0 | 0.50155 | 0.97065 | 1.9413 | 4.0124 | 20.3125 | 10.5647 | 17.0341 | 17.0341 | 39.4327 | 1.9413 | 2.0711 | 2024: 0; 2025: 39.4327; 2026: 21.8809; 2027: 68.3483; 2028: 2.0711; 2029: 2.9989; 2030: 0; 2031: 0; 2032: 0; 2033: 0; 2034: 39.4327; 2035: 0; 2036: 68.3483; 2039: 0.50155; 2040: 0.58191
2018-04-14 10:00 | 4 | 9 | 7 | 0 | 0 | 0.62412 | 0.93088 | 1.8618 | 4.9929 | 20.3125 | 10.5647 | 17.0341 | 17.0341 | 37.817 | 1.8618 | 3.1312 | 2024: 0; 2025: 37.817; 2026: 33.0801; 2027: 85.0505; 2028: 3.1312; 2029: 6.1301; 2030: 0; 2031: 0; 2032: 0; 2033: 0; 2034: 37.817; 2035: 0; 2036: 85.0505; 2039: 0.62412; 2040: 0.71095
2018-04-14 11:00 | 4 | 10 | 7 | 0 | 0 | 0.66782 | 0.91698 | 1.834 | 5.3425 | 20.3125 | 10.5647 | 17.0341 | 17.0341 | 37.2523 | 1.834 | 3.5086 | 2024: 0; 2025: 37.2523; 2026: 37.067; 2027: 91.0053; 2028: 3.5086; 2029: 9.6387; 2030: 0; 2031: 0; 2032: 0; 2033: 0; 2034: 37.2523; 2035: 0; 2036: 91.0053; 2039: 0.66782; 2040: 0.76923
2018-04-14 12:00 | 4 | 11 | 7 | 0 | 0 | 0.71411 | 0.94286 | 1.8857 | 5.7129 | 20.3125 | 10.5647 | 17.0341 | 17.0341 | 38.3038 | 1.8857 | 3.8272 | 2024: 0; 2025: 38.3038; 2026: 40.4329; 2027: 97.314; 2028: 2.8613; 2029: 12.5; 2030: 0; 2031: 0; 2032: 0.96584; 2033: 0; 2034: 38.3038; 2035: 10.2039; 2036: 97.314; 2039: 0.71411; 2040: 0.76923
2018-04-14 13:00 | 4 | 12 | 7 | 0 | 0 | 0.69649 | 0.89258 | 1.7852 | 5.5719 | 20.3125 | 10.5647 | 17.0341 | 17.0341 | 36.2612 | 1.7852 | 3.7868 | 2024: 0; 2025: 36.2612; 2026: 40.0062; 2027: 94.9132; 2028: 0; 2029: 12.5; 2030: 0; 2031: 0; 2032: 3.7868; 2033: 0; 2034: 36.2612; 2035: 40.0062; 2036: 94.9132; 2039: 0.69649; 2040: 0.76923
2018-04-14 14:00 | 4 | 13 | 7 | 0 | 0 | 0.62892 | 0.93697 | 1.8739 | 5.0314 | 20.3125 | 10.5647 | 17.0341 | 17.0341 | 38.0644 | 1.8739 | 3.1574 | 2024: 0; 2025: 38.0644; 2026: 33.3573; 2027: 85.7049; 2028: 0; 2029: 12.5; 2030: 0; 2031: 0; 2032: 3.1574; 2033: 0; 2034: 38.0644; 2035: 33.3573; 2036: 85.7049; 2039: 0.62892; 2040: 0.71667
2018-04-14 15:00 | 4 | 14 | 7 | 0 | 0 | 0.51894 | 1.0093 | 2.0187 | 4.1515 | 20.3125 | 10.5647 | 17.0341 | 17.0341 | 41.0047 | 2.0187 | 2.1328 | 2024: 0; 2025: 41.0047; 2026: 22.5324; 2027: 70.7169; 2028: 0; 2029: 12.5; 2030: 0; 2031: 0; 2032: 2.1328; 2033: 0; 2034: 41.0047; 2035: 22.5324; 2036: 70.7169; 2039: 0.51894; 2040: 0.59658
2018-04-14 16:00 | 4 | 15 | 7 | 0 | 1 | 0.37022 | 1.1345 | 2.2691 | 2.9618 | 21.7915 | 12.0437 | 17.0341 | 17.0341 | 49.4462 | 2.2691 | 0.69269 | 2024: 0; 2025: 49.4462; 2026: 8.3425; 2027: 50.4509; 2028: 0; 2029: 12.5; 2030: 0; 2031: 0; 2032: 0.69269; 2033: 0; 2034: 49.4462; 2035: 8.3425; 2036: 50.4509; 2039: 0.37022; 2040: 0.43415
2018-04-14 17:00 | 4 | 16 | 7 | 0 | 1 | 0.18738 | 1.1717 | 2.3435 | 1.4991 | 21.7915 | 12.0437 | 17.0341 | 17.0341 | 51.0676 | 1.4991 | 0 | 2024: 18.4006; 2025: 32.667; 2026: 0; 2027: 25.5354; 2028: 0; 2029: 12.5; 2030: 0.84439; 2031: 0.84439; 2032: 0; 2033: 0; 2034: 51.0676; 2035: 0; 2036: 25.5354; 2039: 0.18738; 2040: 0.22344
2018-04-14 18:00 | 4 | 17 | 7 | 0 | 1 | 0.034488 | 1.1727 | 2.3453 | 0.27591 | 21.7915 | 12.0437 | 17.0341 | 17.0341 | 51.1082 | 0.27591 | 0 | 2024: 45.0958; 2025: 6.0124; 2026: 0; 2027: 4.6999; 2028: 0; 2029: 11.5822; 2030: 2.0694; 2031: 2.0694; 2032: 0; 2033: 0; 2034: 51.1082; 2035: 0; 2036: 4.6999; 2039: 0.034488; 2040: 0.039884
2018-04-14 19:00 | 4 | 18 | 7 | 0 | 1 | 0 | 1.107 | 2.2139 | 0 | 21.7915 | 12.0437 | 17.0341 | 17.0341 | 48.2448 | 0 | 0 | 2024: 48.2448; 2025: 0; 2026: 0; 2027: 0; 2028: 0; 2029: 9.3328; 2030: 2.2139; 2031: 2.2139; 2032: 0; 2033: 0; 2034: 48.2448; 2035: 0; 2036: 0; 2039: 0; 2040: 0
2018-04-14 20:00 | 4 | 19 | 7 | 0 | 0 | 0 | 1.0198 | 2.0397 | 0 | 20.3125 | 10.5647 | 17.0341 | 17.0341 | 41.4308 | 0 | 0 | 2024: 41.4308; 2025: 0; 2026: 0; 2027: 0; 2028: 0; 2029: 6.9264; 2030: 2.0397; 2031: 2.0397; 2032: 0; 2033: 0; 2034: 41.4308; 2035: 0; 2036: 0; 2039: 0; 2040: 0
2018-04-14 21:00 | 4 | 20 | 7 | 0 | 0 | 0 | 0.77795 | 1.5559 | 0 | 20.3125 | 10.5647 | 17.0341 | 17.0341 | 31.6044 | 0 | 0 | 2024: 31.6044; 2025: 0; 2026: 0; 2027: 0; 2028: 0; 2029: 4.7093; 2030: 1.5559; 2031: 1.5559; 2032: 0; 2033: 0; 2034: 31.6044; 2035: 0; 2036: 0; 2039: 0; 2040: 0
2018-04-14 22:00 | 4 | 21 | 7 | 0 | 0 | 0 | 0.60397 | 1.2079 | 0 | 20.3125 | 10.5647 | 17.0341 | 17.0341 | 24.5364 | 0 | 0 | 2024: 24.5364; 2025: 0; 2026: 0; 2027: 0; 2028: 0; 2029: 3.0181; 2030: 1.2079; 2031: 1.2079; 2032: 0; 2033: 0; 2034: 24.5364; 2035: 0; 2036: 0; 2039: 0; 2040: 0
2018-04-14 23:00 | 4 | 22 | 7 | 0 | 0 | 0 | 0.52584 | 1.0517 | 0 | 20.3125 | 10.5647 | 17.0341 | 17.0341 | 21.3623 | 0 | 0 | 2024: 21.3623; 2025: 0; 2026: 0; 2027: 0; 2028: 0; 2029: 1.7051; 2030: 1.0517; 2031: 1.0517; 2032: 0; 2033: 0; 2034: 21.3623; 2035: 0; 2036: 0; 2039: 0; 2040: 0
2018-04-15 | 4 | 23 | 7 | 0 | 0 | 0 | 0.51376 | 1.0275 | 0 | 20.3125 | 10.5647 | 17.0341 | 17.0341 | 20.8716 | 0 | 0 | 2024: 20.8716; 2025: 0; 2026: 0; 2027: 0; 2028: 0; 2029: 0.56201; 2030: 1.0275; 2031: 0.51705; 2032: 0; 2033: 10.369; 2034: 10.5026; 2035: 0; 2036: 0; 2039: 0; 2040: 0
2018-04-15 01:00 | 4 | 0 | 1 | 0 | 0 | 0 | 0.51788 | 1.0358 | 0 | 20.3125 | 10.5647 | 17.0341 | 17.0341 | 21.0387 | 0 | 0 | 2024: 21.0387; 2025: 0; 2026: 0; 2027: 0; 2028: 0; 2029: 0; 2030: 1.0358; 2031: 0; 2032: 0; 2033: 21.0387; 2034: 0; 2035: 0; 2036: 0; 2039: 0; 2040: 0
2018-04-15 02:00 | 4 | 1 | 1 | 0 | 0 | 0 | 0.54309 | 1.0862 | 0 | 20.3125 | 10.5647 | 17.0341 | 17.0341 | 22.063 | 0 | 0 | 2024: 22.063; 2025: 0; 2026: 0; 2027: 0; 2028: 0; 2029: 0; 2030: 1.0862; 2031: 0; 2032: 0; 2033: 22.063; 2034: 0; 2035: 0; 2036: 0; 2039: 0; 2040: 0
2018-04-15 03:00 | 4 | 2 | 1 | 0 | 0 | 0 | 0.57064 | 1.1413 | 0 | 20.3125 | 10.5647 | 17.0341 | 17.0341 | 23.1824 | 0 | 0 | 2024: 23.1824; 2025: 0; 2026: 0; 2027: 0; 2028: 0; 2029: 0; 2030: 1.1413; 2031: 0; 2032: 0; 2033: 23.1824; 2034: 0; 2035: 0; 2036: 0; 2039: 0; 2040: 0
2018-04-15 04:00 | 4 | 3 | 1 | 0 | 0 | 0 | 0.58764 | 1.1753 | 0 | 20.3125 | 10.5647 | 17.0341 | 17.0341 | 23.8729 | 0 | 0 | 2024: 23.8729; 2025: 0; 2026: 0; 2027: 0; 2028: 0; 2029: 0; 2030: 1.1753; 2031: 0; 2032: 0; 2033: 23.8729; 2034: 0; 2035: 0; 2036: 0; 2039: 0; 2040: 0
2018-04-15 05:00 | 4 | 4 | 1 | 0 | 0 | 0 | 0.68112 | 1.3622 | 0 | 20.3125 | 10.5647 | 17.0341 | 17.0341 | 27.6705 | 0 | 0 | 2024: 27.6705; 2025: 0; 2026: 0; 2027: 0; 2028: 0; 2029: 0; 2030: 1.3622; 2031: 0; 2032: 0; 2033: 27.6705; 2034: 0; 2035: 0; 2036: 0; 2039: 0; 2040: 0
2018-04-15 06:00 | 4 | 5 | 1 | 0 | 0 | 0.017919 | 0.83241 | 1.6648 | 0.14335 | 20.3125 | 10.5647 | 17.0341 | 17.0341 | 33.8167 | 0.14335 | 0 | 2024: 30.9048; 2025: 2.9119; 2026: 0; 2027: 2.4419; 2028: 0; 2029: 0; 2030: 1.5215; 2031: 0; 2032: 0; 2033: 30.9048; 2034: 2.9119; 2035: 0; 2036: 2.4419; 2039: 0.017919; 2040: 0.023553
2018-04-15 07:00 | 4 | 6 | 1 | 0 | 0 | 0.15734 | 0.88929 | 1.7786 | 1.2587 | 20.3125 | 10.5647 | 17.0341 | 17.0341 | 36.1275 | 1.2587 | 0 | 2024: 10.5601; 2025: 25.5674; 2026: 0; 2027: 21.4409; 2028: 0; 2029: 0; 2030: 0.51988; 2031: 0; 2032: 0; 2033: 10.5601; 2034: 25.5674; 2035: 0; 2036: 21.4409; 2039: 0.15734; 2040: 0.19546
2018-04-15 08:00 | 4 | 7 | 1 | 0 | 0 | 0.3442 | 0.94686 | 1.8937 | 2.7536 | 20.3125 | 10.5647 | 17.0341 | 17.0341 | 38.4662 | 1.8937 | 0.8599 | 2024: 0; 2025: 38.4662; 2026: 9.0846; 2027: 46.9055; 2028: 0.8599; 2029: 0.8599; 2030: 0; 2031: 0; 2032: 0; 2033: 0; 2034: 38.4662; 2035: 0; 2036: 46.9055; 2039: 0.3442; 2040: 0.41492
2018-04-15 09:00 | 4 | 8 | 1 | 0 | 0 | 0.49549 | 0.92882 | 1.8576 | 3.9639 | 20.3125 | 10.5647 | 17.0341 | 17.0341 | 37.7331 | 1.8576 | 2.1063 | 2024: 0; 2025: 37.7331; 2026: 22.2522; 2027: 67.5217; 2028: 2.1063; 2029: 2.9662; 2030: 0; 2031: 0; 2032: 0; 2033: 0; 2034: 37.7331; 2035: 0; 2036: 67.5217; 2039: 0.49549; 2040: 0.58059
2018-04-15 10:00 | 4 | 9 | 1 | 0 | 0 | 0.46567 | 0.93188 | 1.8638 | 3.7253 | 20.3125 | 10.5647 | 17.0341 | 17.0341 | 37.8575 | 1.8638 | 1.8616 | 2024: 0; 2025: 37.8575; 2026: 19.6671; 2027: 63.4578; 2028: 1.8616; 2029: 4.8277; 2030: 0; 2031: 0; 2032: 0; 2033: 0; 2034: 37.8575; 2035: 0; 2036: 63.4578; 2039: 0.46567; 2040: 0.69829
2018-04-15 11:00 | 4 | 10 | 1 | 0 | 0 | 0.67771 | 0.9572 | 1.9144 | 5.4216 | 20.3125 | 10.5647 | 17.0341 | 17.0341 | 38.8863 | 1.9144 | 3.5072 | 2024: 0; 2025: 38.8863; 2026: 37.053; 2027: 92.353; 2028: 3.5072; 2029: 8.335; 2030: 0; 2031: 0; 2032: 0; 2033: 0; 2034: 38.8863; 2035: 0; 2036: 92.353; 2039: 0.67771; 2040: 0.76923
2018-04-15 12:00 | 4 | 11 | 1 | 0 | 0 | 0.69726 | 0.90575 | 1.8115 | 5.5781 | 20.3125 | 10.5647 | 17.0341 | 17.0341 | 36.7963 | 1.8115 | 3.7665 | 2024: 0; 2025: 36.7963; 2026: 39.7926; 2027: 95.0174; 2028: 3.7665; 2029: 12.1015; 2030: 0; 2031: 0; 2032: 0; 2033: 0; 2034: 36.7963; 2035: 0; 2036: 95.0174; 2039: 0.69726; 2040: 0.76923
2018-04-15 13:00 | 4 | 12 | 1 | 0 | 0 | 0.67517 | 0.82727 | 1.6545 | 5.4013 | 20.3125 | 10.5647 | 17.0341 | 17.0341 | 33.6079 | 1.6545 | 3.7468 | 2024: 0; 2025: 33.6079; 2026: 39.5839; 2027: 92.0071; 2028: 0.39847; 2029: 12.5; 2030: 0; 2031: 0; 2032: 3.3483; 2033: 0; 2034: 33.6079; 2035: 35.3742; 2036: 92.0071; 2039: 0.67517; 2040: 0.76923
2018-04-15 14:00 | 4 | 13 | 1 | 0 | 0 | 0.49194 | 0.84561 | 1.6912 | 3.9356 | 20.3125 | 10.5647 | 17.0341 | 17.0341 | 34.3531 | 1.6912 | 2.2443 | 2024: 0; 2025: 34.3531; 2026: 23.7107; 2027: 67.0388; 2028: 0; 2029: 12.5; 2030: 0; 2031: 0; 2032: 2.2443; 2033: 0; 2034: 34.3531; 2035: 23.7107; 2036: 67.0388; 2039: 0.49194; 2040: 0.70947
2018-04-15 15:00 | 4 | 14 | 1 | 0 | 0 | 0.50532 | 0.88654 | 1.7731 | 4.0426 | 20.3125 | 10.5647 | 17.0341 | 17.0341 | 36.0155 | 1.7731 | 2.2695 | 2024: 0; 2025: 36.0155; 2026: 23.9769; 2027: 68.8621; 2028: 0; 2029: 12.5; 2030: 0; 2031: 0; 2032: 2.2695; 2033: 0; 2034: 36.0155; 2035: 23.9769; 2036: 68.8621; 2039: 0.50532; 2040: 0.59368
2018-04-15 16:00 | 4 | 15 | 1 | 0 | 1 | 0.21264 | 0.94912 | 1.8982 | 1.7012 | 21.7915 | 12.0437 | 17.0341 | 17.0341 | 41.3656 | 1.7012 | 0 | 2024: 4.2949; 2025: 37.0706; 2026: 0; 2027: 28.9777; 2028: 0; 2029: 12.5; 2030: 0.19709; 2031: 0.19709; 2032: 0; 2033: 0; 2034: 41.3656; 2035: 0; 2036: 28.9777; 2039: 0.21264; 2040: 0.43055
2018-04-15 17:00 | 4 | 16 | 1 | 0 | 1 | 0.18551 | 0.97998 | 1.96 | 1.484 | 21.7915 | 12.0437 | 17.0341 | 17.0341 | 42.7104 | 1.484 | 0 | 2024: 10.3708; 2025: 32.3396; 2026: 0; 2027: 25.2795; 2028: 0; 2029: 12.2858; 2030: 0.47591; 2031: 0.47591; 2032: 0; 2033: 0; 2034: 42.7104; 2035: 0; 2036: 25.2795; 2039: 0.18551; 2040: 0.22151
2018-04-15 18:00 | 4 | 17 | 1 | 0 | 1 | 0.03444 | 1.0083 | 2.0166 | 0.27552 | 21.7915 | 12.0437 | 17.0341 | 17.0341 | 43.9445 | 0.27552 | 0 | 2024: 37.9405; 2025: 6.004; 2026: 0; 2027: 4.6933; 2028: 0; 2029: 11.7685; 2030: 1.7411; 2031: 1.7411; 2032: 0; 2033: 0; 2034: 43.9445; 2035: 0; 2036: 4.6933; 2039: 0.03444; 2040: 0.039785
2018-04-15 19:00 | 4 | 18 | 1 | 0 | 1 | 0 | 1.1219 | 2.2438 | 0 | 21.7915 | 12.0437 | 17.0341 | 17.0341 | 48.8947 | 0 | 0 | 2024: 48.8947; 2025: 0; 2026: 0; 2027: 0; 2028: 0; 2029: 9.876; 2030: 2.2438; 2031: 2.2438; 2032: 0; 2033: 0; 2034: 48.8947; 2035: 0; 2036: 0; 2039: 0; 2040: 0
2018-04-15 20:00 | 4 | 19 | 1 | 0 | 0 | 0 | 1.1174 | 2.2348 | 0 | 20.3125 | 10.5647 | 17.0341 | 17.0341 | 45.3937 | 0 | 0 | 2024: 45.3937; 2025: 0; 2026: 0; 2027: 0; 2028: 0; 2029: 7.4371; 2030: 2.2348; 2031: 2.2348; 2032: 0; 2033: 0; 2034: 45.3937; 2035: 0; 2036: 0; 2039: 0; 2040: 0
2018-04-15 21:00 | 4 | 20 | 1 | 0 | 0 | 0 | 0.85577 | 1.7115 | 0 | 20.3125 | 10.5647 | 17.0341 | 17.0341 | 34.7658 | 0 | 0 | 2024: 34.7658; 2025: 0; 2026: 0; 2027: 0; 2028: 0; 2029: 5.0081; 2030: 1.7115; 2031: 1.7115; 2032: 0; 2033: 0; 2034: 34.7658; 2035: 0; 2036: 0; 2039: 0; 2040: 0
2018-04-15 22:00 | 4 | 21 | 1 | 0 | 0 | 0 | 0.68214 | 1.3643 | 0 | 20.3125 | 10.5647 | 17.0341 | 17.0341 | 27.712 | 0 | 0 | 2024: 27.712; 2025: 0; 2026: 0; 2027: 0; 2028: 0; 2029: 3.1477; 2030: 1.3643; 2031: 1.3643; 2032: 0; 2033: 0; 2034: 27.712; 2035: 0; 2036: 0; 2039: 0; 2040: 0
2018-04-15 23:00 | 4 | 22 | 1 | 0 | 0 | 0 | 0.60705 | 1.2141 | 0 | 20.3125 | 10.5647 | 17.0341 | 17.0341 | 24.6616 | 0 | 0 | 2024: 24.6616; 2025: 0; 2026: 0; 2027: 0; 2028: 0; 2029: 1.6648; 2030: 1.2141; 2031: 1.2141; 2032: 0; 2033: 0; 2034: 24.6616; 2035: 0; 2036: 0; 2039: 0; 2040: 0
2018-04-16 | 4 | 23 | 1 | 0 | 0 | 0 | 0.56563 | 1.1313 | 0 | 20.3125 | 10.5647 | 17.0341 | 17.0341 | 22.9787 | 0 | 0 | 2024: 22.9787; 2025: 0; 2026: 0; 2027: 0; 2028: 0; 2029: 0.34507; 2030: 1.1313; 2031: 0.31747; 2032: 0; 2033: 16.5302; 2034: 6.4486; 2035: 0; 2036: 0; 2039: 0; 2040: 0
2018-04-16 01:00 | 4 | 0 | 2 | 0 | 0 | 0 | 0.57993 | 1.1599 | 0 | 20.3125 | 10.5647 | 17.0341 | 17.0341 | 23.5596 | 0 | 0 | 2024: 23.5596; 2025: 0; 2026: 0; 2027: 0; 2028: 0; 2029: 0; 2030: 1.1599; 2031: 0; 2032: 0; 2033: 23.5596; 2034: 0; 2035: 0; 2036: 0; 2039: 0; 2040: 0
2018-04-16 02:00 | 4 | 1 | 2 | 0 | 0 | 0 | 0.58854 | 1.1771 | 0 | 20.3125 | 10.5647 | 17.0341 | 17.0341 | 23.9095 | 0 | 0 | 2024: 23.9095; 2025: 0; 2026: 0; 2027: 0; 2028: 0; 2029: 0; 2030: 1.1771; 2031: 0; 2032: 0; 2033: 23.9095; 2034: 0; 2035: 0; 2036: 0; 2039: 0; 2040: 0
2018-04-16 03:00 | 4 | 2 | 2 | 0 | 0 | 0 | 0.59153 | 1.1831 | 0 | 20.3125 | 10.5647 | 17.0341 | 17.0341 | 24.0311 | 0 | 0 | 2024: 24.0311; 2025: 0; 2026: 0; 2027: 0; 2028: 0; 2029: 0; 2030: 1.1831; 2031: 0; 2032: 0; 2033: 24.0311; 2034: 0; 2035: 0; 2036: 0; 2039: 0; 2040: 0
2018-04-16 04:00 | 4 | 3 | 2 | 0 | 0 | 0 | 0.6442 | 1.2884 | 0 | 20.3125 | 10.5647 | 17.0341 | 17.0341 | 26.1707 | 0 | 0 | 2024: 26.1707; 2025: 0; 2026: 0; 2027: 0; 2028: 0; 2029: 0; 2030: 1.2884; 2031: 0; 2032: 0; 2033: 26.1707; 2034: 0; 2035: 0; 2036: 0; 2039: 0; 2040: 0
2018-04-16 05:00 | 4 | 4 | 2 | 0 | 0 | 0 | 0.79267 | 1.5853 | 0 | 20.3125 | 10.5647 | 17.0341 | 17.0341 | 32.2023 | 0 | 0 | 2024: 32.2023; 2025: 0; 2026: 0; 2027: 0; 2028: 0; 2029: 0; 2030: 1.5853; 2031: 0; 2032: 0; 2033: 32.2023; 2034: 0; 2035: 0; 2036: 0; 2039: 0; 2040: 0
2018-04-16 06:00 | 4 | 5 | 2 | 0 | 0 | 0.024947 | 0.9173 | 1.8346 | 0.19958 | 20.3125 | 10.5647 | 17.0341 | 17.0341 | 37.2654 | 0.19958 | 0 | 2024: 33.2115; 2025: 4.0539; 2026: 0; 2027: 3.3996; 2028: 0; 2029: 0; 2030: 1.635; 2031: 0; 2032: 0; 2033: 33.2115; 2034: 4.0539; 2035: 0; 2036: 3.3996; 2039: 0.024947; 2040: 0.025185
2018-04-16 07:00 | 4 | 6 | 2 | 0 | 0 | 0.15886 | 0.9657 | 1.9314 | 1.2709 | 20.3125 | 10.5647 | 17.0341 | 17.0341 | 39.2317 | 1.2709 | 0 | 2024: 13.4168; 2025: 25.8149; 2026: 0; 2027: 21.6485; 2028: 0; 2029: 0; 2030: 0.66052; 2031: 0; 2032: 0; 2033: 13.4168; 2034: 25.8149; 2035: 0; 2036: 21.6485; 2039: 0.15886; 2040: 0.19376
2018-04-16 08:00 | 4 | 7 | 2 | 0 | 0 | 0.33198 | 1.0227 | 2.0454 | 2.6558 | 20.3125 | 10.5647 | 17.0341 | 17.0341 | 41.548 | 2.0454 | 0.61038 | 2024: 0; 2025: 41.548; 2026: 6.4485; 2027: 45.2396; 2028: 0.61038; 2029: 0.61038; 2030: 0; 2031: 0; 2032: 0; 2033: 0; 2034: 41.548; 2035: 0; 2036: 45.2396; 2039: 0.33198; 2040: 0.40783
2018-04-16 09:00 | 4 | 8 | 2 | 0 | 0 | 0.48074 | 1.0391 | 2.0782 | 3.8459 | 20.3125 | 10.5647 | 17.0341 | 17.0341 | 42.2128 | 2.0782 | 1.7678 | 2024: 0; 2025: 42.2128; 2026: 18.6759; 2027: 65.5121; 2028: 1.7678; 2029: 2.3781; 2030: 0; 2031: 0; 2032: 0; 2033: 0; 2034: 42.2128; 2035: 0; 2036: 65.5121; 2039: 0.48074; 2040: 0.57059
2018-04-16 10:00 | 4 | 9 | 2 | 0 | 0 | 0.43518 | 0.97608 | 1.9522 | 3.4814 | 20.3125 | 10.5647 | 17.0341 | 17.0341 | 39.6532 | 1.9522 | 1.5293 | 2024: 0; 2025: 39.6532; 2026: 16.1564; 2027: 59.3034; 2028: 1.5293; 2029: 3.9074; 2030: 0; 2031: 0; 2032: 0; 2033: 0; 2034: 39.6532; 2035: 0; 2036: 59.3034; 2039: 0.43518; 2040: 0.68595
2018-04-16 11:00 | 4 | 10 | 2 | 0 | 0 | 0.35654 | 0.98633 | 1.9727 | 2.8523 | 20.3125 | 10.5647 | 17.0341 | 17.0341 | 40.0698 | 1.9727 | 0.87966 | 2024: 0; 2025: 40.0698; 2026: 9.2934; 2027: 48.587; 2028: 0.87966; 2029: 4.7871; 2030: 0; 2031: 0; 2032: 0; 2033: 0; 2034: 40.0698; 2035: 0; 2036: 48.587; 2039: 0.35654; 2040: 0.75867
2018-04-16 12:00 | 4 | 11 | 2 | 0 | 0 | 0.54784 | 0.92128 | 1.8426 | 4.3827 | 20.3125 | 10.5647 | 17.0341 | 17.0341 | 37.4271 | 1.8426 | 2.5401 | 2024: 0; 2025: 37.4271; 2026: 26.8358; 2027: 74.6555; 2028: 2.5401; 2029: 7.3272; 2030: 0; 2031: 0; 2032: 0; 2033: 0; 2034: 37.4271; 2035: 0; 2036: 74.6555; 2039: 0.54784; 2040: 0.76923
2018-04-16 13:00 | 4 | 12 | 2 | 0 | 0 | 0.38579 | 0.87447 | 1.7489 | 3.0864 | 20.3125 | 10.5647 | 17.0341 | 17.0341 | 35.5254 | 1.7489 | 1.3374 | 2024: 0; 2025: 35.5254; 2026: 14.1294; 2027: 52.5734; 2028: 1.3374; 2029: 8.6646; 2030: 0; 2031: 0; 2032: 0; 2033: 0; 2034: 35.5254; 2035: 0; 2036: 52.5734; 2039: 0.38579; 2040: 0.76407
2018-04-16 14:00 | 4 | 13 | 2 | 0 | 0 | 0.40376 | 0.92944 | 1.8589 | 3.2301 | 20.3125 | 10.5647 | 17.0341 | 17.0341 | 37.7586 | 1.8589 | 1.3712 | 2024: 0; 2025: 37.7586; 2026: 14.4866; 2027: 55.0221; 2028: 1.3712; 2029: 10.0358; 2030: 0; 2031: 0; 2032: 0; 2033: 0; 2034: 37.7586; 2035: 0; 2036: 55.0221; 2039: 0.40376; 2040: 0.70028
2018-04-16 15:00 | 4 | 14 | 2 | 0 | 0 | 0.21723 | 1.0053 | 2.0106 | 1.7378 | 20.3125 | 10.5647 | 17.0341 | 17.0341 | 40.8393 | 1.7378 | 0 | 2024: 5.5393; 2025: 35.3; 2026: 0; 2027: 29.6028; 2028: 0; 2029: 10.0358; 2030: 0.2727; 2031: 0.2727; 2032: 0; 2033: 0; 2034: 40.8393; 2035: 0; 2036: 29.6028; 2039: 0.21723; 2040: 0.58506
2018-04-16 16:00 | 4 | 15 | 2 | 0 | 1 | 0.12532 | 1.0285 | 2.057 | 1.0025 | 21.7915 | 12.0437 | 17.0341 | 17.0341 | 44.8259 | 1.0025 | 0 | 2024: 22.9793; 2025: 21.8466; 2026: 0; 2027: 17.0772; 2028: 0; 2029: 9.7394; 2030: 1.0545; 2031: 1.0545; 2032: 0; 2033: 0; 2034: 44.8259; 2035: 0; 2036: 17.0772; 2039: 0.12532; 2040: 0.42619
2018-04-16 17:00 | 4 | 16 | 2 | 0 | 1 | 0.11291 | 1.0703 | 2.1407 | 0.90329 | 21.7915 | 12.0437 | 17.0341 | 17.0341 | 46.6483 | 0.90329 | 0 | 2024: 26.9643; 2025: 19.684; 2026: 0; 2027: 15.3867; 2028: 0; 2029: 8.5932; 2030: 1.2374; 2031: 1.2374; 2032: 0; 2033: 0; 2034: 46.6483; 2035: 0; 2036: 15.3867; 2039: 0.11291; 2040: 0.22155
2018-04-16 18:00 | 4 | 17 | 2 | 0 | 1 | 0.03083 | 1.1163 | 2.2327 | 0.24664 | 21.7915 | 12.0437 | 17.0341 | 17.0341 | 48.6535 | 0.24664 | 0 | 2024: 43.2788; 2025: 5.3746; 2026: 0; 2027: 4.2013; 2028: 0; 2029: 7.2482; 2030: 1.986; 2031: 1.986; 2032: 0; 2033: 0; 2034: 48.6535; 2035: 0; 2036: 4.2013; 2039: 0.03083; 2040: 0.040498
2018-04-16 19:00 | 4 | 18 | 2 | 0 | 1 | 0 | 1.1831 | 2.3663 | 0 | 21.7915 | 12.0437 | 17.0341 | 17.0341 | 51.5649 | 0 | 0 | 2024: 51.5649; 2025: 0; 2026: 0; 2027: 0; 2028: 0; 2029: 5.0895; 2030: 2.3663; 2031: 2.3663; 2032: 0; 2033: 0; 2034: 51.5649; 2035: 0; 2036: 0; 2039: 0; 2040: 0
2018-04-16 20:00 | 4 | 19 | 2 | 0 | 0 | 0 | 1.2392 | 2.4784 | 0 | 20.3125 | 10.5647 | 17.0341 | 17.0341 | 50.3426 | 0 | 0 | 2024: 50.3426; 2025: 0; 2026: 0; 2027: 0; 2028: 0; 2029: 2.5174; 2030: 2.4784; 2031: 2.3161; 2032: 0; 2033: 3.2978; 2034: 47.0448; 2035: 0; 2036: 0; 2039: 0; 2040: 0
2018-04-16 21:00 | 4 | 20 | 2 | 0 | 0 | 0 | 1.0325 | 2.065 | 0 | 20.3125 | 10.5647 | 17.0341 | 17.0341 | 41.9461 | 0 | 0 | 2024: 41.9461; 2025: 0; 2026: 0; 2027: 0; 2028: 0; 2029: 0; 2030: 2.065; 2031: 0; 2032: 0; 2033: 41.9461; 2034: 0; 2035: 0; 2036: 0; 2039: 0; 2040: 0
2018-04-16 22:00 | 4 | 21 | 2 | 0 | 0 | 0 | 0.81631 | 1.6326 | 0 | 20.3125 | 10.5647 | 17.0341 | 17.0341 | 33.1626 | 0 | 0 | 2024: 33.1626; 2025: 0; 2026: 0; 2027: 0; 2028: 0; 2029: 0; 2030: 1.6326; 2031: 0; 2032: 0; 2033: 33.1626; 2034: 0; 2035: 0; 2036: 0; 2039: 0; 2040: 0
2018-04-16 23:00 | 4 | 22 | 2 | 0 | 0 | 0 | 0.71612 | 1.4322 | 0 | 20.3125 | 10.5647 | 17.0341 | 17.0341 | 29.0924 | 0 | 0 | 2024: 29.0924; 2025: 0; 2026: 0; 2027: 0; 2028: 0; 2029: 0; 2030: 1.4322; 2031: 0; 2032: 0; 2033: 29.0924; 2034: 0; 2035: 0; 2036: 0; 2039: 0; 2040: 0
2018-04-17 | 4 | 23 | 2 | 0 | 0 | 0 | 0.66688 | 1.3338 | 0 | 20.3125 | 10.5647 | 17.0341 | 17.0341 | 27.092 | 0 | 0 | 2024: 27.092; 2025: 0; 2026: 0; 2027: 0; 2028: 0; 2029: 0; 2030: 1.3338; 2031: 0; 2032: 0; 2033: 27.092; 2034: 0; 2035: 0; 2036: 0; 2039: 0; 2040: 0
2018-04-17 01:00 | 4 | 0 | 3 | 0 | 0 | 0 | 0.63867 | 1.2773 | 0 | 20.3125 | 10.5647 | 17.0341 | 17.0341 | 25.9458 | 0 | 0 | 2024: 25.9458; 2025: 0; 2026: 0; 2027: 0; 2028: 0; 2029: 0; 2030: 1.2773; 2031: 0; 2032: 0; 2033: 25.9458; 2034: 0; 2035: 0; 2036: 0; 2039: 0; 2040: 0
2018-04-17 02:00 | 4 | 1 | 3 | 0 | 0 | 0 | 0.66611 | 1.3322 | 0 | 20.3125 | 10.5647 | 17.0341 | 17.0341 | 27.0607 | 0 | 0 | 2024: 27.0607; 2025: 0; 2026: 0; 2027: 0; 2028: 0; 2029: 0; 2030: 1.3322; 2031: 0; 2032: 0; 2033: 27.0607; 2034: 0; 2035: 0; 2036: 0; 2039: 0; 2040: 0
2018-04-17 03:00 | 4 | 2 | 3 | 0 | 0 | 0 | 0.68164 | 1.3633 | 0 | 20.3125 | 10.5647 | 17.0341 | 17.0341 | 27.6916 | 0 | 0 | 2024: 27.6916; 2025: 0; 2026: 0; 2027: 0; 2028: 0; 2029: 0; 2030: 1.3633; 2031: 0; 2032: 0; 2033: 27.6916; 2034: 0; 2035: 0; 2036: 0; 2039: 0; 2040: 0
2018-04-17 04:00 | 4 | 3 | 3 | 0 | 0 | 0 | 0.71997 | 1.4399 | 0 | 20.3125 | 10.5647 | 17.0341 | 17.0341 | 29.2486 | 0 | 0 | 2024: 29.2486; 2025: 0; 2026: 0; 2027: 0; 2028: 0; 2029: 0; 2030: 1.4399; 2031: 0; 2032: 0; 2033: 29.2486; 2034: 0; 2035: 0; 2036: 0; 2039: 0; 2040: 0
2018-04-17 05:00 | 4 | 4 | 3 | 0 | 0 | 0 | 0.86041 | 1.7208 | 0 | 20.3125 | 10.5647 | 17.0341 | 17.0341 | 34.954 | 0 | 0 | 2024: 34.954; 2025: 0; 2026: 0; 2027: 0; 2028: 0; 2029: 0; 2030: 1.7208; 2031: 0; 2032: 0; 2033: 34.954; 2034: 0; 2035: 0; 2036: 0; 2039: 0; 2040: 0
2018-04-17 06:00 | 4 | 5 | 3 | 0 | 0 | 0.025782 | 0.99914 | 1.9983 | 0.20626 | 20.3125 | 10.5647 | 17.0341 | 17.0341 | 40.5899 | 0.20626 | 0 | 2024: 36.4003; 2025: 4.1896; 2026: 0; 2027: 3.5134; 2028: 0; 2029: 0; 2030: 1.792; 2031: 0; 2032: 0; 2033: 36.4003; 2034: 4.1896; 2035: 0; 2036: 3.5134; 2039: 0.025782; 2040: 0.026348
2018-04-17 07:00 | 4 | 6 | 3 | 0 | 0 | 0.048235 | 0.97467 | 1.9493 | 0.38588 | 20.3125 | 10.5647 | 17.0341 | 17.0341 | 39.5961 | 0.38588 | 0 | 2024: 31.7578; 2025: 7.8383; 2026: 0; 2027: 6.5732; 2028: 0; 2029: 0; 2030: 1.5635; 2031: 0; 2032: 0; 2033: 31.7578; 2034: 7.8383; 2035: 0; 2036: 6.5732; 2039: 0.048235; 2040: 0.19881
2018-04-17 08:00 | 4 | 7 | 3 | 0 | 0 | 0.28293 | 1.0123 | 2.0247 | 2.2634 | 20.3125 | 10.5647 | 17.0341 | 17.0341 | 41.1267 | 2.0247 | 0.23872 | 2024: 0; 2025: 41.1267; 2026: 2.522; 2027: 38.5554; 2028: 0.23872; 2029: 0.23872; 2030: 0; 2031: 0; 2032: 0; 2033: 0; 2034: 41.1267; 2035: 0; 2036: 38.5554; 2039: 0.28293; 2040: 0.41245
2018-04-17 09:00 | 4 | 8 | 3 | 0 | 0 | 0.24103 | 0.90838 | 1.8168 | 1.9283 | 20.3125 | 10.5647 | 17.0341 | 17.0341 | 36.9028 | 1.8168 | 0.11151 | 2024: 0; 2025: 36.9028; 2026: 1.1781; 2027: 32.8463; 2028: 0.11151; 2029: 0.35023; 2030: 0; 2031: 0; 2032: 0; 2033: 0; 2034: 36.9028; 2035: 0; 2036: 32.8463; 2039: 0.24103; 2040: 0.56587
2018-04-17 10:00 | 4 | 9 | 3 | 0 | 0 | 0.32809 | 0.88424 | 1.7685 | 2.6247 | 20.3125 | 10.5647 | 17.0341 | 17.0341 | 35.9221 | 1.7685 | 0.85622 | 2024: 0; 2025: 35.9221; 2026: 9.0458; 2027: 44.7095; 2028: 0.85622; 2029: 1.2064; 2030: 0; 2031: 0; 2032: 0; 2033: 0; 2034: 35.9221; 2035: 0; 2036: 44.7095; 2039: 0.32809; 2040: 0.66795
2018-04-17 11:00 | 4 | 10 | 3 | 0 | 0 | 0.31718 | 0.89388 | 1.7878 | 2.5374 | 20.3125 | 10.5647 | 17.0341 | 17.0341 | 36.3137 | 1.7878 | 0.74965 | 2024: 0; 2025: 36.3137; 2026: 7.9199; 2027: 43.2226; 2028: 0.74965; 2029: 1.9561; 2030: 0; 2031: 0; 2032: 0; 2033: 0; 2034: 36.3137; 2035: 0; 2036: 43.2226; 2039: 0.31718; 2040: 0.72336
2018-04-17 12:00 | 4 | 11 | 3 | 0 | 0 | 0.3908 | 0.83911 | 1.6782 | 3.1264 | 20.3125 | 10.5647 | 17.0341 | 17.0341 | 34.089 | 1.6782 | 1.4482 | 2024: 0; 2025: 34.089; 2026: 15.2995; 2027: 53.2555; 2028: 1.4482; 2029: 3.4043; 2030: 0; 2031: 0; 2032: 0; 2033: 0; 2034: 34.089; 2035: 0; 2036: 53.2555; 2039: 0.3908; 2040: 0.74333
2018-04-17 13:00 | 4 | 12 | 3 | 0 | 0 | 0.28713 | 0.78694 | 1.5739 | 2.297 | 20.3125 | 10.5647 | 17.0341 | 17.0341 | 31.9694 | 1.5739 | 0.72317 | 2024: 0; 2025: 31.9694; 2026: 7.6401; 2027: 39.1282; 2028: 0.72317; 2029: 4.1274; 2030: 0; 2031: 0; 2032: 0; 2033: 0; 2034: 31.9694; 2035: 0; 2036: 39.1282; 2039: 0.28713; 2040: 0.72044
2018-04-17 14:00 | 4 | 13 | 3 | 0 | 0 | 0.27566 | 0.84773 | 1.6955 | 2.2053 | 20.3125 | 10.5647 | 17.0341 | 17.0341 | 34.4392 | 1.6955 | 0.50984 | 2024: 0; 2025: 34.4392; 2026: 5.3864; 2027: 37.5656; 2028: 0.50984; 2029: 4.6373; 2030: 0; 2031: 0; 2032: 0; 2033: 0; 2034: 34.4392; 2035: 0; 2036: 37.5656; 2039: 0.27566; 2040: 0.65753
2018-04-17 15:00 | 4 | 14 | 3 | 0 | 0 | 0.23664 | 0.88207 | 1.7641 | 1.8932 | 20.3125 | 10.5647 | 17.0341 | 17.0341 | 35.8342 | 1.7641 | 0.12901 | 2024: 0; 2025: 35.8342; 2026: 1.363; 2027: 32.2484; 2028: 0.12901; 2029: 4.7663; 2030: 0; 2031: 0; 2032: 0; 2033: 0; 2034: 35.8342; 2035: 0; 2036: 32.2484; 2039: 0.23664; 2040: 0.55949
2018-04-17 16:00 | 4 | 15 | 3 | 0 | 1 | 0.11645 | 0.88968 | 1.7794 | 0.93163 | 21.7915 | 12.0437 | 17.0341 | 17.0341 | 38.7749 | 0.93163 | 0 | 2024: 18.4733; 2025: 20.3016; 2026: 0; 2027: 15.8696; 2028: 0; 2029: 4.7663; 2030: 0.84773; 2031: 0.84773; 2032: 0; 2033: 0; 2034: 38.7749; 2035: 0; 2036: 15.8696; 2039: 0.11645; 2040: 0.41194
2018-04-17 17:00 | 4 | 16 | 3 | 0 | 1 | 0.03644 | 0.99149 | 1.983 | 0.29152 | 21.7915 | 12.0437 | 17.0341 | 17.0341 | 43.212 | 0.29152 | 0 | 2024: 36.8593; 2025: 6.3527; 2026: 0; 2027: 4.9658; 2028: 0; 2029: 3.8449; 2030: 1.6915; 2031: 1.6915; 2032: 0; 2033: 0; 2034: 43.212; 2035: 0; 2036: 4.9658; 2039: 0.03644; 2040: 0.21609
2018-04-17 18:00 | 4 | 17 | 3 | 0 | 1 | 0.015894 | 1.0504 | 2.1009 | 0.12715 | 21.7915 | 12.0437 | 17.0341 | 17.0341 | 45.781 | 0.12715 | 0 | 2024: 43.0102; 2025: 2.7708; 2026: 0; 2027: 2.1659; 2028: 0; 2029: 2.0063; 2030: 1.9737; 2031: 1.8458; 2032: 0; 2033: 2.7872; 2034: 42.9937; 2035: 0; 2036: 2.1659; 2039: 0.015894; 2040: 0.04112
2018-04-17 19:00 | 4 | 18 | 3 | 0 | 1 | 0 | 1.161 | 2.3219 | 0 | 21.7915 | 12.0437 | 17.0341 | 17.0341 | 50.5977 | 0 | 0 | 2024: 50.5977; 2025: 0; 2026: 0; 2027: 0; 2028: 0; 2029: 0; 2030: 2.3219; 2031: 0; 2032: 0; 2033: 50.5977; 2034: 0; 2035: 0; 2036: 0; 2039: 0; 2040: 0
2018-04-17 20:00 | 4 | 19 | 3 | 0 | 0 | 0 | 1.1386 | 2.2771 | 0 | 20.3125 | 10.5647 | 17.0341 | 17.0341 | 46.2539 | 0 | 0 | 2024: 46.2539; 2025: 0; 2026: 0; 2027: 0; 2028: 0; 2029: 0; 2030: 2.2771; 2031: 0; 2032: 0; 2033: 46.2539; 2034: 0; 2035: 0; 2036: 0; 2039: 0; 2040: 0
2018-04-17 21:00 | 4 | 20 | 3 | 0 | 0 | 0 | 0.94399 | 1.888 | 0 | 20.3125 | 10.5647 | 17.0341 | 17.0341 | 38.3498 | 0 | 0 | 2024: 38.3498; 2025: 0; 2026: 0; 2027: 0; 2028: 0; 2029: 0; 2030: 1.888; 2031: 0; 2032: 0; 2033: 38.3498; 2034: 0; 2035: 0; 2036: 0; 2039: 0; 2040: 0
2018-04-17 22:00 | 4 | 21 | 3 | 0 | 0 | 0 | 0.77932 | 1.5586 | 0 | 20.3125 | 10.5647 | 17.0341 | 17.0341 | 31.6598 | 0 | 0 | 2024: 31.6598; 2025: 0; 2026: 0; 2027: 0; 2028: 0; 2029: 0; 2030: 1.5586; 2031: 0; 2032: 0; 2033: 31.6598; 2034: 0; 2035: 0; 2036: 0; 2039: 0; 2040: 0
2018-04-17 23:00 | 4 | 22 | 3 | 0 | 0 | 0 | 0.69178 | 1.3836 | 0 | 20.3125 | 10.5647 | 17.0341 | 17.0341 | 28.1034 | 0 | 0 | 2024: 28.1034; 2025: 0; 2026: 0; 2027: 0; 2028: 0; 2029: 0; 2030: 1.3836; 2031: 0; 2032: 0; 2033: 28.1034; 2034: 0; 2035: 0; 2036: 0; 2039: 0; 2040: 0
2018-04-18 | 4 | 23 | 3 | 0 | 0 | 0 | 0.68845 | 1.3769 | 0 | 20.3125 | 10.5647 | 17.0341 | 17.0341 | 27.9683 | 0 | 0 | 2024: 27.9683; 2025: 0; 2026: 0; 2027: 0; 2028: 0; 2029: 0; 2030: 1.3769; 2031: 0; 2032: 0; 2033: 27.9683; 2034: 0; 2035: 0; 2036: 0; 2039: 0; 2040: 0
2018-04-18 01:00 | 4 | 0 | 4 | 0 | 0 | 0 | 0.67684 | 1.3537 | 0 | 20.3125 | 10.5647 | 17.0341 | 17.0341 | 27.4966 | 0 | 0 | 2024: 27.4966; 2025: 0; 2026: 0; 2027: 0; 2028: 0; 2029: 0; 2030: 1.3537; 2031: 0; 2032: 0; 2033: 27.4966; 2034: 0; 2035: 0; 2036: 0; 2039: 0; 2040: 0
2018-04-18 02:00 | 4 | 1 | 4 | 0 | 0 | 0 | 0.68397 | 1.3679 | 0 | 20.3125 | 10.5647 | 17.0341 | 17.0341 | 27.7864 | 0 | 0 | 2024: 27.7864; 2025: 0; 2026: 0; 2027: 0; 2028: 0; 2029: 0; 2030: 1.3679; 2031: 0; 2032: 0; 2033: 27.7864; 2034: 0; 2035: 0; 2036: 0; 2039: 0; 2040: 0
2018-04-18 03:00 | 4 | 2 | 4 | 0 | 0 | 0 | 0.70251 | 1.405 | 0 | 20.3125 | 10.5647 | 17.0341 | 17.0341 | 28.5395 | 0 | 0 | 2024: 28.5395; 2025: 0; 2026: 0; 2027: 0; 2028: 0; 2029: 0; 2030: 1.405; 2031: 0; 2032: 0; 2033: 28.5395; 2034: 0; 2035: 0; 2036: 0; 2039: 0; 2040: 0
2018-04-18 04:00 | 4 | 3 | 4 | 0 | 0 | 0 | 0.74659 | 1.4932 | 0 | 20.3125 | 10.5647 | 17.0341 | 17.0341 | 30.3302 | 0 | 0 | 2024: 30.3302; 2025: 0; 2026: 0; 2027: 0; 2028: 0; 2029: 0; 2030: 1.4932; 2031: 0; 2032: 0; 2033: 30.3302; 2034: 0; 2035: 0; 2036: 0; 2039: 0; 2040: 0
2018-04-18 05:00 | 4 | 4 | 4 | 0 | 0 | 0 | 0.8808 | 1.7616 | 0 | 20.3125 | 10.5647 | 17.0341 | 17.0341 | 35.7824 | 0 | 0 | 2024: 35.7824; 2025: 0; 2026: 0; 2027: 0; 2028: 0; 2029: 0; 2030: 1.7616; 2031: 0; 2032: 0; 2033: 35.7824; 2034: 0; 2035: 0; 2036: 0; 2039: 0; 2040: 0
2018-04-18 06:00 | 4 | 5 | 4 | 0 | 0 | 0.028646 | 1.0009 | 2.0019 | 0.22916 | 20.3125 | 10.5647 | 17.0341 | 17.0341 | 40.6627 | 0.22916 | 0 | 2024: 36.0078; 2025: 4.6549; 2026: 0; 2027: 3.9036; 2028: 0; 2029: 0; 2030: 1.7727; 2031: 0; 2032: 0; 2033: 36.0078; 2034: 4.6549; 2035: 0; 2036: 3.9036; 2039: 0.028646; 2040: 0.028071
2018-04-18 07:00 | 4 | 6 | 4 | 0 | 0 | 0.16959 | 1.013 | 2.0259 | 1.3567 | 20.3125 | 10.5647 | 17.0341 | 17.0341 | 41.1515 | 1.3567 | 0 | 2024: 13.5933; 2025: 27.5582; 2026: 0; 2027: 23.1104; 2028: 0; 2029: 0; 2030: 0.66921; 2031: 0; 2032: 0; 2033: 13.5933; 2034: 27.5582; 2035: 0; 2036: 23.1104; 2039: 0.16959; 2040: 0.19052
2018-04-18 08:00 | 4 | 7 | 4 | 0 | 0 | 0.13339 | 1.0088 | 2.0176 | 1.0671 | 20.3125 | 10.5647 | 17.0341 | 17.0341 | 40.9827 | 1.0671 | 0 | 2024: 19.3069; 2025: 21.6759; 2026: 0; 2027: 18.1775; 2028: 0; 2029: 0; 2030: 0.95049; 2031: 0; 2032: 0; 2033: 19.3069; 2034: 21.6759; 2035: 0; 2036: 18.1775; 2039: 0.13339; 2040: 0.39409
2018-04-18 09:00 | 4 | 8 | 4 | 0 | 0 | 0.24564 | 0.9145 | 1.829 | 1.9651 | 20.3125 | 10.5647 | 17.0341 | 17.0341 | 37.1515 | 1.829 | 0.13611 | 2024: 0; 2025: 37.1515; 2026: 1.4379; 2027: 33.4739; 2028: 0.13611; 2029: 0.13611; 2030: 0; 2031: 0; 2032: 0; 2033: 0; 2034: 37.1515; 2035: 0; 2036: 33.4739; 2039: 0.24564; 2040: 0.54786
2018-04-18 10:00 | 4 | 9 | 4 | 0 | 0 | 0.26491 | 0.93554 | 1.8711 | 2.1193 | 20.3125 | 10.5647 | 17.0341 | 17.0341 | 38.0065 | 1.8711 | 0.2482 | 2024: 0; 2025: 38.0065; 2026: 2.6222; 2027: 36.1003; 2028: 0.2482; 2029: 0.38431; 2030: 0; 2031: 0; 2032: 0; 2033: 0; 2034: 38.0065; 2035: 0; 2036: 36.1003; 2039: 0.26491; 2040: 0.65676
2018-04-18 11:00 | 4 | 10 | 4 | 0 | 0 | 0.24934 | 0.94405 | 1.8881 | 1.9947 | 20.3125 | 10.5647 | 17.0341 | 17.0341 | 38.3521 | 1.8881 | 0.10661 | 2024: 0; 2025: 38.3521; 2026: 1.1263; 2027: 33.9782; 2028: 0.10661; 2029: 0.49091; 2030: 0; 2031: 0; 2032: 0; 2033: 0; 2034: 38.3521; 2035: 0; 2036: 33.9782; 2039: 0.24934; 2040: 0.72715
2018-04-18 12:00 | 4 | 11 | 4 | 0 | 0 | 0.44442 | 0.91713 | 1.8343 | 3.5553 | 20.3125 | 10.5647 | 17.0341 | 17.0341 | 37.2584 | 1.8343 | 1.7211 | 2024: 0; 2025: 37.2584; 2026: 18.1828; 2027: 60.5622; 2028: 1.7211; 2029: 2.212; 2030: 0; 2031: 0; 2032: 0; 2033: 0; 2034: 37.2584; 2035: 0; 2036: 60.5622; 2039: 0.44442; 2040: 0.73226
2018-04-18 13:00 | 4 | 12 | 4 | 0 | 0 | 0.47043 | 0.79308 | 1.5862 | 3.7634 | 20.3125 | 10.5647 | 17.0341 | 17.0341 | 32.2188 | 1.5862 | 2.1773 | 2024: 0; 2025: 32.2188; 2026: 23.0021; 2027: 64.1064; 2028: 2.1773; 2029: 4.3893; 2030: 0; 2031: 0; 2032: 0; 2033: 0; 2034: 32.2188; 2035: 0; 2036: 64.1064; 2039: 0.47043; 2040: 0.68141
2018-04-18 14:00 | 4 | 13 | 4 | 0 | 0 | 0.5953 | 0.7862 | 1.5724 | 4.7624 | 20.3125 | 10.5647 | 17.0341 | 17.0341 | 31.9396 | 1.5724 | 3.19 | 2024: 0; 2025: 31.9396; 2026: 33.7014; 2027: 81.1234; 2028: 3.19; 2029: 7.5792; 2030: 0; 2031: 0; 2032: 0; 2033: 0; 2034: 31.9396; 2035: 0; 2036: 81.1234; 2039: 0.5953; 2040: 0.64552
2018-04-18 15:00 | 4 | 14 | 4 | 0 | 0 | 0.5 | 0.833 | 1.666 | 4 | 20.3125 | 10.5647 | 17.0341 | 17.0341 | 33.8405 | 1.666 | 2.334 | 2024: 0; 2025: 33.8405; 2026: 24.6578; 2027: 68.136; 2028: 2.334; 2029: 9.9132; 2030: 0; 2031: 0; 2032: 0; 2033: 0; 2034: 33.8405; 2035: 0; 2036: 68.136; 2039: 0.5; 2040: 0.54525
2018-04-18 16:00 | 4 | 15 | 4 | 0 | 1 | 0.36542 | 0.90699 | 1.814 | 2.9233 | 21.7915 | 12.0437 | 17.0341 | 17.0341 | 39.5293 | 1.814 | 1.1094 | 2024: 0; 2025: 39.5293; 2026: 13.3608; 2027: 49.7967; 2028: 1.1094; 2029: 11.0226; 2030: 0; 2031: 0; 2032: 0; 2033: 0; 2034: 39.5293; 2035: 0; 2036: 49.7967; 2039: 0.36542; 2040: 0.39172
2018-04-18 17:00 | 4 | 16 | 4 | 0 | 1 | 0.19228 | 0.92893 | 1.8579 | 1.5382 | 21.7915 | 12.0437 | 17.0341 | 17.0341 | 40.4856 | 1.5382 | 0 | 2024: 6.9653; 2025: 33.5203; 2026: 0; 2027: 26.2025; 2028: 0; 2029: 11.0226; 2030: 0.31963; 2031: 0.31963; 2032: 0; 2033: 0; 2034: 40.4856; 2035: 0; 2036: 26.2025; 2039: 0.19228; 2040: 0.19884
2018-04-18 18:00 | 4 | 17 | 4 | 0 | 1 | 0.039351 | 1.0437 | 2.0874 | 0.31481 | 21.7915 | 12.0437 | 17.0341 | 17.0341 | 45.4882 | 0.31481 | 0 | 2024: 38.6281; 2025: 6.8602; 2026: 0; 2027: 5.3625; 2028: 0; 2029: 10.6752; 2030: 1.7726; 2031: 1.7726; 2032: 0; 2033: 0; 2034: 45.4882; 2035: 0; 2036: 5.3625; 2039: 0.039351; 2040: 0.041661
2018-04-18 19:00 | 4 | 18 | 4 | 0 | 1 | 0 | 1.0984 | 2.1968 | 0 | 21.7915 | 12.0437 | 17.0341 | 17.0341 | 47.8709 | 0 | 0 | 2024: 47.8709; 2025: 0; 2026: 0; 2027: 0; 2028: 0; 2029: 8.7484; 2030: 2.1968; 2031: 2.1968; 2032: 0; 2033: 0; 2034: 47.8709; 2035: 0; 2036: 0; 2039: 0; 2040: 0
2018-04-18 20:00 | 4 | 19 | 4 | 0 | 0 | 0 | 1.0674 | 2.1349 | 0 | 20.3125 | 10.5647 | 17.0341 | 17.0341 | 43.365 | 0 | 0 | 2024: 43.365; 2025: 0; 2026: 0; 2027: 0; 2028: 0; 2029: 6.3606; 2030: 2.1349; 2031: 2.1349; 2032: 0; 2033: 0; 2034: 43.365; 2035: 0; 2036: 0; 2039: 0; 2040: 0
2018-04-18 21:00 | 4 | 20 | 4 | 0 | 0 | 0 | 0.8498 | 1.6996 | 0 | 20.3125 | 10.5647 | 17.0341 | 17.0341 | 34.5231 | 0 | 0 | 2024: 34.5231; 2025: 0; 2026: 0; 2027: 0; 2028: 0; 2029: 4.0401; 2030: 1.6996; 2031: 1.6996; 2032: 0; 2033: 0; 2034: 34.5231; 2035: 0; 2036: 0; 2039: 0; 2040: 0
2018-04-18 22:00 | 4 | 21 | 4 | 0 | 0 | 0 | 0.70562 | 1.4112 | 0 | 20.3125 | 10.5647 | 17.0341 | 17.0341 | 28.6659 | 0 | 0 | 2024: 28.6659; 2025: 0; 2026: 0; 2027: 0; 2028: 0; 2029: 2.1927; 2030: 1.4112; 2031: 1.4112; 2032: 0; 2033: 0; 2034: 28.6659; 2035: 0; 2036: 0; 2039: 0; 2040: 0
2018-04-18 23:00 | 4 | 22 | 4 | 0 | 0 | 0 | 0.62731 | 1.2546 | 0 | 20.3125 | 10.5647 | 17.0341 | 17.0341 | 25.4846 | 0 | 0 | 2024: 25.4846; 2025: 0; 2026: 0; 2027: 0; 2028: 0; 2029: 0.65871; 2030: 1.2546; 2031: 0.60601; 2032: 0; 2033: 13.175; 2034: 12.3096; 2035: 0; 2036: 0; 2039: 0; 2040: 0
2018-04-19 | 4 | 23 | 4 | 0 | 0 | 0 | 0.60289 | 1.2058 | 0 | 20.3125 | 10.5647 | 17.0341 | 17.0341 | 24.4923 | 0 | 0 | 2024: 24.4923; 2025: 0; 2026: 0; 2027: 0; 2028: 0; 2029: 0; 2030: 1.2058; 2031: 0; 2032: 0; 2033: 24.4923; 2034: 0; 2035: 0; 2036: 0; 2039: 0; 2040: 0
2018-04-19 01:00 | 4 | 0 | 5 | 0 | 0 | 0 | 0.61067 | 1.2213 | 0 | 20.3125 | 10.5647 | 17.0341 | 17.0341 | 24.8083 | 0 | 0 | 2024: 24.8083; 2025: 0; 2026: 0; 2027: 0; 2028: 0; 2029: 0; 2030: 1.2213; 2031: 0; 2032: 0; 2033: 24.8083; 2034: 0; 2035: 0; 2036: 0; 2039: 0; 2040: 0
2018-04-19 02:00 | 4 | 1 | 5 | 0 | 0 | 0 | 0.67836 | 1.3567 | 0 | 20.3125 | 10.5647 | 17.0341 | 17.0341 | 27.5582 | 0 | 0 | 2024: 27.5582; 2025: 0; 2026: 0; 2027: 0; 2028: 0; 2029: 0; 2030: 1.3567; 2031: 0; 2032: 0; 2033: 27.5582; 2034: 0; 2035: 0; 2036: 0; 2039: 0; 2040: 0
2018-04-19 03:00 | 4 | 2 | 5 | 0 | 0 | 0 | 0.70041 | 1.4008 | 0 | 20.3125 | 10.5647 | 17.0341 | 17.0341 | 28.4542 | 0 | 0 | 2024: 28.4542; 2025: 0; 2026: 0; 2027: 0; 2028: 0; 2029: 0; 2030: 1.4008; 2031: 0; 2032: 0; 2033: 28.4542; 2034: 0; 2035: 0; 2036: 0; 2039: 0; 2040: 0
2018-04-19 04:00 | 4 | 3 | 5 | 0 | 0 | 0 | 0.71242 | 1.4248 | 0 | 20.3125 | 10.5647 | 17.0341 | 17.0341 | 28.9422 | 0 | 0 | 2024: 28.9422; 2025: 0; 2026: 0; 2027: 0; 2028: 0; 2029: 0; 2030: 1.4248; 2031: 0; 2032: 0; 2033: 28.9422; 2034: 0; 2035: 0; 2036: 0; 2039: 0; 2040: 0
2018-04-19 05:00 | 4 | 4 | 5 | 0 | 0 | 0 | 0.83973 | 1.6795 | 0 | 20.3125 | 10.5647 | 17.0341 | 17.0341 | 34.114 | 0 | 0 | 2024: 34.114; 2025: 0; 2026: 0; 2027: 0; 2028: 0; 2029: 0; 2030: 1.6795; 2031: 0; 2032: 0; 2033: 34.114; 2034: 0; 2035: 0; 2036: 0; 2039: 0; 2040: 0
2018-04-19 06:00 | 4 | 5 | 5 | 0 | 0 | 0.01572 | 0.9608 | 1.9216 | 0.12576 | 20.3125 | 10.5647 | 17.0341 | 17.0341 | 39.0325 | 0.12576 | 0 | 2024: 36.478; 2025: 2.5544; 2026: 0; 2027: 2.1422; 2028: 0; 2029: 0; 2030: 1.7958; 2031: 0; 2032: 0; 2033: 36.478; 2034: 2.5544; 2035: 0; 2036: 2.1422; 2039: 0.01572; 2040: 0.02328
2018-04-19 07:00 | 4 | 6 | 5 | 0 | 0 | 0.020114 | 0.93537 | 1.8707 | 0.16091 | 20.3125 | 10.5647 | 17.0341 | 17.0341 | 37.9993 | 0.16091 | 0 | 2024: 34.7307; 2025: 3.2686; 2026: 0; 2027: 2.741; 2028: 0; 2029: 0; 2030: 1.7098; 2031: 0; 2032: 0; 2033: 34.7307; 2034: 3.2686; 2035: 0; 2036: 2.741; 2039: 0.020114; 2040: 0.11149
2018-04-19 08:00 | 4 | 7 | 5 | 0 | 0 | 0.10531 | 0.92914 | 1.8583 | 0.84249 | 20.3125 | 10.5647 | 17.0341 | 17.0341 | 37.7462 | 0.84249 | 0 | 2024: 20.6332; 2025: 17.113; 2026: 0; 2027: 14.3511; 2028: 0; 2029: 0; 2030: 1.0158; 2031: 0; 2032: 0; 2033: 20.6332; 2034: 17.113; 2035: 0; 2036: 14.3511; 2039: 0.10531; 2040: 0.17735
2018-04-19 09:00 | 4 | 8 | 5 | 0 | 0 | 0.23182 | 0.84868 | 1.6974 | 1.8546 | 20.3125 | 10.5647 | 17.0341 | 17.0341 | 34.4777 | 1.6974 | 0.15719 | 2024: 0; 2025: 34.4777; 2026: 1.6607; 2027: 31.5907; 2028: 0.15719; 2029: 0.15719; 2030: 0; 2031: 0; 2032: 0; 2033: 0; 2034: 34.4777; 2035: 0; 2036: 31.5907; 2039: 0.23182; 2040: 0.22203
2018-04-19 10:00 | 4 | 9 | 5 | 0 | 0 | 0.37553 | 0.79942 | 1.5988 | 3.0042 | 20.3125 | 10.5647 | 17.0341 | 17.0341 | 32.4765 | 1.5988 | 1.4054 | 2024: 0; 2025: 32.4765; 2026: 14.8475; 2027: 51.1744; 2028: 1.4054; 2029: 1.5626; 2030: 0; 2031: 0; 2032: 0; 2033: 0; 2034: 32.4765; 2035: 0; 2036: 51.1744; 2039: 0.37553; 2040: 0.25199
2018-04-19 11:00 | 4 | 10 | 5 | 0 | 0 | 0.38203 | 0.76885 | 1.5377 | 3.0563 | 20.3125 | 10.5647 | 17.0341 | 17.0341 | 31.2345 | 1.5377 | 1.5186 | 2024: 0; 2025: 31.2345; 2026: 16.0431; 2027: 52.0607; 2028: 1.5186; 2029: 3.0811; 2030: 0; 2031: 0; 2032: 0; 2033: 0; 2034: 31.2345; 2035: 0; 2036: 52.0607; 2039: 0.38203; 2040: 0.45936
2018-04-19 12:00 | 4 | 11 | 5 | 0 | 0 | 0.30955 | 0.8066 | 1.6132 | 2.4764 | 20.3125 | 10.5647 | 17.0341 | 17.0341 | 32.768 | 1.6132 | 0.86319 | 2024: 0; 2025: 32.768; 2026: 9.1194; 2027: 42.1831; 2028: 0.86319; 2029: 3.9443; 2030: 0; 2031: 0; 2032: 0; 2033: 0; 2034: 32.768; 2035: 0; 2036: 42.1831; 2039: 0.30955; 2040: 0.42487
2018-04-19 13:00 | 4 | 12 | 5 | 0 | 0 | 0.28231 | 0.73336 | 1.4667 | 2.2585 | 20.3125 | 10.5647 | 17.0341 | 17.0341 | 29.7928 | 1.4667 | 0.79175 | 2024: 0; 2025: 29.7928; 2026: 8.3646; 2027: 38.4711; 2028: 0.79175; 2029: 4.7361; 2030: 0; 2031: 0; 2032: 0; 2033: 0; 2034: 29.7928; 2035: 0; 2036: 38.4711; 2039: 0.28231; 2040: 0.35835
2018-04-19 14:00 | 4 | 13 | 5 | 0 | 0 | 0.28193 | 0.76813 | 1.5363 | 2.2554 | 20.3125 | 10.5647 | 17.0341 | 17.0341 | 31.2052 | 1.5363 | 0.71916 | 2024: 0; 2025: 31.2052; 2026: 7.5977; 2027: 38.4191; 2028: 0.71916; 2029: 5.4552; 2030: 0; 2031: 0; 2032: 0; 2033: 0; 2034: 31.2052; 2035: 0; 2036: 38.4191; 2039: 0.28193; 2040: 0.36402
2018-04-19 15:00 | 4 | 14 | 5 | 0 | 0 | 0.16388 | 0.83871 | 1.6774 | 1.311 | 20.3125 | 10.5647 | 17.0341 | 17.0341 | 34.0727 | 1.311 | 0 | 2024: 7.4428; 2025: 26.6299; 2026: 0; 2027: 22.3319; 2028: 0; 2029: 5.4552; 2030: 0.36642; 2031: 0.36642; 2032: 0; 2033: 0; 2034: 34.0727; 2035: 0; 2036: 22.3319; 2039: 0.16388; 2040: 0.42505
2018-04-19 16:00 | 4 | 15 | 5 | 0 | 1 | 0.094712 | 0.88799 | 1.776 | 0.75769 | 21.7915 | 12.0437 | 17.0341 | 17.0341 | 38.7014 | 0.75769 | 0 | 2024: 22.1901; 2025: 16.5112; 2026: 0; 2027: 12.9066; 2028: 0; 2029: 5.0569; 2030: 1.0183; 2031: 1.0183; 2032: 0; 2033: 0; 2034: 38.7014; 2035: 0; 2036: 12.9066; 2039: 0.094712; 2040: 0.4106
2018-04-19 17:00 | 4 | 16 | 5 | 0 | 1 | 0.087994 | 0.96014 | 1.9203 | 0.70395 | 21.7915 | 12.0437 | 17.0341 | 17.0341 | 41.8457 | 0.70395 | 0 | 2024: 26.5055; 2025: 15.3402; 2026: 0; 2027: 11.9913; 2028: 0; 2029: 3.9501; 2030: 1.2163; 2031: 1.2163; 2032: 0; 2033: 0; 2034: 41.8457; 2035: 0; 2036: 11.9913; 2039: 0.087994; 2040: 0.16309
2018-04-19 18:00 | 4 | 17 | 5 | 0 | 1 | 0.024208 | 0.99424 | 1.9885 | 0.19367 | 21.7915 | 12.0437 | 17.0341 | 17.0341 | 43.332 | 0.19367 | 0 | 2024: 39.1117; 2025: 4.2203; 2026: 0; 2027: 3.299; 2028: 0; 2029: 2.628; 2030: 1.7948; 2031: 1.7948; 2032: 0; 2033: 0; 2034: 43.332; 2035: 0; 2036: 3.299; 2039: 0.024208; 2040: 0.040233
2018-04-19 19:00 | 4 | 18 | 5 | 0 | 1 | 0 | 1.0674 | 2.1348 | 0 | 21.7915 | 12.0437 | 17.0341 | 17.0341 | 46.5201 | 0 | 0 | 2024: 46.5201; 2025: 0; 2026: 0; 2027: 0; 2028: 0; 2029: 0.67713; 2030: 2.1348; 2031: 0.62296; 2032: 0; 2033: 32.945; 2034: 13.5751; 2035: 0; 2036: 0; 2039: 0; 2040: 0
2018-04-19 20:00 | 4 | 19 | 5 | 0 | 0 | 0 | 1.0471 | 2.0942 | 0 | 20.3125 | 10.5647 | 17.0341 | 17.0341 | 42.5392 | 0 | 0 | 2024: 42.5392; 2025: 0; 2026: 0; 2027: 0; 2028: 0; 2029: 0; 2030: 2.0942; 2031: 0; 2032: 0; 2033: 42.5392; 2034: 0; 2035: 0; 2036: 0; 2039: 0; 2040: 0
2018-04-19 21:00 | 4 | 20 | 5 | 0 | 0 | 0 | 0.88207 | 1.7641 | 0 | 20.3125 | 10.5647 | 17.0341 | 17.0341 | 35.834 | 0 | 0 | 2024: 35.834; 2025: 0; 2026: 0; 2027: 0; 2028: 0; 2029: 0; 2030: 1.7641; 2031: 0; 2032: 0; 2033: 35.834; 2034: 0; 2035: 0; 2036: 0; 2039: 0; 2040: 0
2018-04-19 22:00 | 4 | 21 | 5 | 0 | 0 | 0 | 0.70232 | 1.4046 | 0 | 20.3125 | 10.5647 | 17.0341 | 17.0341 | 28.5316 | 0 | 0 | 2024: 28.5316; 2025: 0; 2026: 0; 2027: 0; 2028: 0; 2029: 0; 2030: 1.4046; 2031: 0; 2032: 0; 2033: 28.5316; 2034: 0; 2035: 0; 2036: 0; 2039: 0; 2040: 0
2018-04-19 23:00 | 4 | 22 | 5 | 0 | 0 | 0 | 0.65866 | 1.3173 | 0 | 20.3125 | 10.5647 | 17.0341 | 17.0341 | 26.758 | 0 | 0 | 2024: 26.758; 2025: 0; 2026: 0; 2027: 0; 2028: 0; 2029: 0; 2030: 1.3173; 2031: 0; 2032: 0; 2033: 26.758; 2034: 0; 2035: 0; 2036: 0; 2039: 0; 2040: 0
2018-04-20 | 4 | 23 | 5 | 0 | 0 | 0 | 0.59134 | 1.1827 | 0 | 20.3125 | 10.5647 | 17.0341 | 17.0341 | 24.0233 | 0 | 0 | 2024: 24.0233; 2025: 0; 2026: 0; 2027: 0; 2028: 0; 2029: 0; 2030: 1.1827; 2031: 0; 2032: 0; 2033: 24.0233; 2034: 0; 2035: 0; 2036: 0; 2039: 0; 2040: 0
2018-04-20 01:00 | 4 | 0 | 6 | 0 | 0 | 0 | 0.56959 | 1.1392 | 0 | 20.3125 | 10.5647 | 17.0341 | 17.0341 | 23.1394 | 0 | 0 | 2024: 23.1394; 2025: 0; 2026: 0; 2027: 0; 2028: 0; 2029: 0; 2030: 1.1392; 2031: 0; 2032: 0; 2033: 23.1394; 2034: 0; 2035: 0; 2036: 0; 2039: 0; 2040: 0
2018-04-20 02:00 | 4 | 1 | 6 | 0 | 0 | 0 | 0.60132 | 1.2026 | 0 | 20.3125 | 10.5647 | 17.0341 | 17.0341 | 24.4288 | 0 | 0 | 2024: 24.4288; 2025: 0; 2026: 0; 2027: 0; 2028: 0; 2029: 0; 2030: 1.2026; 2031: 0; 2032: 0; 2033: 24.4288; 2034: 0; 2035: 0; 2036: 0; 2039: 0; 2040: 0
2018-04-20 03:00 | 4 | 2 | 6 | 0 | 0 | 0 | 0.60458 | 1.2092 | 0 | 20.3125 | 10.5647 | 17.0341 | 17.0341 | 24.561 | 0 | 0 | 2024: 24.561; 2025: 0; 2026: 0; 2027: 0; 2028: 0; 2029: 0; 2030: 1.2092; 2031: 0; 2032: 0; 2033: 24.561; 2034: 0; 2035: 0; 2036: 0; 2039: 0; 2040: 0
2018-04-20 04:00 | 4 | 3 | 6 | 0 | 0 | 0 | 0.6596 | 1.3192 | 0 | 20.3125 | 10.5647 | 17.0341 | 17.0341 | 26.7961 | 0 | 0 | 2024: 26.7961; 2025: 0; 2026: 0; 2027: 0; 2028: 0; 2029: 0; 2030: 1.3192; 2031: 0; 2032: 0; 2033: 26.7961; 2034: 0; 2035: 0; 2036: 0; 2039: 0; 2040: 0
2018-04-20 05:00 | 4 | 4 | 6 | 0 | 0 | 0 | 0.79693 | 1.5939 | 0 | 20.3125 | 10.5647 | 17.0341 | 17.0341 | 32.3753 | 0 | 0 | 2024: 32.3753; 2025: 0; 2026: 0; 2027: 0; 2028: 0; 2029: 0; 2030: 1.5939; 2031: 0; 2032: 0; 2033: 32.3753; 2034: 0; 2035: 0; 2036: 0; 2039: 0; 2040: 0
2018-04-20 06:00 | 4 | 5 | 6 | 0 | 0 | 0.0023838 | 0.92069 | 1.8414 | 0.01907 | 20.3125 | 10.5647 | 17.0341 | 17.0341 | 37.403 | 0.01907 | 0 | 2024: 37.0156; 2025: 0.38736; 2026: 0; 2027: 0.32484; 2028: 0; 2029: 0; 2030: 1.8223; 2031: 0; 2032: 0; 2033: 37.0156; 2034: 0.38736; 2035: 0; 2036: 0.32484; 2039: 0.0023838; 2040: 0.031858
2018-04-20 07:00 | 4 | 6 | 6 | 0 | 0 | 0.033887 | 0.88746 | 1.7749 | 0.27109 | 20.3125 | 10.5647 | 17.0341 | 17.0341 | 36.053 | 0.27109 | 0 | 2024: 30.5464; 2025: 5.5066; 2026: 0; 2027: 4.6178; 2028: 0; 2029: 0; 2030: 1.5038; 2031: 0; 2032: 0; 2033: 30.5464; 2034: 5.5066; 2035: 0; 2036: 4.6178; 2039: 0.033887; 2040: 0.20345
2018-04-20 08:00 | 4 | 7 | 6 | 0 | 0 | 0.066023 | 0.89898 | 1.798 | 0.52819 | 20.3125 | 10.5647 | 17.0341 | 17.0341 | 36.5211 | 0.52819 | 0 | 2024: 25.7923; 2025: 10.7288; 2026: 0; 2027: 8.9972; 2028: 0; 2029: 0; 2030: 1.2698; 2031: 0; 2032: 0; 2033: 25.7923; 2034: 10.7288; 2035: 0; 2036: 8.9972; 2039: 0.066023; 2040: 0.38387
2018-04-20 09:00 | 4 | 8 | 6 | 0 | 0 | 0.040575 | 0.82303 | 1.6461 | 0.3246 | 20.3125 | 10.5647 | 17.0341 | 17.0341 | 33.4356 | 0.3246 | 0 | 2024: 26.8422; 2025: 6.5934; 2026: 0; 2027: 5.5293; 2028: 0; 2029: 0; 2030: 1.3215; 2031: 0; 2032: 0; 2033: 26.8422; 2034: 6.5934; 2035: 0; 2036: 5.5293; 2039: 0.040575; 2040: 0.57088
2018-04-20 10:00 | 4 | 9 | 6 | 0 | 0 | 0.067746 | 0.83378 | 1.6676 | 0.54197 | 20.3125 | 10.5647 | 17.0341 | 17.0341 | 33.8723 | 0.54197 | 0 | 2024: 22.8636; 2025: 11.0087; 2026: 0; 2027: 9.2319; 2028: 0; 2029: 0; 2030: 1.1256; 2031: 0; 2032: 0; 2033: 22.8636; 2034: 11.0087; 2035: 0; 2036: 9.2319; 2039: 0.067746; 2040: 0.70268
2018-04-20 11:00 | 4 | 10 | 6 | 0 | 0 | 0.1726 | 0.79678 | 1.5936 | 1.3808 | 20.3125 | 10.5647 | 17.0341 | 17.0341 | 32.3693 | 1.3808 | 0 | 2024: 4.3213; 2025: 28.048; 2026: 0; 2027: 23.5212; 2028: 0; 2029: 0; 2030: 0.21274; 2031: 0; 2032: 0; 2033: 4.3213; 2034: 28.048; 2035: 0; 2036: 23.5212; 2039: 0.1726; 2040: 0.76923
2018-04-20 12:00 | 4 | 11 | 6 | 0 | 0 | 0.25869 | 0.7542 | 1.5084 | 2.0695 | 20.3125 | 10.5647 | 17.0341 | 17.0341 | 30.6392 | 1.5084 | 0.56114 | 2024: 0; 2025: 30.6392; 2026: 5.9283; 2027: 35.2528; 2028: 0.56114; 2029: 0.56114; 2030: 0; 2031: 0; 2032: 0; 2033: 0; 2034: 30.6392; 2035: 0; 2036: 35.2528; 2039: 0.25869; 2040: 0.67362
2018-04-20 13:00 | 4 | 12 | 6 | 0 | 0 | 0.13784 | 0.70071 | 1.4014 | 1.1027 | 20.3125 | 10.5647 | 17.0341 | 17.0341 | 28.4663 | 1.1027 | 0 | 2024: 6.0668; 2025: 22.3995; 2026: 0; 2027: 18.7843; 2028: 0; 2029: 0.56114; 2030: 0.29867; 2031: 0.29867; 2032: 0; 2033: 0; 2034: 28.4663; 2035: 0; 2036: 18.7843; 2039: 0.13784; 2040: 0.2495
2018-04-20 14:00 | 4 | 13 | 6 | 0 | 0 | 0.29663 | 0.75158 | 1.5032 | 2.373 | 20.3125 | 10.5647 | 17.0341 | 17.0341 | 30.5329 | 1.5032 | 0.86985 | 2024: 0; 2025: 30.5329; 2026: 9.1897; 2027: 40.4222; 2028: 0.86985; 2029: 1.1063; 2030: 0; 2031: 0; 2032: 0; 2033: 0; 2034: 30.5329; 2035: 0; 2036: 40.4222; 2039: 0.29663; 2040: 0.59105
2018-04-20 15:00 | 4 | 14 | 6 | 0 | 0 | 0.11984 | 0.81459 | 1.6292 | 0.9587 | 20.3125 | 10.5647 | 17.0341 | 17.0341 | 33.0928 | 0.9587 | 0 | 2024: 13.6191; 2025: 19.4737; 2026: 0; 2027: 16.3307; 2028: 0; 2029: 1.1063; 2030: 0.67048; 2031: 0.67048; 2032: 0; 2033: 0; 2034: 33.0928; 2035: 0; 2036: 16.3307; 2039: 0.11984; 2040: 0.5011
2018-04-20 16:00 | 4 | 15 | 6 | 0 | 1 | 0.037925 | 0.91349 | 1.827 | 0.3034 | 21.7915 | 12.0437 | 17.0341 | 17.0341 | 39.8126 | 0.3034 | 0 | 2024: 33.2011; 2025: 6.6115; 2026: 0; 2027: 5.1681; 2028: 0; 2029: 0.37757; 2030: 1.5236; 2031: 0.34736; 2032: 0; 2033: 25.6315; 2034: 14.1811; 2035: 0; 2036: 5.1681; 2039: 0.037925; 2040: 0.29249
2018-04-20 17:00 | 4 | 16 | 6 | 0 | 1 | 0.045549 | 0.98065 | 1.9613 | 0.36439 | 21.7915 | 12.0437 | 17.0341 | 17.0341 | 42.7398 | 0.36439 | 0 | 2024: 34.7992; 2025: 7.9406; 2026: 0; 2027: 6.2071; 2028: 0; 2029: 0; 2030: 1.5969; 2031: 0; 2032: 0; 2033: 34.7992; 2034: 7.9406; 2035: 0; 2036: 6.2071; 2039: 0.045549; 2040: 0.11803
2018-04-20 18:00 | 4 | 17 | 6 | 0 | 1 | 0.020223 | 0.97997 | 1.9599 | 0.16179 | 21.7915 | 12.0437 | 17.0341 | 17.0341 | 42.7098 | 0.16179 | 0 | 2024: 39.1842; 2025: 3.5255; 2026: 0; 2027: 2.7559; 2028: 0; 2029: 0; 2030: 1.7981; 2031: 0; 2032: 0; 2033: 39.1842; 2034: 3.5255; 2035: 0; 2036: 2.7559; 2039: 0.020223; 2040: 0.034343
2018-04-20 19:00 | 4 | 18 | 6 | 0 | 1 | 0 | 1.0557 | 2.1115 | 0 | 21.7915 | 12.0437 | 17.0341 | 17.0341 | 46.0117 | 0 | 0 | 2024: 46.0117; 2025: 0; 2026: 0; 2027: 0; 2028: 0; 2029: 0; 2030: 2.1115; 2031: 0; 2032: 0; 2033: 46.0117; 2034: 0; 2035: 0; 2036: 0; 2039: 0; 2040: 0
2018-04-20 20:00 | 4 | 19 | 6 | 0 | 0 | 0 | 1.0473 | 2.0945 | 0 | 20.3125 | 10.5647 | 17.0341 | 17.0341 | 42.5452 | 0 | 0 | 2024: 42.5452; 2025: 0; 2026: 0; 2027: 0; 2028: 0; 2029: 0; 2030: 2.0945; 2031: 0; 2032: 0; 2033: 42.5452; 2034: 0; 2035: 0; 2036: 0; 2039: 0; 2040: 0
2018-04-20 21:00 | 4 | 20 | 6 | 0 | 0 | 0 | 0.77446 | 1.5489 | 0 | 20.3125 | 10.5647 | 17.0341 | 17.0341 | 31.4622 | 0 | 0 | 2024: 31.4622; 2025: 0; 2026: 0; 2027: 0; 2028: 0; 2029: 0; 2030: 1.5489; 2031: 0; 2032: 0; 2033: 31.4622; 2034: 0; 2035: 0; 2036: 0; 2039: 0; 2040: 0
2018-04-20 22:00 | 4 | 21 | 6 | 0 | 0 | 0 | 0.65702 | 1.314 | 0 | 20.3125 | 10.5647 | 17.0341 | 17.0341 | 26.6913 | 0 | 0 | 2024: 26.6913; 2025: 0; 2026: 0; 2027: 0; 2028: 0; 2029: 0; 2030: 1.314; 2031: 0; 2032: 0; 2033: 26.6913; 2034: 0; 2035: 0; 2036: 0; 2039: 0; 2040: 0
2018-04-20 23:00 | 4 | 22 | 6 | 0 | 0 | 0 | 0.58555 | 1.1711 | 0 | 20.3125 | 10.5647 | 17.0341 | 17.0341 | 23.7878 | 0 | 0 | 2024: 23.7878; 2025: 0; 2026: 0; 2027: 0; 2028: 0; 2029: 0; 2030: 1.1711; 2031: 0; 2032: 0; 2033: 23.7878; 2034: 0; 2035: 0; 2036: 0; 2039: 0; 2040: 0
2018-04-21 | 4 | 23 | 6 | 0 | 0 | 0 | 0.53148 | 1.063 | 0 | 20.3125 | 10.5647 | 17.0341 | 17.0341 | 21.5914 | 0 | 0 | 2024: 21.5914; 2025: 0; 2026: 0; 2027: 0; 2028: 0; 2029: 0; 2030: 1.063; 2031: 0; 2032: 0; 2033: 21.5914; 2034: 0; 2035: 0; 2036: 0; 2039: 0; 2040: 0
2018-04-21 01:00 | 4 | 0 | 7 | 0 | 0 | 0 | 0.5196 | 1.0392 | 0 | 20.3125 | 10.5647 | 17.0341 | 17.0341 | 21.1088 | 0 | 0 | 2024: 21.1088; 2025: 0; 2026: 0; 2027: 0; 2028: 0; 2029: 0; 2030: 1.0392; 2031: 0; 2032: 0; 2033: 21.1088; 2034: 0; 2035: 0; 2036: 0; 2039: 0; 2040: 0
2018-04-21 02:00 | 4 | 1 | 7 | 0 | 0 | 0 | 0.52368 | 1.0474 | 0 | 20.3125 | 10.5647 | 17.0341 | 17.0341 | 21.2745 | 0 | 0 | 2024: 21.2745; 2025: 0; 2026: 0; 2027: 0; 2028: 0; 2029: 0; 2030: 1.0474; 2031: 0; 2032: 0; 2033: 21.2745; 2034: 0; 2035: 0; 2036: 0; 2039: 0; 2040: 0
2018-04-21 03:00 | 4 | 2 | 7 | 0 | 0 | 0 | 0.55594 | 1.1119 | 0 | 20.3125 | 10.5647 | 17.0341 | 17.0341 | 22.5851 | 0 | 0 | 2024: 22.5851; 2025: 0; 2026: 0; 2027: 0; 2028: 0; 2029: 0; 2030: 1.1119; 2031: 0; 2032: 0; 2033: 22.5851; 2034: 0; 2035: 0; 2036: 0; 2039: 0; 2040: 0
2018-04-21 04:00 | 4 | 3 | 7 | 0 | 0 | 0 | 0.58545 | 1.1709 | 0 | 20.3125 | 10.5647 | 17.0341 | 17.0341 | 23.784 | 0 | 0 | 2024: 23.784; 2025: 0; 2026: 0; 2027: 0; 2028: 0; 2029: 0; 2030: 1.1709; 2031: 0; 2032: 0; 2033: 23.784; 2034: 0; 2035: 0; 2036: 0; 2039: 0; 2040: 0
2018-04-21 05:00 | 4 | 4 | 7 | 0 | 0 | 0 | 0.64897 | 1.2979 | 0 | 20.3125 | 10.5647 | 17.0341 | 17.0341 | 26.3644 | 0 | 0 | 2024: 26.3644; 2025: 0; 2026: 0; 2027: 0; 2028: 0; 2029: 0; 2030: 1.2979; 2031: 0; 2032: 0; 2033: 26.3644; 2034: 0; 2035: 0; 2036: 0; 2039: 0; 2040: 0
2018-04-21 06:00 | 4 | 5 | 7 | 0 | 0 | 0.0097468 | 0.77912 | 1.5582 | 0.077974 | 20.3125 | 10.5647 | 17.0341 | 17.0341 | 31.6516 | 0.077974 | 0 | 2024: 30.0677; 2025: 1.5839; 2026: 0; 2027: 1.3282; 2028: 0; 2029: 0; 2030: 1.4803; 2031: 0; 2032: 0; 2033: 30.0677; 2034: 1.5839; 2035: 0; 2036: 1.3282; 2039: 0.0097468; 2040: 0.0030243
2018-04-21 07:00 | 4 | 6 | 7 | 0 | 0 | 0.047472 | 0.90615 | 1.8123 | 0.37978 | 20.3125 | 10.5647 | 17.0341 | 17.0341 | 36.8122 | 0.37978 | 0 | 2024: 29.098; 2025: 7.7142; 2026: 0; 2027: 6.4691; 2028: 0; 2029: 0; 2030: 1.4325; 2031: 0; 2032: 0; 2033: 29.098; 2034: 7.7142; 2035: 0; 2036: 6.4691; 2039: 0.047472; 2040: 0.024105
2018-04-21 08:00 | 4 | 7 | 7 | 0 | 0 | 0.085309 | 1.0067 | 2.0134 | 0.68248 | 20.3125 | 10.5647 | 17.0341 | 17.0341 | 40.8967 | 0.68248 | 0 | 2024: 27.0339; 2025: 13.8628; 2026: 0; 2027: 11.6254; 2028: 0; 2029: 0; 2030: 1.3309; 2031: 0; 2032: 0; 2033: 27.0339; 2034: 13.8628; 2035: 0; 2036: 11.6254; 2039: 0.085309; 2040: 0.088884
2018-04-21 09:00 | 4 | 8 | 7 | 0 | 0 | 0.073304 | 1.0044 | 2.0088 | 0.58644 | 20.3125 | 10.5647 | 17.0341 | 17.0341 | 40.8028 | 0.58644 | 0 | 2024: 28.8908; 2025: 11.912; 2026: 0; 2027: 9.9894; 2028: 0; 2029: 0; 2030: 1.4223; 2031: 0; 2032: 0; 2033: 28.8908; 2034: 11.912; 2035: 0; 2036: 9.9894; 2039: 0.073304; 2040: 0.14428
2018-04-21 10:00 | 4 | 9 | 7 | 0 | 0 | 0.15448 | 0.98522 | 1.9704 | 1.2358 | 20.3125 | 10.5647 | 17.0341 | 17.0341 | 40.0247 | 1.2358 | 0 | 2024: 14.9222; 2025: 25.1025; 2026: 0; 2027: 21.0511; 2028: 0; 2029: 0; 2030: 0.73463; 2031: 0; 2032: 0; 2033: 14.9222; 2034: 25.1025; 2035: 0; 2036: 21.0511; 2039: 0.15448; 2040: 0.10174
2018-04-21 11:00 | 4 | 10 | 7 | 0 | 0 | 0.15739 | 0.96397 | 1.9279 | 1.2591 | 20.3125 | 10.5647 | 17.0341 | 17.0341 | 39.1611 | 1.2591 | 0 | 2024: 13.5852; 2025: 25.5759; 2026: 0; 2027: 21.448; 2028: 0; 2029: 0; 2030: 0.66881; 2031: 0; 2032: 0; 2033: 13.5852; 2034: 25.5759; 2035: 0; 2036: 21.448; 2039: 0.15739; 2040: 0.26635
2018-04-21 12:00 | 4 | 11 | 7 | 0 | 0 | 0.15399 | 0.88876 | 1.7775 | 1.2319 | 20.3125 | 10.5647 | 17.0341 | 17.0341 | 36.1057 | 1.2319 | 0 | 2024: 11.0832; 2025: 25.0226; 2026: 0; 2027: 20.984; 2028: 0; 2029: 0; 2030: 0.54563; 2031: 0; 2032: 0; 2033: 11.0832; 2034: 25.0226; 2035: 0; 2036: 20.984; 2039: 0.15399; 2040: 0.17729
2018-04-21 13:00 | 4 | 12 | 7 | 0 | 0 | 0.13381 | 0.85144 | 1.7029 | 1.0705 | 20.3125 | 10.5647 | 17.0341 | 17.0341 | 34.5898 | 1.0705 | 0 | 2024: 12.8451; 2025: 21.7448; 2026: 0; 2027: 18.2353; 2028: 0; 2029: 0; 2030: 0.63237; 2031: 0; 2032: 0; 2033: 12.8451; 2034: 21.7448; 2035: 0; 2036: 18.2353; 2039: 0.13381; 2040: 0.11598
2018-04-21 14:00 | 4 | 13 | 7 | 0 | 0 | 0.17911 | 0.90864 | 1.8173 | 1.4329 | 20.3125 | 10.5647 | 17.0341 | 17.0341 | 36.9134 | 1.4329 | 0 | 2024: 7.8082; 2025: 29.1052; 2026: 0; 2027: 24.4077; 2028: 0; 2029: 0; 2030: 0.3844; 2031: 0; 2032: 0; 2033: 7.8082; 2034: 29.1052; 2035: 0; 2036: 24.4077; 2039: 0.17911; 2040: 0.16309
2018-04-21 15:00 | 4 | 14 | 7 | 0 | 0 | 0.10681 | 0.90631 | 1.8126 | 0.85448 | 20.3125 | 10.5647 | 17.0341 | 17.0341 | 36.8188 | 0.85448 | 0 | 2024: 19.4622; 2025: 17.3566; 2026: 0; 2027: 14.5553; 2028: 0; 2029: 0; 2030: 0.95814; 2031: 0; 2032: 0; 2033: 19.4622; 2034: 17.3566; 2035: 0; 2036: 14.5553; 2039: 0.10681; 2040: 0.13478
2018-04-21 16:00 | 4 | 15 | 7 | 0 | 1 | 0.055299 | 1.0098 | 2.0197 | 0.44239 | 21.7915 | 12.0437 | 17.0341 | 17.0341 | 44.0115 | 0.44239 | 0 | 2024: 34.3711; 2025: 9.6403; 2026: 0; 2027: 7.5357; 2028: 0; 2029: 0; 2030: 1.5773; 2031: 0; 2032: 0; 2033: 34.3711; 2034: 9.6403; 2035: 0; 2036: 7.5357; 2039: 0.055299; 2040: 0.27593
2018-04-21 17:00 | 4 | 16 | 7 | 0 | 1 | 0.02182 | 1.0335 | 2.0671 | 0.17456 | 21.7915 | 12.0437 | 17.0341 | 17.0341 | 45.0451 | 0.17456 | 0 | 2024: 41.2411; 2025: 3.804; 2026: 0; 2027: 2.9735; 2028: 0; 2029: 0; 2030: 1.8925; 2031: 0; 2032: 0; 2033: 41.2411; 2034: 3.804; 2035: 0; 2036: 2.9735; 2039: 0.02182; 2040: 0.09431
2018-04-21 18:00 | 4 | 17 | 7 | 0 | 1 | 0.0052692 | 1.0164 | 2.0327 | 0.042154 | 21.7915 | 12.0437 | 17.0341 | 17.0341 | 44.2962 | 0.042154 | 0 | 2024: 43.3776; 2025: 0.91859; 2026: 0; 2027: 0.71805; 2028: 0; 2029: 0; 2030: 1.9906; 2031: 0; 2032: 0; 2033: 43.3776; 2034: 0.91859; 2035: 0; 2036: 0.71805; 2039: 0.0052692; 2040: 0.02868
2018-04-21 19:00 | 4 | 18 | 7 | 0 | 1 | 0 | 1.1218 | 2.2436 | 0 | 21.7915 | 12.0437 | 17.0341 | 17.0341 | 48.8906 | 0 | 0 | 2024: 48.8906; 2025: 0; 2026: 0; 2027: 0; 2028: 0; 2029: 0; 2030: 2.2436; 2031: 0; 2032: 0; 2033: 48.8906; 2034: 0; 2035: 0; 2036: 0; 2039: 0; 2040: 0
2018-04-21 20:00 | 4 | 19 | 7 | 0 | 0 | 0 | 1.0412 | 2.0825 | 0 | 20.3125 | 10.5647 | 17.0341 | 17.0341 | 42.3004 | 0 | 0 | 2024: 42.3004; 2025: 0; 2026: 0; 2027: 0; 2028: 0; 2029: 0; 2030: 2.0825; 2031: 0; 2032: 0; 2033: 42.3004; 2034: 0; 2035: 0; 2036: 0; 2039: 0; 2040: 0
2018-04-21 21:00 | 4 | 20 | 7 | 0 | 0 | 0 | 0.80644 | 1.6129 | 0 | 20.3125 | 10.5647 | 17.0341 | 17.0341 | 32.7615 | 0 | 0 | 2024: 32.7615; 2025: 0; 2026: 0; 2027: 0; 2028: 0; 2029: 0; 2030: 1.6129; 2031: 0; 2032: 0; 2033: 32.7615; 2034: 0; 2035: 0; 2036: 0; 2039: 0; 2040: 0
2018-04-21 22:00 | 4 | 21 | 7 | 0 | 0 | 0 | 0.66341 | 1.3268 | 0 | 20.3125 | 10.5647 | 17.0341 | 17.0341 | 26.9509 | 0 | 0 | 2024: 26.9509; 2025: 0; 2026: 0; 2027: 0; 2028: 0; 2029: 0; 2030: 1.3268; 2031: 0; 2032: 0; 2033: 26.9509; 2034: 0; 2035: 0; 2036: 0; 2039: 0; 2040: 0
2018-04-21 23:00 | 4 | 22 | 7 | 0 | 0 | 0 | 0.58899 | 1.178 | 0 | 20.3125 | 10.5647 | 17.0341 | 17.0341 | 23.9276 | 0 | 0 | 2024: 23.9276; 2025: 0; 2026: 0; 2027: 0; 2028: 0; 2029: 0; 2030: 1.178; 2031: 0; 2032: 0; 2033: 23.9276; 2034: 0; 2035: 0; 2036: 0; 2039: 0; 2040: 0
2018-04-22 | 4 | 23 | 7 | 0 | 0 | 0 | 0.53357 | 1.0671 | 0 | 20.3125 | 10.5647 | 17.0341 | 17.0341 | 21.6763 | 0 | 0 | 2024: 21.6763; 2025: 0; 2026: 0; 2027: 0; 2028: 0; 2029: 0; 2030: 1.0671; 2031: 0; 2032: 0; 2033: 21.6763; 2034: 0; 2035: 0; 2036: 0; 2039: 0; 2040: 0
2018-04-22 01:00 | 4 | 0 | 1 | 0 | 0 | 0 | 0.52712 | 1.0542 | 0 | 20.3125 | 10.5647 | 17.0341 | 17.0341 | 21.4141 | 0 | 0 | 2024: 21.4141; 2025: 0; 2026: 0; 2027: 0; 2028: 0; 2029: 0; 2030: 1.0542; 2031: 0; 2032: 0; 2033: 21.4141; 2034: 0; 2035: 0; 2036: 0; 2039: 0; 2040: 0
2018-04-22 02:00 | 4 | 1 | 1 | 0 | 0 | 0 | 0.56676 | 1.1335 | 0 | 20.3125 | 10.5647 | 17.0341 | 17.0341 | 23.0248 | 0 | 0 | 2024: 23.0248; 2025: 0; 2026: 0; 2027: 0; 2028: 0; 2029: 0; 2030: 1.1335; 2031: 0; 2032: 0; 2033: 23.0248; 2034: 0; 2035: 0; 2036: 0; 2039: 0; 2040: 0
2018-04-22 03:00 | 4 | 2 | 1 | 0 | 0 | 0 | 0.57317 | 1.1463 | 0 | 20.3125 | 10.5647 | 17.0341 | 17.0341 | 23.2852 | 0 | 0 | 2024: 23.2852; 2025: 0; 2026: 0; 2027: 0; 2028: 0; 2029: 0; 2030: 1.1463; 2031: 0; 2032: 0; 2033: 23.2852; 2034: 0; 2035: 0; 2036: 0; 2039: 0; 2040: 0
2018-04-22 04:00 | 4 | 3 | 1 | 0 | 0 | 0 | 0.59733 | 1.1947 | 0 | 20.3125 | 10.5647 | 17.0341 | 17.0341 | 24.2665 | 0 | 0 | 2024: 24.2665; 2025: 0; 2026: 0; 2027: 0; 2028: 0; 2029: 0; 2030: 1.1947; 2031: 0; 2032: 0; 2033: 24.2665; 2034: 0; 2035: 0; 2036: 0; 2039: 0; 2040: 0
2018-04-22 05:00 | 4 | 4 | 1 | 0 | 0 | 0 | 0.65044 | 1.3009 | 0 | 20.3125 | 10.5647 | 17.0341 | 17.0341 | 26.4242 | 0 | 0 | 2024: 26.4242; 2025: 0; 2026: 0; 2027: 0; 2028: 0; 2029: 0; 2030: 1.3009; 2031: 0; 2032: 0; 2033: 26.4242; 2034: 0; 2035: 0; 2036: 0; 2039: 0; 2040: 0
2018-04-22 06:00 | 4 | 5 | 1 | 0 | 0 | 0.033005 | 0.78161 | 1.5632 | 0.26404 | 20.3125 | 10.5647 | 17.0341 | 17.0341 | 31.7531 | 0.26404 | 0 | 2024: 26.3898; 2025: 5.3633; 2026: 0; 2027: 4.4977; 2028: 0; 2029: 0; 2030: 1.2992; 2031: 0; 2032: 0; 2033: 26.3898; 2034: 5.3633; 2035: 0; 2036: 4.4977; 2039: 0.033005; 2040: 0.033547
2018-04-22 07:00 | 4 | 6 | 1 | 0 | 0 | 0.093056 | 0.903 | 1.806 | 0.74445 | 20.3125 | 10.5647 | 17.0341 | 17.0341 | 36.6843 | 0.74445 | 0 | 2024: 21.5627; 2025: 15.1216; 2026: 0; 2027: 12.681; 2028: 0; 2029: 0; 2030: 1.0615; 2031: 0; 2032: 0; 2033: 21.5627; 2034: 15.1216; 2035: 0; 2036: 12.681; 2039: 0.093056; 2040: 0.14585
2018-04-22 08:00 | 4 | 7 | 1 | 0 | 0 | 0.24474 | 1.0327 | 2.0654 | 1.9579 | 20.3125 | 10.5647 | 17.0341 | 17.0341 | 41.9537 | 1.9579 | 0 | 2024: 2.1835; 2025: 39.7703; 2026: 0; 2027: 33.3515; 2028: 0; 2029: 0; 2030: 0.10749; 2031: 0; 2032: 0; 2033: 2.1835; 2034: 39.7703; 2035: 0; 2036: 33.3515; 2039: 0.24474; 2040: 0.19116
2018-04-22 09:00 | 4 | 8 | 1 | 0 | 0 | 0.33716 | 1.1388 | 2.2775 | 2.6973 | 20.3125 | 10.5647 | 17.0341 | 17.0341 | 46.2626 | 2.2775 | 0.41972 | 2024: 0; 2025: 46.2626; 2026: 4.4342; 2027: 45.9456; 2028: 0.41972; 2029: 0.41972; 2030: 0; 2031: 0; 2032: 0; 2033: 0; 2034: 46.2626; 2035: 0; 2036: 45.9456; 2039: 0.33716; 2040: 0.11317
2018-04-22 10:00 | 4 | 9 | 1 | 0 | 0 | 0.47437 | 1.1985 | 2.3969 | 3.795 | 20.3125 | 10.5647 | 17.0341 | 17.0341 | 48.6874 | 2.3969 | 1.398 | 2024: 0; 2025: 48.6874; 2026: 14.7699; 2027: 64.6438; 2028: 1.398; 2029: 1.8178; 2030: 0; 2031: 0; 2032: 0; 2033: 0; 2034: 48.6874; 2035: 0; 2036: 64.6438; 2039: 0.47437; 2040: 0.20684
2018-04-22 11:00 | 4 | 10 | 1 | 0 | 0 | 0.28886 | 1.0838 | 2.1676 | 2.3109 | 20.3125 | 10.5647 | 17.0341 | 17.0341 | 44.03 | 2.1676 | 0.14325 | 2024: 0; 2025: 44.03; 2026: 1.5134; 2027: 39.3639; 2028: 0.14325; 2029: 1.961; 2030: 0; 2031: 0; 2032: 0; 2033: 0; 2034: 44.03; 2035: 0; 2036: 39.3639; 2039: 0.28886; 2040: 0.32691
2018-04-22 12:00 | 4 | 11 | 1 | 0 | 0 | 0.31367 | 0.91342 | 1.8268 | 2.5094 | 20.3125 | 10.5647 | 17.0341 | 17.0341 | 37.1078 | 1.8268 | 0.68253 | 2024: 0; 2025: 37.1078; 2026: 7.2108; 2027: 42.7451; 2028: 0.68253; 2029: 2.6435; 2030: 0; 2031: 0; 2032: 0; 2033: 0; 2034: 37.1078; 2035: 0; 2036: 42.7451; 2039: 0.31367; 2040: 0.27067
2018-04-22 13:00 | 4 | 12 | 1 | 0 | 0 | 0.43793 | 0.91217 | 1.8243 | 3.5035 | 20.3125 | 10.5647 | 17.0341 | 17.0341 | 37.0568 | 1.8243 | 1.6791 | 2024: 0; 2025: 37.0568; 2026: 17.7397; 2027: 59.6786; 2028: 1.6791; 2029: 4.3227; 2030: 0; 2031: 0; 2032: 0; 2033: 0; 2034: 37.0568; 2035: 0; 2036: 59.6786; 2039: 0.43793; 2040: 0.38031
2018-04-22 14:00 | 4 | 13 | 1 | 0 | 0 | 0.41643 | 0.95653 | 1.9131 | 3.3315 | 20.3125 | 10.5647 | 17.0341 | 17.0341 | 38.8589 | 1.9131 | 1.4184 | 2024: 0; 2025: 38.8589; 2026: 14.9851; 2027: 56.7486; 2028: 1.4184; 2029: 5.7411; 2030: 0; 2031: 0; 2032: 0; 2033: 0; 2034: 38.8589; 2035: 0; 2036: 56.7486; 2039: 0.41643; 2040: 0.39576
2018-04-22 15:00 | 4 | 14 | 1 | 0 | 0 | 0.54369 | 0.97705 | 1.9541 | 4.3495 | 20.3125 | 10.5647 | 17.0341 | 17.0341 | 39.6925 | 1.9541 | 2.3954 | 2024: 0; 2025: 39.6925; 2026: 25.3072; 2027: 74.0905; 2028: 2.3954; 2029: 8.1365; 2030: 0; 2031: 0; 2032: 0; 2033: 0; 2034: 39.6925; 2035: 0; 2036: 74.0905; 2039: 0.54369; 2040: 0.39494
2018-04-22 16:00 | 4 | 15 | 1 | 0 | 1 | 0.39815 | 1.0191 | 2.0383 | 3.1852 | 21.7915 | 12.0437 | 17.0341 | 17.0341 | 44.417 | 2.0383 | 1.1469 | 2024: 0; 2025: 44.417; 2026: 13.8129; 2027: 54.2566; 2028: 1.1469; 2029: 9.2834; 2030: 0; 2031: 0; 2032: 0; 2033: 0; 2034: 44.417; 2035: 0; 2036: 54.2566; 2039: 0.39815; 2040: 0.31639
2018-04-22 17:00 | 4 | 16 | 1 | 0 | 1 | 0.21065 | 1.0436 | 2.0873 | 1.6852 | 21.7915 | 12.0437 | 17.0341 | 17.0341 | 45.485 | 1.6852 | 0 | 2024: 8.7617; 2025: 36.7233; 2026: 0; 2027: 28.7062; 2028: 0; 2029: 9.2834; 2030: 0.40207; 2031: 0.40207; 2032: 0; 2033: 0; 2034: 45.485; 2035: 0; 2036: 28.7062; 2039: 0.21065; 2040: 0.18342
2018-04-22 18:00 | 4 | 17 | 1 | 0 | 1 | 0.04094 | 1.0856 | 2.1711 | 0.32752 | 21.7915 | 12.0437 | 17.0341 | 17.0341 | 47.3125 | 0.32752 | 0 | 2024: 40.1754; 2025: 7.1371; 2026: 0; 2027: 5.579; 2028: 0; 2029: 8.8464; 2030: 1.8436; 2031: 1.8436; 2032: 0; 2033: 0; 2034: 47.3125; 2035: 0; 2036: 5.579; 2039: 0.04094; 2040: 0.051915
2018-04-22 19:00 | 4 | 18 | 1 | 0 | 1 | 0 | 1.1941 | 2.3881 | 0 | 21.7915 | 12.0437 | 17.0341 | 17.0341 | 52.041 | 0 | 0 | 2024: 52.041; 2025: 0; 2026: 0; 2027: 0; 2028: 0; 2029: 6.8424; 2030: 2.3881; 2031: 2.3881; 2032: 0; 2033: 0; 2034: 52.041; 2035: 0; 2036: 0; 2039: 0; 2040: 0
2018-04-22 20:00 | 4 | 19 | 1 | 0 | 0 | 0 | 1.187 | 2.3739 | 0 | 20.3125 | 10.5647 | 17.0341 | 17.0341 | 48.22 | 0 | 0 | 2024: 48.22; 2025: 0; 2026: 0; 2027: 0; 2028: 0; 2029: 4.2466; 2030: 2.3739; 2031: 2.3739; 2032: 0; 2033: 0; 2034: 48.22; 2035: 0; 2036: 0; 2039: 0; 2040: 0
2018-04-22 21:00 | 4 | 20 | 1 | 0 | 0 | 0 | 0.93368 | 1.8674 | 0 | 20.3125 | 10.5647 | 17.0341 | 17.0341 | 37.9308 | 0 | 0 | 2024: 37.9308; 2025: 0; 2026: 0; 2027: 0; 2028: 0; 2029: 1.6663; 2030: 1.8674; 2031: 1.533; 2032: 0; 2033: 6.7917; 2034: 31.1391; 2035: 0; 2036: 0; 2039: 0; 2040: 0
2018-04-22 22:00 | 4 | 21 | 1 | 0 | 0 | 0 | 0.78374 | 1.5675 | 0 | 20.3125 | 10.5647 | 17.0341 | 17.0341 | 31.8393 | 0 | 0 | 2024: 31.8393; 2025: 0; 2026: 0; 2027: 0; 2028: 0; 2029: 0; 2030: 1.5675; 2031: 0; 2032: 0; 2033: 31.8393; 2034: 0; 2035: 0; 2036: 0; 2039: 0; 2040: 0
2018-04-22 23:00 | 4 | 22 | 1 | 0 | 0 | 0 | 0.64837 | 1.2967 | 0 | 20.3125 | 10.5647 | 17.0341 | 17.0341 | 26.3402 | 0 | 0 | 2024: 26.3402; 2025: 0; 2026: 0; 2027: 0; 2028: 0; 2029: 0; 2030: 1.2967; 2031: 0; 2032: 0; 2033: 26.3402; 2034: 0; 2035: 0; 2036: 0; 2039: 0; 2040: 0
2018-04-23 | 4 | 23 | 1 | 0 | 0 | 0 | 0.59078 | 1.1816 | 0 | 20.3125 | 10.5647 | 17.0341 | 17.0341 | 24.0005 | 0 | 0 | 2024: 24.0005; 2025: 0; 2026: 0; 2027: 0; 2028: 0; 2029: 0; 2030: 1.1816; 2031: 0; 2032: 0; 2033: 24.0005; 2034: 0; 2035: 0; 2036: 0; 2039: 0; 2040: 0
2018-04-23 01:00 | 4 | 0 | 2 | 0 | 0 | 0 | 0.58915 | 1.1783 | 0 | 20.3125 | 10.5647 | 17.0341 | 17.0341 | 23.9342 | 0 | 0 | 2024: 23.9342; 2025: 0; 2026: 0; 2027: 0; 2028: 0; 2029: 0; 2030: 1.1783; 2031: 0; 2032: 0; 2033: 23.9342; 2034: 0; 2035: 0; 2036: 0; 2039: 0; 2040: 0
2018-04-23 02:00 | 4 | 1 | 2 | 0 | 0 | 0 | 0.59345 | 1.1869 | 0 | 20.3125 | 10.5647 | 17.0341 | 17.0341 | 24.109 | 0 | 0 | 2024: 24.109; 2025: 0; 2026: 0; 2027: 0; 2028: 0; 2029: 0; 2030: 1.1869; 2031: 0; 2032: 0; 2033: 24.109; 2034: 0; 2035: 0; 2036: 0; 2039: 0; 2040: 0
2018-04-23 03:00 | 4 | 2 | 2 | 0 | 0 | 0 | 0.6127 | 1.2254 | 0 | 20.3125 | 10.5647 | 17.0341 | 17.0341 | 24.8908 | 0 | 0 | 2024: 24.8908; 2025: 0; 2026: 0; 2027: 0; 2028: 0; 2029: 0; 2030: 1.2254; 2031: 0; 2032: 0; 2033: 24.8908; 2034: 0; 2035: 0; 2036: 0; 2039: 0; 2040: 0
2018-04-23 04:00 | 4 | 3 | 2 | 0 | 0 | 0 | 0.66754 | 1.3351 | 0 | 20.3125 | 10.5647 | 17.0341 | 17.0341 | 27.119 | 0 | 0 | 2024: 27.119; 2025: 0; 2026: 0; 2027: 0; 2028: 0; 2029: 0; 2030: 1.3351; 2031: 0; 2032: 0; 2033: 27.119; 2034: 0; 2035: 0; 2036: 0; 2039: 0; 2040: 0
2018-04-23 05:00 | 4 | 4 | 2 | 0 | 0 | 0 | 0.82289 | 1.6458 | 0 | 20.3125 | 10.5647 | 17.0341 | 17.0341 | 33.43 | 0 | 0 | 2024: 33.43; 2025: 0; 2026: 0; 2027: 0; 2028: 0; 2029: 0; 2030: 1.6458; 2031: 0; 2032: 0; 2033: 33.43; 2034: 0; 2035: 0; 2036: 0; 2039: 0; 2040: 0
2018-04-23 06:00 | 4 | 5 | 2 | 0 | 0 | 0.03322 | 0.92024 | 1.8405 | 0.26576 | 20.3125 | 10.5647 | 17.0341 | 17.0341 | 37.3849 | 0.26576 | 0 | 2024: 31.9867; 2025: 5.3982; 2026: 0; 2027: 4.527; 2028: 0; 2029: 0; 2030: 1.5747; 2031: 0; 2032: 0; 2033: 31.9867; 2034: 5.3982; 2035: 0; 2036: 4.527; 2039: 0.03322; 2040: 0.038463
2018-04-23 07:00 | 4 | 6 | 2 | 0 | 0 | 0.11142 | 0.99038 | 1.9808 | 0.89137 | 20.3125 | 10.5647 | 17.0341 | 17.0341 | 40.2341 | 0.89137 | 0 | 2024: 22.1282; 2025: 18.1059; 2026: 0; 2027: 15.1837; 2028: 0; 2029: 0; 2030: 1.0894; 2031: 0; 2032: 0; 2033: 22.1282; 2034: 18.1059; 2035: 0; 2036: 15.1837; 2039: 0.11142; 2040: 0.21843
2018-04-23 08:00 | 4 | 7 | 2 | 0 | 0 | 0.26725 | 1.0065 | 2.0129 | 2.138 | 20.3125 | 10.5647 | 17.0341 | 17.0341 | 40.8874 | 2.0129 | 0.12504 | 2024: 0; 2025: 40.8874; 2026: 1.321; 2027: 36.4183; 2028: 0.12504; 2029: 0.12504; 2030: 0; 2031: 0; 2032: 0; 2033: 0; 2034: 40.8874; 2035: 0; 2036: 36.4183; 2039: 0.26725; 2040: 0.43477
2018-04-23 09:00 | 4 | 8 | 2 | 0 | 0 | 0.46068 | 0.98201 | 1.964 | 3.6855 | 20.3125 | 10.5647 | 17.0341 | 17.0341 | 39.8942 | 1.964 | 1.7214 | 2024: 0; 2025: 39.8942; 2026: 18.1866; 2027: 62.7787; 2028: 1.7214; 2029: 1.8465; 2030: 0; 2031: 0; 2032: 0; 2033: 0; 2034: 39.8942; 2035: 0; 2036: 62.7787; 2039: 0.46068; 2040: 0.5993
2018-04-23 10:00 | 4 | 9 | 2 | 0 | 0 | 0.5388 | 1.0451 | 2.0901 | 4.3104 | 20.3125 | 10.5647 | 17.0341 | 17.0341 | 42.4557 | 2.0901 | 2.2202 | 2024: 0; 2025: 42.4557; 2026: 23.4562; 2027: 73.4234; 2028: 2.2202; 2029: 4.0667; 2030: 0; 2031: 0; 2032: 0; 2033: 0; 2034: 42.4557; 2035: 0; 2036: 73.4234; 2039: 0.5388; 2040: 0.71412
2018-04-23 11:00 | 4 | 10 | 2 | 0 | 0 | 0.52075 | 1.1265 | 2.253 | 4.166 | 20.3125 | 10.5647 | 17.0341 | 17.0341 | 45.765 | 2.253 | 1.9129 | 2024: 0; 2025: 45.765; 2026: 20.2098; 2027: 70.9641; 2028: 1.9129; 2029: 5.9797; 2030: 0; 2031: 0; 2032: 0; 2033: 0; 2034: 45.765; 2035: 0; 2036: 70.9641; 2039: 0.52075; 2040: 0.76923
2018-04-23 12:00 | 4 | 11 | 2 | 0 | 0 | 0.57622 | 1.0344 | 2.0688 | 4.6098 | 20.3125 | 10.5647 | 17.0341 | 17.0341 | 42.0223 | 2.0688 | 2.541 | 2024: 0; 2025: 42.0223; 2026: 26.8448; 2027: 78.5235; 2028: 2.541; 2029: 8.5206; 2030: 0; 2031: 0; 2032: 0; 2033: 0; 2034: 42.0223; 2035: 0; 2036: 78.5235; 2039: 0.57622; 2040: 0.76923
2018-04-23 13:00 | 4 | 12 | 2 | 0 | 0 | 0.55841 | 0.9731 | 1.9462 | 4.4673 | 20.3125 | 10.5647 | 17.0341 | 17.0341 | 39.5321 | 1.9462 | 2.5211 | 2024: 0; 2025: 39.5321; 2026: 26.6348; 2027: 76.0967; 2028: 2.5211; 2029: 11.0418; 2030: 0; 2031: 0; 2032: 0; 2033: 0; 2034: 39.5321; 2035: 0; 2036: 76.0967; 2039: 0.55841; 2040: 0.76923
2018-04-23 14:00 | 4 | 13 | 2 | 0 | 0 | 0.52804 | 0.97034 | 1.9407 | 4.2243 | 20.3125 | 10.5647 | 17.0341 | 17.0341 | 39.42 | 1.9407 | 2.2836 | 2024: 0; 2025: 39.42; 2026: 24.1261; 2027: 71.9577; 2028: 1.4582; 2029: 12.5; 2030: 0; 2031: 0; 2032: 0.8254; 2033: 0; 2034: 39.42; 2035: 8.7201; 2036: 71.9577; 2039: 0.52804; 2040: 0.70459
2018-04-23 15:00 | 4 | 14 | 2 | 0 | 0 | 0.43263 | 0.99103 | 1.9821 | 3.4611 | 20.3125 | 10.5647 | 17.0341 | 17.0341 | 40.2606 | 1.9821 | 1.479 | 2024: 0; 2025: 40.2606; 2026: 15.6253; 2027: 58.9563; 2028: 0; 2029: 12.5; 2030: 0; 2031: 0; 2032: 1.479; 2033: 0; 2034: 40.2606; 2035: 15.6253; 2036: 58.9563; 2039: 0.43263; 2040: 0.58692
2018-04-23 16:00 | 4 | 15 | 2 | 0 | 1 | 0.26173 | 1.0694 | 2.1388 | 2.0939 | 21.7915 | 12.0437 | 17.0341 | 17.0341 | 46.6075 | 2.0939 | 0 | 2024: 0.97907; 2025: 45.6284; 2026: 0; 2027: 35.6672; 2028: 0; 2029: 12.5; 2030: 0.044929; 2031: 0.044929; 2032: 0; 2033: 0; 2034: 46.6075; 2035: 0; 2036: 35.6672; 2039: 0.26173; 2040: 0.42884
2018-04-23 17:00 | 4 | 16 | 2 | 0 | 1 | 0.16912 | 1.1032 | 2.2063 | 1.353 | 21.7915 | 12.0437 | 17.0341 | 17.0341 | 48.0787 | 1.353 | 0 | 2024: 18.5957; 2025: 29.483; 2026: 0; 2027: 23.0465; 2028: 0; 2029: 12.4512; 2030: 0.85335; 2031: 0.85335; 2032: 0; 2033: 0; 2034: 48.0787; 2035: 0; 2036: 23.0465; 2039: 0.16912; 2040: 0.22648
2018-04-23 18:00 | 4 | 17 | 2 | 0 | 1 | 0.038515 | 1.1137 | 2.2274 | 0.30812 | 21.7915 | 12.0437 | 17.0341 | 17.0341 | 48.5373 | 0.30812 | 0 | 2024: 41.8229; 2025: 6.7144; 2026: 0; 2027: 5.2485; 2028: 0; 2029: 11.5236; 2030: 1.9192; 2031: 1.9192; 2032: 0; 2033: 0; 2034: 48.5373; 2035: 0; 2036: 5.2485; 2039: 0.038515; 2040: 0.050372
2018-04-23 19:00 | 4 | 18 | 2 | 0 | 1 | 0 | 1.1932 | 2.3863 | 0 | 21.7915 | 12.0437 | 17.0341 | 17.0341 | 52.0019 | 0 | 0 | 2024: 52.0019; 2025: 0; 2026: 0; 2027: 0; 2028: 0; 2029: 9.4375; 2030: 2.3863; 2031: 2.3863; 2032: 0; 2033: 0; 2034: 52.0019; 2035: 0; 2036: 0; 2039: 0; 2040: 0
2018-04-23 20:00 | 4 | 19 | 2 | 0 | 0 | 0 | 1.2115 | 2.4231 | 0 | 20.3125 | 10.5647 | 17.0341 | 17.0341 | 49.2191 | 0 | 0 | 2024: 49.2191; 2025: 0; 2026: 0; 2027: 0; 2028: 0; 2029: 6.8436; 2030: 2.4231; 2031: 2.4231; 2032: 0; 2033: 0; 2034: 49.2191; 2035: 0; 2036: 0; 2039: 0; 2040: 0
2018-04-23 21:00 | 4 | 20 | 2 | 0 | 0 | 0 | 1.0553 | 2.1105 | 0 | 20.3125 | 10.5647 | 17.0341 | 17.0341 | 42.8696 | 0 | 0 | 2024: 42.8696; 2025: 0; 2026: 0; 2027: 0; 2028: 0; 2029: 4.2098; 2030: 2.1105; 2031: 2.1105; 2032: 0; 2033: 0; 2034: 42.8696; 2035: 0; 2036: 0; 2039: 0; 2040: 0
2018-04-23 22:00 | 4 | 21 | 2 | 0 | 0 | 0 | 0.9043 | 1.8086 | 0 | 20.3125 | 10.5647 | 17.0341 | 17.0341 | 36.7372 | 0 | 0 | 2024: 36.7372; 2025: 0; 2026: 0; 2027: 0; 2028: 0; 2029: 1.9158; 2030: 1.8086; 2031: 1.7626; 2032: 0; 2033: 0.93543; 2034: 35.8018; 2035: 0; 2036: 0; 2039: 0; 2040: 0
2018-04-23 23:00 | 4 | 22 | 2 | 0 | 0 | 0 | 0.78131 | 1.5626 | 0 | 20.3125 | 10.5647 | 17.0341 | 17.0341 | 31.7406 | 0 | 0 | 2024: 31.7406; 2025: 0; 2026: 0; 2027: 0; 2028: 0; 2029: 0; 2030: 1.5626; 2031: 0; 2032: 0; 2033: 31.7406; 2034: 0; 2035: 0; 2036: 0; 2039: 0; 2040: 0
2018-04-24 | 4 | 23 | 2 | 0 | 0 | 0 | 0.75913 | 1.5183 | 0 | 20.3125 | 10.5647 | 17.0341 | 17.0341 | 30.8398 | 0 | 0 | 2024: 30.8398; 2025: 0; 2026: 0; 2027: 0; 2028: 0; 2029: 0; 2030: 1.5183; 2031: 0; 2032: 0; 2033: 30.8398; 2034: 0; 2035: 0; 2036: 0; 2039: 0; 2040: 0
2018-04-24 01:00 | 4 | 0 | 3 | 0 | 0 | 0 | 0.73413 | 1.4683 | 0 | 20.3125 | 10.5647 | 17.0341 | 17.0341 | 29.8239 | 0 | 0 | 2024: 29.8239; 2025: 0; 2026: 0; 2027: 0; 2028: 0; 2029: 0; 2030: 1.4683; 2031: 0; 2032: 0; 2033: 29.8239; 2034: 0; 2035: 0; 2036: 0; 2039: 0; 2040: 0
2018-04-24 02:00 | 4 | 1 | 3 | 0 | 0 | 0 | 0.74114 | 1.4823 | 0 | 20.3125 | 10.5647 | 17.0341 | 17.0341 | 30.1087 | 0 | 0 | 2024: 30.1087; 2025: 0; 2026: 0; 2027: 0; 2028: 0; 2029: 0; 2030: 1.4823; 2031: 0; 2032: 0; 2033: 30.1087; 2034: 0; 2035: 0; 2036: 0; 2039: 0; 2040: 0
2018-04-24 03:00 | 4 | 2 | 3 | 0 | 0 | 0 | 0.77429 | 1.5486 | 0 | 20.3125 | 10.5647 | 17.0341 | 17.0341 | 31.4556 | 0 | 0 | 2024: 31.4556; 2025: 0; 2026: 0; 2027: 0; 2028: 0; 2029: 0; 2030: 1.5486; 2031: 0; 2032: 0; 2033: 31.4556; 2034: 0; 2035: 0; 2036: 0; 2039: 0; 2040: 0
2018-04-24 04:00 | 4 | 3 | 3 | 0 | 0 | 0 | 0.81367 | 1.6273 | 0 | 20.3125 | 10.5647 | 17.0341 | 17.0341 | 33.0555 | 0 | 0 | 2024: 33.0555; 2025: 0; 2026: 0; 2027: 0; 2028: 0; 2029: 0; 2030: 1.6273; 2031: 0; 2032: 0; 2033: 33.0555; 2034: 0; 2035: 0; 2036: 0; 2039: 0; 2040: 0
2018-04-24 05:00 | 4 | 4 | 3 | 0 | 0 | 0 | 0.96558 | 1.9312 | 0 | 20.3125 | 10.5647 | 17.0341 | 17.0341 | 39.2268 | 0 | 0 | 2024: 39.2268; 2025: 0; 2026: 0; 2027: 0; 2028: 0; 2029: 0; 2030: 1.9312; 2031: 0; 2032: 0; 2033: 39.2268; 2034: 0; 2035: 0; 2036: 0; 2039: 0; 2040: 0
2018-04-24 06:00 | 4 | 5 | 3 | 0 | 0 | 0.032139 | 1.1104 | 2.2208 | 0.25711 | 20.3125 | 10.5647 | 17.0341 | 17.0341 | 45.1091 | 0.25711 | 0 | 2024: 39.8866; 2025: 5.2225; 2026: 0; 2027: 4.3796; 2028: 0; 2029: 0; 2030: 1.9636; 2031: 0; 2032: 0; 2033: 39.8866; 2034: 5.2225; 2035: 0; 2036: 4.3796; 2039: 0.032139; 2040: 0.039831
2018-04-24 07:00 | 4 | 6 | 3 | 0 | 0 | 0.19828 | 1.1473 | 2.2945 | 1.5862 | 20.3125 | 10.5647 | 17.0341 | 17.0341 | 46.6077 | 1.5862 | 0 | 2024: 14.3872; 2025: 32.2205; 2026: 0; 2027: 27.0202; 2028: 0; 2029: 0; 2030: 0.70829; 2031: 0; 2032: 0; 2033: 14.3872; 2034: 32.2205; 2035: 0; 2036: 27.0202; 2039: 0.19828; 2040: 0.21764
2018-04-24 08:00 | 4 | 7 | 3 | 0 | 0 | 0.39357 | 1.0645 | 2.129 | 3.1485 | 20.3125 | 10.5647 | 17.0341 | 17.0341 | 43.2455 | 2.129 | 1.0195 | 2024: 0; 2025: 43.2455; 2026: 10.7711; 2027: 53.6328; 2028: 1.0195; 2029: 1.0195; 2030: 0; 2031: 0; 2032: 0; 2033: 0; 2034: 43.2455; 2035: 0; 2036: 53.6328; 2039: 0.39357; 2040: 0.42777
2018-04-24 09:00 | 4 | 8 | 3 | 0 | 0 | 0.54147 | 0.94767 | 1.8953 | 4.3318 | 20.3125 | 10.5647 | 17.0341 | 17.0341 | 38.4991 | 1.8953 | 2.4364 | 2024: 0; 2025: 38.4991; 2026: 25.7402; 2027: 73.788; 2028: 2.4364; 2029: 3.456; 2030: 0; 2031: 0; 2032: 0; 2033: 0; 2034: 38.4991; 2035: 0; 2036: 73.788; 2039: 0.54147; 2040: 0.58722
2018-04-24 10:00 | 4 | 9 | 3 | 0 | 0 | 0.65609 | 0.88998 | 1.78 | 5.2487 | 20.3125 | 10.5647 | 17.0341 | 17.0341 | 36.1555 | 1.78 | 3.4688 | 2024: 0; 2025: 36.1555; 2026: 36.6466; 2027: 89.4076; 2028: 3.4688; 2029: 6.9247; 2030: 0; 2031: 0; 2032: 0; 2033: 0; 2034: 36.1555; 2035: 0; 2036: 89.4076; 2039: 0.65609; 2040: 0.70459
2018-04-24 11:00 | 4 | 10 | 3 | 0 | 0 | 0.72705 | 0.9138 | 1.8276 | 5.8164 | 20.3125 | 10.5647 | 17.0341 | 17.0341 | 37.123 | 1.8276 | 3.9888 | 2024: 0; 2025: 37.123; 2026: 42.1407; 2027: 99.0774; 2028: 3.9888; 2029: 10.9135; 2030: 0; 2031: 0; 2032: 0; 2033: 0; 2034: 37.123; 2035: 0; 2036: 99.0774; 2039: 0.72705; 2040: 0.76818
2018-04-24 12:00 | 4 | 11 | 3 | 0 | 0 | 0.75525 | 0.83503 | 1.6701 | 6.042 | 20.3125 | 10.5647 | 17.0341 | 17.0341 | 33.923 | 1.6701 | 4.3719 | 2024: 0; 2025: 33.923; 2026: 46.1883; 2027: 102.92; 2028: 1.5865; 2029: 12.5; 2030: 0; 2031: 0; 2032: 2.7855; 2033: 0; 2034: 33.923; 2035: 29.4277; 2036: 102.92; 2039: 0.75525; 2040: 0.76923
2018-04-24 13:00 | 4 | 12 | 3 | 0 | 0 | 0.73509 | 0.77854 | 1.5571 | 5.8807 | 20.3125 | 10.5647 | 17.0341 | 17.0341 | 31.6281 | 1.5571 | 4.3236 | 2024: 0; 2025: 31.6281; 2026: 45.6782; 2027: 100.173; 2028: 0; 2029: 12.5; 2030: 0; 2031: 0; 2032: 4.3236; 2033: 0; 2034: 31.6281; 2035: 45.6782; 2036: 100.173; 2039: 0.73509; 2040: 0.74939
2018-04-24 14:00 | 4 | 13 | 3 | 0 | 0 | 0.67164 | 0.74887 | 1.4977 | 5.3731 | 20.3125 | 10.5647 | 17.0341 | 17.0341 | 30.4229 | 1.4977 | 3.8754 | 2024: 0; 2025: 30.4229; 2026: 40.9422; 2027: 91.5262; 2028: 0; 2029: 12.5; 2030: 0; 2031: 0; 2032: 3.8754; 2033: 0; 2034: 30.4229; 2035: 40.9422; 2036: 91.5262; 2039: 0.67164; 2040: 0.68071
2018-04-24 15:00 | 4 | 14 | 3 | 0 | 0 | 0.56769 | 0.79506 | 1.5901 | 4.5415 | 20.3125 | 10.5647 | 17.0341 | 17.0341 | 32.2992 | 1.5901 | 2.9514 | 2024: 0; 2025: 32.2992; 2026: 31.181; 2027: 77.3612; 2028: 0; 2029: 12.5; 2030: 0; 2031: 0; 2032: 2.9514; 2033: 0; 2034: 32.2992; 2035: 31.181; 2036: 77.3612; 2039: 0.56769; 2040: 0.57048
2018-04-24 16:00 | 4 | 15 | 3 | 0 | 1 | 0.41688 | 0.94175 | 1.8835 | 3.335 | 21.7915 | 12.0437 | 17.0341 | 17.0341 | 41.0444 | 1.8835 | 1.4515 | 2024: 0; 2025: 41.0444; 2026: 17.4817; 2027: 56.8094; 2028: 0; 2029: 12.5; 2030: 0; 2031: 0; 2032: 1.4515; 2033: 0; 2034: 41.0444; 2035: 17.4817; 2036: 56.8094; 2039: 0.41688; 2040: 0.42138
2018-04-24 17:00 | 4 | 16 | 3 | 0 | 1 | 0.22465 | 0.9627 | 1.9254 | 1.7972 | 21.7915 | 12.0437 | 17.0341 | 17.0341 | 41.9573 | 1.7972 | 0 | 2024: 2.7942; 2025: 39.1631; 2026: 0; 2027: 30.6134; 2028: 0; 2029: 12.5; 2030: 0.12822; 2031: 0.12822; 2032: 0; 2033: 0; 2034: 41.9573; 2035: 0; 2036: 30.6134; 2039: 0.22465; 2040: 0.22503
2018-04-24 18:00 | 4 | 17 | 3 | 0 | 1 | 0.04594 | 1.0106 | 2.0213 | 0.36752 | 21.7915 | 12.0437 | 17.0341 | 17.0341 | 44.046 | 0.36752 | 0 | 2024: 36.0373; 2025: 8.0088; 2026: 0; 2027: 6.2603; 2028: 0; 2029: 12.3606; 2030: 1.6537; 2031: 1.6537; 2032: 0; 2033: 0; 2034: 44.046; 2035: 0; 2036: 6.2603; 2039: 0.04594; 2040: 0.049739
2018-04-24 19:00 | 4 | 18 | 3 | 0 | 1 | 0 | 1.0281 | 2.0563 | 0 | 21.7915 | 12.0437 | 17.0341 | 17.0341 | 44.8092 | 0 | 0 | 2024: 44.8092; 2025: 0; 2026: 0; 2027: 0; 2028: 0; 2029: 10.5631; 2030: 2.0563; 2031: 2.0563; 2032: 0; 2033: 0; 2034: 44.8092; 2035: 0; 2036: 0; 2039: 0; 2040: 0
2018-04-24 20:00 | 4 | 19 | 3 | 0 | 0 | 0 | 1.0978 | 2.1955 | 0 | 20.3125 | 10.5647 | 17.0341 | 17.0341 | 44.5961 | 0 | 0 | 2024: 44.5961; 2025: 0; 2026: 0; 2027: 0; 2028: 0; 2029: 8.328; 2030: 2.1955; 2031: 2.1955; 2032: 0; 2033: 0; 2034: 44.5961; 2035: 0; 2036: 0; 2039: 0; 2040: 0
2018-04-24 21:00 | 4 | 20 | 3 | 0 | 0 | 0 | 0.95479 | 1.9096 | 0 | 20.3125 | 10.5647 | 17.0341 | 17.0341 | 38.7883 | 0 | 0 | 2024: 38.7883; 2025: 0; 2026: 0; 2027: 0; 2028: 0; 2029: 5.9416; 2030: 1.9096; 2031: 1.9096; 2032: 0; 2033: 0; 2034: 38.7883; 2035: 0; 2036: 0; 2039: 0; 2040: 0
2018-04-24 22:00 | 4 | 21 | 3 | 0 | 0 | 0 | 0.74917 | 1.4983 | 0 | 20.3125 | 10.5647 | 17.0341 | 17.0341 | 30.4351 | 0 | 0 | 2024: 30.4351; 2025: 0; 2026: 0; 2027: 0; 2028: 0; 2029: 3.866; 2030: 1.4983; 2031: 1.4983; 2032: 0; 2033: 0; 2034: 30.4351; 2035: 0; 2036: 0; 2039: 0; 2040: 0
2018-04-24 23:00 | 4 | 22 | 3 | 0 | 0 | 0 | 0.6527 | 1.3054 | 0 | 20.3125 | 10.5647 | 17.0341 | 17.0341 | 26.5158 | 0 | 0 | 2024: 26.5158; 2025: 0; 2026: 0; 2027: 0; 2028: 0; 2029: 2.2373; 2030: 1.3054; 2031: 1.3054; 2032: 0; 2033: 0; 2034: 26.5158; 2035: 0; 2036: 0; 2039: 0; 2040: 0
2018-04-25 | 4 | 23 | 3 | 0 | 0 | 0 | 0.63742 | 1.2748 | 0 | 20.3125 | 10.5647 | 17.0341 | 17.0341 | 25.895 | 0 | 0 | 2024: 25.895; 2025: 0; 2026: 0; 2027: 0; 2028: 0; 2029: 0.81843; 2030: 1.2748; 2031: 0.75296; 2032: 0; 2033: 10.6006; 2034: 15.2944; 2035: 0; 2036: 0; 2039: 0; 2040: 0
2018-04-25 01:00 | 4 | 0 | 4 | 0 | 0 | 0 | 0.65558 | 1.3112 | 0 | 20.3125 | 10.5647 | 17.0341 | 17.0341 | 26.6329 | 0 | 0 | 2024: 26.6329; 2025: 0; 2026: 0; 2027: 0; 2028: 0; 2029: 0; 2030: 1.3112; 2031: 0; 2032: 0; 2033: 26.6329; 2034: 0; 2035: 0; 2036: 0; 2039: 0; 2040: 0
2018-04-25 02:00 | 4 | 1 | 4 | 0 | 0 | 0 | 0.69617 | 1.3923 | 0 | 20.3125 | 10.5647 | 17.0341 | 17.0341 | 28.282 | 0 | 0 | 2024: 28.282; 2025: 0; 2026: 0; 2027: 0; 2028: 0; 2029: 0; 2030: 1.3923; 2031: 0; 2032: 0; 2033: 28.282; 2034: 0; 2035: 0; 2036: 0; 2039: 0; 2040: 0
2018-04-25 03:00 | 4 | 2 | 4 | 0 | 0 | 0 | 0.74321 | 1.4864 | 0 | 20.3125 | 10.5647 | 17.0341 | 17.0341 | 30.1929 | 0 | 0 | 2024: 30.1929; 2025: 0; 2026: 0; 2027: 0; 2028: 0; 2029: 0; 2030: 1.4864; 2031: 0; 2032: 0; 2033: 30.1929; 2034: 0; 2035: 0; 2036: 0; 2039: 0; 2040: 0
2018-04-25 04:00 | 4 | 3 | 4 | 0 | 0 | 0 | 0.80978 | 1.6196 | 0 | 20.3125 | 10.5647 | 17.0341 | 17.0341 | 32.8972 | 0 | 0 | 2024: 32.8972; 2025: 0; 2026: 0; 2027: 0; 2028: 0; 2029: 0; 2030: 1.6196; 2031: 0; 2032: 0; 2033: 32.8972; 2034: 0; 2035: 0; 2036: 0; 2039: 0; 2040: 0
2018-04-25 05:00 | 4 | 4 | 4 | 0 | 0 | 0 | 0.99624 | 1.9925 | 0 | 20.3125 | 10.5647 | 17.0341 | 17.0341 | 40.4723 | 0 | 0 | 2024: 40.4723; 2025: 0; 2026: 0; 2027: 0; 2028: 0; 2029: 0; 2030: 1.9925; 2031: 0; 2032: 0; 2033: 40.4723; 2034: 0; 2035: 0; 2036: 0; 2039: 0; 2040: 0
2018-04-25 06:00 | 4 | 5 | 4 | 0 | 0 | 0.036339 | 1.0941 | 2.1881 | 0.29071 | 20.3125 | 10.5647 | 17.0341 | 17.0341 | 44.4468 | 0.29071 | 0 | 2024: 38.5417; 2025: 5.9051; 2026: 0; 2027: 4.952; 2028: 0; 2029: 0; 2030: 1.8974; 2031: 0; 2032: 0; 2033: 38.5417; 2034: 5.9051; 2035: 0; 2036: 4.952; 2039: 0.036339; 2040: 0.044857
2018-04-25 07:00 | 4 | 6 | 4 | 0 | 0 | 0.21268 | 0.98848 | 1.977 | 1.7015 | 20.3125 | 10.5647 | 17.0341 | 17.0341 | 40.1572 | 1.7015 | 0 | 2024: 5.5964; 2025: 34.5608; 2026: 0; 2027: 28.9828; 2028: 0; 2029: 0; 2030: 0.27551; 2031: 0; 2032: 0; 2033: 5.5964; 2034: 34.5608; 2035: 0; 2036: 28.9828; 2039: 0.21268; 2040: 0.17407
2018-04-25 08:00 | 4 | 7 | 4 | 0 | 0 | 0.41449 | 0.94973 | 1.8995 | 3.316 | 20.3125 | 10.5647 | 17.0341 | 17.0341 | 38.5829 | 1.8995 | 1.4165 | 2024: 0; 2025: 38.5829; 2026: 14.9648; 2027: 56.4844; 2028: 1.4165; 2029: 1.4165; 2030: 0; 2031: 0; 2032: 0; 2033: 0; 2034: 38.5829; 2035: 0; 2036: 56.4844; 2039: 0.41449; 2040: 0.39533
2018-04-25 09:00 | 4 | 8 | 4 | 0 | 0 | 0.56351 | 0.91985 | 1.8397 | 4.508 | 20.3125 | 10.5647 | 17.0341 | 17.0341 | 37.3689 | 1.8397 | 2.6683 | 2024: 0; 2025: 37.3689; 2026: 28.1903; 2027: 76.7906; 2028: 2.6683; 2029: 4.0848; 2030: 0; 2031: 0; 2032: 0; 2033: 0; 2034: 37.3689; 2035: 0; 2036: 76.7906; 2039: 0.56351; 2040: 0.48116
2018-04-25 10:00 | 4 | 9 | 4 | 0 | 0 | 0.67622 | 0.84374 | 1.6875 | 5.4097 | 20.3125 | 10.5647 | 17.0341 | 17.0341 | 34.2769 | 1.6875 | 3.7223 | 2024: 0; 2025: 34.2769; 2026: 39.3246; 2027: 92.1502; 2028: 3.7223; 2029: 7.8071; 2030: 0; 2031: 0; 2032: 0; 2033: 0; 2034: 34.2769; 2035: 0; 2036: 92.1502; 2039: 0.67622; 2040: 0.44056
2018-04-25 11:00 | 4 | 10 | 4 | 0 | 0 | 0.7461 | 0.79996 | 1.5999 | 5.9688 | 20.3125 | 10.5647 | 17.0341 | 17.0341 | 32.4983 | 1.5999 | 4.3689 | 2024: 0; 2025: 32.4983; 2026: 46.1564; 2027: 101.6738; 2028: 4.3689; 2029: 12.176; 2030: 0; 2031: 0; 2032: 0; 2033: 0; 2034: 32.4983; 2035: 0; 2036: 101.6738; 2039: 0.7461; 2040: 0.68579
2018-04-25 12:00 | 4 | 11 | 4 | 0 | 0 | 0.77107 | 0.79789 | 1.5958 | 6.1686 | 20.3125 | 10.5647 | 17.0341 | 17.0341 | 32.4144 | 1.5958 | 4.5728 | 2024: 0; 2025: 32.4144; 2026: 48.3102; 2027: 105.0763; 2028: 0.32401; 2029: 12.5; 2030: 0; 2031: 0; 2032: 4.2488; 2033: 0; 2034: 32.4144; 2035: 44.8871; 2036: 105.0763; 2039: 0.77107; 2040: 0.47678
2018-04-25 13:00 | 4 | 12 | 4 | 0 | 0 | 0.75038 | 0.80908 | 1.6182 | 6.003 | 20.3125 | 10.5647 | 17.0341 | 17.0341 | 32.8689 | 1.6182 | 4.3849 | 2024: 0; 2025: 32.8689; 2026: 46.3251; 2027: 102.2566; 2028: 0; 2029: 12.5; 2030: 0; 2031: 0; 2032: 4.3849; 2033: 0; 2034: 32.8689; 2035: 46.3251; 2036: 102.2566; 2039: 0.75038; 2040: 0.41274
2018-04-25 14:00 | 4 | 13 | 4 | 0 | 0 | 0.68515 | 0.78055 | 1.5611 | 5.4812 | 20.3125 | 10.5647 | 17.0341 | 17.0341 | 31.7097 | 1.5611 | 3.9201 | 2024: 0; 2025: 31.7097; 2026: 41.4149; 2027: 93.3676; 2028: 0; 2029: 12.5; 2030: 0; 2031: 0; 2032: 3.9201; 2033: 0; 2034: 31.7097; 2035: 41.4149; 2036: 93.3676; 2039: 0.68515; 2040: 0.54723
2018-04-25 15:00 | 4 | 14 | 4 | 0 | 0 | 0.57476 | 0.84644 | 1.6929 | 4.5981 | 20.3125 | 10.5647 | 17.0341 | 17.0341 | 34.3868 | 1.6929 | 2.9052 | 2024: 0; 2025: 34.3868; 2026: 30.6928; 2027: 78.3248; 2028: 0; 2029: 12.5; 2030: 0; 2031: 0; 2032: 2.9052; 2033: 0; 2034: 34.3868; 2035: 30.6928; 2036: 78.3248; 2039: 0.57476; 2040: 0.30992
2018-04-25 16:00 | 4 | 15 | 4 | 0 | 1 | 0.42292 | 0.98841 | 1.9768 | 3.3833 | 21.7915 | 12.0437 | 17.0341 | 17.0341 | 43.0777 | 1.9768 | 1.4065 | 2024: 0; 2025: 43.0777; 2026: 16.9397; 2027: 57.6322; 2028: 0; 2029: 12.5; 2030: 0; 2031: 0; 2032: 1.4065; 2033: 0; 2034: 43.0777; 2035: 16.9397; 2036: 57.6322; 2039: 0.42292; 2040: 0.30165
2018-04-25 17:00 | 4 | 16 | 4 | 0 | 1 | 0.22711 | 1.053 | 2.106 | 1.8169 | 21.7915 | 12.0437 | 17.0341 | 17.0341 | 45.8929 | 1.8169 | 0 | 2024: 6.2998; 2025: 39.593; 2026: 0; 2027: 30.9494; 2028: 0; 2029: 12.5; 2030: 0.2891; 2031: 0.2891; 2032: 0; 2033: 0; 2034: 45.8929; 2035: 0; 2036: 30.9494; 2039: 0.22711; 2040: 0.12468
2018-04-25 18:00 | 4 | 17 | 4 | 0 | 1 | 0.048925 | 1.008 | 2.016 | 0.3914 | 21.7915 | 12.0437 | 17.0341 | 17.0341 | 43.931 | 0.3914 | 0 | 2024: 35.4019; 2025: 8.5291; 2026: 0; 2027: 6.6671; 2028: 0; 2029: 12.1858; 2030: 1.6246; 2031: 1.6246; 2032: 0; 2033: 0; 2034: 43.931; 2035: 0; 2036: 6.6671; 2039: 0.048925; 2040: 0.040002
2018-04-25 19:00 | 4 | 18 | 4 | 0 | 1 | 0 | 1.0186 | 2.0372 | 0 | 21.7915 | 12.0437 | 17.0341 | 17.0341 | 44.3929 | 0 | 0 | 2024: 44.3929; 2025: 0; 2026: 0; 2027: 0; 2028: 0; 2029: 10.4199; 2030: 2.0372; 2031: 2.0372; 2032: 0; 2033: 0; 2034: 44.3929; 2035: 0; 2036: 0; 2039: 0; 2040: 0
2018-04-25 20:00 | 4 | 19 | 4 | 0 | 0 | 0 | 1.0465 | 2.0931 | 0 | 20.3125 | 10.5647 | 17.0341 | 17.0341 | 42.5155 | 0 | 0 | 2024: 42.5155; 2025: 0; 2026: 0; 2027: 0; 2028: 0; 2029: 8.2056; 2030: 2.0931; 2031: 2.0931; 2032: 0; 2033: 0; 2034: 42.5155; 2035: 0; 2036: 0; 2039: 0; 2040: 0
2018-04-25 21:00 | 4 | 20 | 4 | 0 | 0 | 0 | 0.81953 | 1.6391 | 0 | 20.3125 | 10.5647 | 17.0341 | 17.0341 | 33.2934 | 0 | 0 | 2024: 33.2934; 2025: 0; 2026: 0; 2027: 0; 2028: 0; 2029: 5.9305; 2030: 1.6391; 2031: 1.6391; 2032: 0; 2033: 0; 2034: 33.2934; 2035: 0; 2036: 0; 2039: 0; 2040: 0
2018-04-25 22:00 | 4 | 21 | 4 | 0 | 0 | 0 | 0.66246 | 1.3249 | 0 | 20.3125 | 10.5647 | 17.0341 | 17.0341 | 26.9126 | 0 | 0 | 2024: 26.9126; 2025: 0; 2026: 0; 2027: 0; 2028: 0; 2029: 4.1489; 2030: 1.3249; 2031: 1.3249; 2032: 0; 2033: 0; 2034: 26.9126; 2035: 0; 2036: 0; 2039: 0; 2040: 0
2018-04-25 23:00 | 4 | 22 | 4 | 0 | 0 | 0 | 0.6212 | 1.2424 | 0 | 20.3125 | 10.5647 | 17.0341 | 17.0341 | 25.2361 | 0 | 0 | 2024: 25.2361; 2025: 0; 2026: 0; 2027: 0; 2028: 0; 2029: 2.7088; 2030: 1.2424; 2031: 1.2424; 2032: 0; 2033: 0; 2034: 25.2361; 2035: 0; 2036: 0; 2039: 0; 2040: 0
2018-04-26 | 4 | 23 | 4 | 0 | 0 | 0 | 0.56562 | 1.1312 | 0 | 20.3125 | 10.5647 | 17.0341 | 17.0341 | 22.9784 | 0 | 0 | 2024: 22.9784; 2025: 0; 2026: 0; 2027: 0; 2028: 0; 2029: 1.3584; 2030: 1.1312; 2031: 1.1312; 2032: 0; 2033: 0; 2034: 22.9784; 2035: 0; 2036: 0; 2039: 0; 2040: 0
2018-04-26 01:00 | 4 | 0 | 5 | 0 | 0 | 0 | 0.56833 | 1.1367 | 0 | 20.3125 | 10.5647 | 17.0341 | 17.0341 | 23.0884 | 0 | 0 | 2024: 23.0884; 2025: 0; 2026: 0; 2027: 0; 2028: 0; 2029: 0.12877; 2030: 1.1367; 2031: 0.11846; 2032: 0; 2033: 20.6821; 2034: 2.4063; 2035: 0; 2036: 0; 2039: 0; 2040: 0
2018-04-26 02:00 | 4 | 1 | 5 | 0 | 0 | 0 | 0.61518 | 1.2304 | 0 | 20.3125 | 10.5647 | 17.0341 | 17.0341 | 24.9918 | 0 | 0 | 2024: 24.9918; 2025: 0; 2026: 0; 2027: 0; 2028: 0; 2029: 0; 2030: 1.2304; 2031: 0; 2032: 0; 2033: 24.9918; 2034: 0; 2035: 0; 2036: 0; 2039: 0; 2040: 0
2018-04-26 03:00 | 4 | 2 | 5 | 0 | 0 | 0 | 0.6465 | 1.293 | 0 | 20.3125 | 10.5647 | 17.0341 | 17.0341 | 26.264 | 0 | 0 | 2024: 26.264; 2025: 0; 2026: 0; 2027: 0; 2028: 0; 2029: 0; 2030: 1.293; 2031: 0; 2032: 0; 2033: 26.264; 2034: 0; 2035: 0; 2036: 0; 2039: 0; 2040: 0
2018-04-26 04:00 | 4 | 3 | 5 | 0 | 0 | 0 | 0.70654 | 1.4131 | 0 | 20.3125 | 10.5647 | 17.0341 | 17.0341 | 28.7031 | 0 | 0 | 2024: 28.7031; 2025: 0; 2026: 0; 2027: 0; 2028: 0; 2029: 0; 2030: 1.4131; 2031: 0; 2032: 0; 2033: 28.7031; 2034: 0; 2035: 0; 2036: 0; 2039: 0; 2040: 0
2018-04-26 05:00 | 4 | 4 | 5 | 0 | 0 | 0 | 0.84314 | 1.6863 | 0 | 20.3125 | 10.5647 | 17.0341 | 17.0341 | 34.2526 | 0 | 0 | 2024: 34.2526; 2025: 0; 2026: 0; 2027: 0; 2028: 0; 2029: 0; 2030: 1.6863; 2031: 0; 2032: 0; 2033: 34.2526; 2034: 0; 2035: 0; 2036: 0; 2039: 0; 2040: 0
2018-04-26 06:00 | 4 | 5 | 5 | 0 | 0 | 0.039514 | 0.94182 | 1.8836 | 0.31611 | 20.3125 | 10.5647 | 17.0341 | 17.0341 | 38.2616 | 0.31611 | 0 | 2024: 31.8405; 2025: 6.4211; 2026: 0; 2027: 5.3847; 2028: 0; 2029: 0; 2030: 1.5675; 2031: 0; 2032: 0; 2033: 31.8405; 2034: 6.4211; 2035: 0; 2036: 5.3847; 2039: 0.039514; 2040: 0.043386
2018-04-26 07:00 | 4 | 6 | 5 | 0 | 0 | 0.20914 | 0.94164 | 1.8833 | 1.6731 | 20.3125 | 10.5647 | 17.0341 | 17.0341 | 38.2541 | 1.6731 | 0 | 2024: 4.2689; 2025: 33.9853; 2026: 0; 2027: 28.5002; 2028: 0; 2029: 0; 2030: 0.21016; 2031: 0; 2032: 0; 2033: 4.2689; 2034: 33.9853; 2035: 0; 2036: 28.5002; 2039: 0.20914; 2040: 0.0317
2018-04-26 08:00 | 4 | 7 | 5 | 0 | 0 | 0.40089 | 0.94427 | 1.8885 | 3.2071 | 20.3125 | 10.5647 | 17.0341 | 17.0341 | 38.3611 | 1.8885 | 1.3186 | 2024: 0; 2025: 38.3611; 2026: 13.9303; 2027: 54.6304; 2028: 1.3186; 2029: 1.3186; 2030: 0; 2031: 0; 2032: 0; 2033: 0; 2034: 38.3611; 2035: 0; 2036: 54.6304; 2039: 0.40089; 2040: 0.081458
2018-04-26 09:00 | 4 | 8 | 5 | 0 | 0 | 0.54721 | 0.87983 | 1.7597 | 4.3777 | 20.3125 | 10.5647 | 17.0341 | 17.0341 | 35.7431 | 1.7597 | 2.618 | 2024: 0; 2025: 35.7431; 2026: 27.6587; 2027: 74.57; 2028: 2.618; 2029: 3.9366; 2030: 0; 2031: 0; 2032: 0; 2033: 0; 2034: 35.7431; 2035: 0; 2036: 74.57; 2039: 0.54721; 2040: 0.14976
2018-04-26 10:00 | 4 | 9 | 5 | 0 | 0 | 0.65029 | 0.78345 | 1.5669 | 5.2023 | 20.3125 | 10.5647 | 17.0341 | 17.0341 | 31.8278 | 1.5669 | 3.6354 | 2024: 0; 2025: 31.8278; 2026: 38.407; 2027: 88.6168; 2028: 3.6354; 2029: 7.572; 2030: 0; 2031: 0; 2032: 0; 2033: 0; 2034: 31.8278; 2035: 0; 2036: 88.6168; 2039: 0.65029; 2040: 0.22454
2018-04-26 11:00 | 4 | 10 | 5 | 0 | 0 | 0.7152 | 0.79549 | 1.591 | 5.7216 | 20.3125 | 10.5647 | 17.0341 | 17.0341 | 32.3166 | 1.591 | 4.1306 | 2024: 0; 2025: 32.3166; 2026: 43.6386; 2027: 97.462; 2028: 4.1306; 2029: 11.7026; 2030: 0; 2031: 0; 2032: 0; 2033: 0; 2034: 32.3166; 2035: 0; 2036: 97.462; 2039: 0.7152; 2040: 0.25177
2018-04-26 12:00 | 4 | 11 | 5 | 0 | 0 | 0.73499 | 0.76114 | 1.5223 | 5.8799 | 20.3125 | 10.5647 | 17.0341 | 17.0341 | 30.9214 | 1.5223 | 4.3577 | 2024: 0; 2025: 30.9214; 2026: 46.0374; 2027: 100.1597; 2028: 0.79742; 2029: 12.5; 2030: 0; 2031: 0; 2032: 3.5602; 2033: 0; 2034: 30.9214; 2035: 37.6129; 2036: 100.1597; 2039: 0.73499; 2040: 0.33256
2018-04-26 13:00 | 4 | 12 | 5 | 0 | 0 | 0.71322 | 0.78772 | 1.5754 | 5.7057 | 20.3125 | 10.5647 | 17.0341 | 17.0341 | 32.0013 | 1.5754 | 4.1303 | 2024: 0; 2025: 32.0013; 2026: 43.6354; 2027: 97.1923; 2028: 0; 2029: 12.5; 2030: 0; 2031: 0; 2032: 4.1303; 2033: 0; 2034: 32.0013; 2035: 43.6354; 2036: 97.1923; 2039: 0.71322; 2040: 0.28023
2018-04-26 14:00 | 4 | 13 | 5 | 0 | 0 | 0.65078 | 0.86707 | 1.7341 | 5.2063 | 20.3125 | 10.5647 | 17.0341 | 17.0341 | 35.2248 | 1.7341 | 3.4721 | 2024: 0; 2025: 35.2248; 2026: 36.6821; 2027: 88.6844; 2028: 0; 2029: 12.5; 2030: 0; 2031: 0; 2032: 3.4721; 2033: 0; 2034: 35.2248; 2035: 36.6821; 2036: 88.6844; 2039: 0.65078; 2040: 0.26391
2018-04-26 15:00 | 4 | 14 | 5 | 0 | 0 | 0.54837 | 0.98748 | 1.975 | 4.3869 | 20.3125 | 10.5647 | 17.0341 | 17.0341 | 40.1163 | 1.975 | 2.412 | 2024: 0; 2025: 40.1163; 2026: 25.4818; 2027: 74.7276; 2028: 0; 2029: 12.5; 2030: 0; 2031: 0; 2032: 2.412; 2033: 0; 2034: 40.1163; 2035: 25.4818; 2036: 74.7276; 2039: 0.54837; 2040: 0.25585
2018-04-26 16:00 | 4 | 15 | 5 | 0 | 1 | 0.40002 | 1.1273 | 2.2546 | 3.2002 | 21.7915 | 12.0437 | 17.0341 | 17.0341 | 49.1312 | 2.2546 | 0.94556 | 2024: 0; 2025: 49.1312; 2026: 11.3881; 2027: 54.5121; 2028: 0; 2029: 12.5; 2030: 0; 2031: 0; 2032: 0.94556; 2033: 0; 2034: 49.1312; 2035: 11.3881; 2036: 54.5121; 2039: 0.40002; 2040: 0.17106
2018-04-26 17:00 | 4 | 16 | 5 | 0 | 1 | 0.21645 | 1.2506 | 2.5012 | 1.7316 | 21.7915 | 12.0437 | 17.0341 | 17.0341 | 54.5041 | 1.7316 | 0 | 2024: 16.7696; 2025: 37.7345; 2026: 0; 2027: 29.4966; 2028: 0; 2029: 12.5; 2030: 0.76955; 2031: 0.76955; 2032: 0; 2033: 0; 2034: 54.5041; 2035: 0; 2036: 29.4966; 2039: 0.21645; 2040: 0.043382
2018-04-26 18:00 | 4 | 17 | 5 | 0 | 1 | 0.048274 | 1.2237 | 2.4475 | 0.38619 | 21.7915 | 12.0437 | 17.0341 | 17.0341 | 53.3341 | 0.38619 | 0 | 2024: 44.9184; 2025: 8.4157; 2026: 0; 2027: 6.5785; 2028: 0; 2029: 11.6635; 2030: 2.0613; 2031: 2.0613; 2032: 0; 2033: 0; 2034: 53.3341; 2035: 0; 2036: 6.5785; 2039: 0.048274; 2040: 0.01255
2018-04-26 19:00 | 4 | 18 | 5 | 0 | 1 | 0 | 1.125 | 2.2501 | 0 | 21.7915 | 12.0437 | 17.0341 | 17.0341 | 49.0321 | 0 | 0 | 2024: 49.0321; 2025: 0; 2026: 0; 2027: 0; 2028: 0; 2029: 9.423; 2030: 2.2501; 2031: 2.2501; 2032: 0; 2033: 0; 2034: 49.0321; 2035: 0; 2036: 0; 2039: 0; 2040: 0
2018-04-26 20:00 | 4 | 19 | 5 | 0 | 0 | 0 | 1.0743 | 2.1486 | 0 | 20.3125 | 10.5647 | 17.0341 | 17.0341 | 43.643 | 0 | 0 | 2024: 43.643; 2025: 0; 2026: 0; 2027: 0; 2028: 0; 2029: 6.9773; 2030: 2.1486; 2031: 2.1486; 2032: 0; 2033: 0; 2034: 43.643; 2035: 0; 2036: 0; 2039: 0; 2040: 0
2018-04-26 21:00 | 4 | 20 | 5 | 0 | 0 | 0 | 0.82007 | 1.6401 | 0 | 20.3125 | 10.5647 | 17.0341 | 17.0341 | 33.3153 | 0 | 0 | 2024: 33.3153; 2025: 0; 2026: 0; 2027: 0; 2028: 0; 2029: 4.6419; 2030: 1.6401; 2031: 1.6401; 2032: 0; 2033: 0; 2034: 33.3153; 2035: 0; 2036: 0; 2039: 0; 2040: 0
2018-04-26 22:00 | 4 | 21 | 5 | 0 | 0 | 0 | 0.64432 | 1.2886 | 0 | 20.3125 | 10.5647 | 17.0341 | 17.0341 | 26.1756 | 0 | 0 | 2024: 26.1756; 2025: 0; 2026: 0; 2027: 0; 2028: 0; 2029: 2.8591; 2030: 1.2886; 2031: 1.2886; 2032: 0; 2033: 0; 2034: 26.1756; 2035: 0; 2036: 0; 2039: 0; 2040: 0
2018-04-26 23:00 | 4 | 22 | 5 | 0 | 0 | 0 | 0.52528 | 1.0506 | 0 | 20.3125 | 10.5647 | 17.0341 | 17.0341 | 21.3397 | 0 | 0 | 2024: 21.3397; 2025: 0; 2026: 0; 2027: 0; 2028: 0; 2029: 1.4584; 2030: 1.0506; 2031: 1.0506; 2032: 0; 2033: 0; 2034: 21.3397; 2035: 0; 2036: 0; 2039: 0; 2040: 0
2018-04-27 | 4 | 23 | 5 | 0 | 0 | 0 | 0.47923 | 0.95845 | 0 | 20.3125 | 10.5647 | 17.0341 | 17.0341 | 19.4686 | 0 | 0 | 2024: 19.4686; 2025: 0; 2026: 0; 2027: 0; 2028: 0; 2029: 0.3165; 2030: 0.95845; 2031: 0.29118; 2032: 0; 2033: 13.5541; 2034: 5.9146; 2035: 0; 2036: 0; 2039: 0; 2040: 0
2018-04-27 01:00 | 4 | 0 | 6 | 0 | 0 | 0 | 0.46662 | 0.93323 | 0 | 20.3125 | 10.5647 | 17.0341 | 17.0341 | 18.9563 | 0 | 0 | 2024: 18.9563; 2025: 0; 2026: 0; 2027: 0; 2028: 0; 2029: 0; 2030: 0.93323; 2031: 0; 2032: 0; 2033: 18.9563; 2034: 0; 2035: 0; 2036: 0; 2039: 0; 2040: 0
2018-04-27 02:00 | 4 | 1 | 6 | 0 | 0 | 0 | 0.48806 | 0.97612 | 0 | 20.3125 | 10.5647 | 17.0341 | 17.0341 | 19.8273 | 0 | 0 | 2024: 19.8273; 2025: 0; 2026: 0; 2027: 0; 2028: 0; 2029: 0; 2030: 0.97612; 2031: 0; 2032: 0; 2033: 19.8273; 2034: 0; 2035: 0; 2036: 0; 2039: 0; 2040: 0
2018-04-27 03:00 | 4 | 2 | 6 | 0 | 0 | 0 | 0.53483 | 1.0697 | 0 | 20.3125 | 10.5647 | 17.0341 | 17.0341 | 21.7275 | 0 | 0 | 2024: 21.7275; 2025: 0; 2026: 0; 2027: 0; 2028: 0; 2029: 0; 2030: 1.0697; 2031: 0; 2032: 0; 2033: 21.7275; 2034: 0; 2035: 0; 2036: 0; 2039: 0; 2040: 0
2018-04-27 04:00 | 4 | 3 | 6 | 0 | 0 | 0 | 0.57986 | 1.1597 | 0 | 20.3125 | 10.5647 | 17.0341 | 17.0341 | 23.5569 | 0 | 0 | 2024: 23.5569; 2025: 0; 2026: 0; 2027: 0; 2028: 0; 2029: 0; 2030: 1.1597; 2031: 0; 2032: 0; 2033: 23.5569; 2034: 0; 2035: 0; 2036: 0; 2039: 0; 2040: 0
2018-04-27 05:00 | 4 | 4 | 6 | 0 | 0 | 0 | 0.76414 | 1.5283 | 0 | 20.3125 | 10.5647 | 17.0341 | 17.0341 | 31.0432 | 0 | 0 | 2024: 31.0432; 2025: 0; 2026: 0; 2027: 0; 2028: 0; 2029: 0; 2030: 1.5283; 2031: 0; 2032: 0; 2033: 31.0432; 2034: 0; 2035: 0; 2036: 0; 2039: 0; 2040: 0
2018-04-27 06:00 | 4 | 5 | 6 | 0 | 0 | 0.039907 | 0.87179 | 1.7436 | 0.31925 | 20.3125 | 10.5647 | 17.0341 | 17.0341 | 35.4163 | 0.31925 | 0 | 2024: 28.9315; 2025: 6.4848; 2026: 0; 2027: 5.4382; 2028: 0; 2029: 0; 2030: 1.4243; 2031: 0; 2032: 0; 2033: 28.9315; 2034: 6.4848; 2035: 0; 2036: 5.4382; 2039: 0.039907; 2040: 0.0444
2018-04-27 07:00 | 4 | 6 | 6 | 0 | 0 | 0.21275 | 0.86384 | 1.7277 | 1.702 | 20.3125 | 10.5647 | 17.0341 | 17.0341 | 35.0936 | 1.702 | 0 | 2024: 0.52159; 2025: 34.572; 2026: 0; 2027: 28.9922; 2028: 0; 2029: 0; 2030: 0.025678; 2031: 0; 2032: 0; 2033: 0.52159; 2034: 34.572; 2035: 0; 2036: 28.9922; 2039: 0.21275; 2040: 0.23056
2018-04-27 08:00 | 4 | 7 | 6 | 0 | 0 | 0.40616 | 0.8147 | 1.6294 | 3.2493 | 20.3125 | 10.5647 | 17.0341 | 17.0341 | 33.0972 | 1.6294 | 1.6199 | 2024: 0; 2025: 33.0972; 2026: 17.1137; 2027: 55.3488; 2028: 1.6199; 2029: 1.6199; 2030: 0; 2031: 0; 2032: 0; 2033: 0; 2034: 33.0972; 2035: 0; 2036: 55.3488; 2039: 0.40616; 2040: 0.44868
2018-04-27 09:00 | 4 | 8 | 6 | 0 | 0 | 0.55048 | 0.89378 | 1.7876 | 4.4039 | 20.3125 | 10.5647 | 17.0341 | 17.0341 | 36.3098 | 1.7876 | 2.6163 | 2024: 0; 2025: 36.3098; 2026: 27.6406; 2027: 75.0162; 2028: 2.6163; 2029: 4.2362; 2030: 0; 2031: 0; 2032: 0; 2033: 0; 2034: 36.3098; 2035: 0; 2036: 75.0162; 2039: 0.55048; 2040: 0.61311
2018-04-27 10:00 | 4 | 9 | 6 | 0 | 0 | 0.65655 | 0.95577 | 1.9115 | 5.2524 | 20.3125 | 10.5647 | 17.0341 | 17.0341 | 38.8283 | 1.9115 | 3.3409 | 2024: 0; 2025: 38.8283; 2026: 35.2955; 2027: 89.4705; 2028: 3.3409; 2029: 7.5771; 2030: 0; 2031: 0; 2032: 0; 2033: 0; 2034: 38.8283; 2035: 0; 2036: 89.4705; 2039: 0.65655; 2040: 0.73273
2018-04-27 11:00 | 4 | 10 | 6 | 0 | 0 | 0.71968 | 0.82412 | 1.6482 | 5.7574 | 20.3125 | 10.5647 | 17.0341 | 17.0341 | 33.4799 | 1.6482 | 4.1092 | 2024: 0; 2025: 33.4799; 2026: 43.4126; 2027: 98.0731; 2028: 4.1092; 2029: 11.6863; 2030: 0; 2031: 0; 2032: 0; 2033: 0; 2034: 33.4799; 2035: 0; 2036: 98.0731; 2039: 0.71968; 2040: 0.76923
2018-04-27 12:00 | 4 | 11 | 6 | 0 | 0 | 0.73562 | 0.78029 | 1.5606 | 5.885 | 20.3125 | 10.5647 | 17.0341 | 17.0341 | 31.6992 | 1.5606 | 4.3244 | 2024: 0; 2025: 31.6992; 2026: 45.686; 2027: 100.2454; 2028: 0.81372; 2029: 12.5; 2030: 0; 2031: 0; 2032: 3.5107; 2033: 0; 2034: 31.6992; 2035: 37.0893; 2036: 100.2454; 2039: 0.73562; 2040: 0.75966
2018-04-27 13:00 | 4 | 12 | 6 | 0 | 0 | 0.70983 | 0.72373 | 1.4475 | 5.6786 | 20.3125 | 10.5647 | 17.0341 | 17.0341 | 29.4017 | 1.4475 | 4.2312 | 2024: 0; 2025: 29.4017; 2026: 44.7012; 2027: 96.7308; 2028: 0; 2029: 12.5; 2030: 0; 2031: 0; 2032: 4.2312; 2033: 0; 2034: 29.4017; 2035: 44.7012; 2036: 96.7308; 2039: 0.70983; 2040: 0.75667
2018-04-27 14:00 | 4 | 13 | 6 | 0 | 0 | 0.6464 | 0.69942 | 1.3988 | 5.1712 | 20.3125 | 10.5647 | 17.0341 | 17.0341 | 28.4139 | 1.3988 | 3.7724 | 2024: 0; 2025: 28.4139; 2026: 39.8542; 2027: 88.0872; 2028: 0; 2029: 12.5; 2030: 0; 2031: 0; 2032: 3.7724; 2033: 0; 2034: 28.4139; 2035: 39.8542; 2036: 88.0872; 2039: 0.6464; 2040: 0.65701
2018-04-27 15:00 | 4 | 14 | 6 | 0 | 0 | 0.54513 | 0.76419 | 1.5284 | 4.3611 | 20.3125 | 10.5647 | 17.0341 | 17.0341 | 31.0452 | 1.5284 | 2.8327 | 2024: 0; 2025: 31.0452; 2026: 29.9265; 2027: 74.2869; 2028: 0; 2029: 12.5; 2030: 0; 2031: 0; 2032: 2.8327; 2033: 0; 2034: 31.0452; 2035: 29.9265; 2036: 74.2869; 2039: 0.54513; 2040: 0.49952
2018-04-27 16:00 | 4 | 15 | 6 | 0 | 1 | 0.40215 | 0.88495 | 1.7699 | 3.2172 | 21.7915 | 12.0437 | 17.0341 | 17.0341 | 38.5687 | 1.7699 | 1.4473 | 2024: 0; 2025: 38.5687; 2026: 17.4314; 2027: 54.8029; 2028: 0; 2029: 12.5; 2030: 0; 2031: 0; 2032: 1.4473; 2033: 0; 2034: 38.5687; 2035: 17.4314; 2036: 54.8029; 2039: 0.40215; 2040: 0.41665
2018-04-27 17:00 | 4 | 16 | 6 | 0 | 1 | 0.21869 | 0.92392 | 1.8478 | 1.7495 | 21.7915 | 12.0437 | 17.0341 | 17.0341 | 40.267 | 1.7495 | 0 | 2024: 2.1422; 2025: 38.1248; 2026: 0; 2027: 29.8017; 2028: 0; 2029: 12.5; 2030: 0.098303; 2031: 0.098303; 2032: 0; 2033: 0; 2034: 40.267; 2035: 0; 2036: 29.8017; 2039: 0.21869; 2040: 0.20128
2018-04-27 18:00 | 4 | 17 | 6 | 0 | 1 | 0.050721 | 0.96452 | 1.929 | 0.40576 | 21.7915 | 12.0437 | 17.0341 | 17.0341 | 42.0368 | 0.40576 | 0 | 2024: 33.1946; 2025: 8.8422; 2026: 0; 2027: 6.9119; 2028: 0; 2029: 12.3931; 2030: 1.5233; 2031: 1.5233; 2032: 0; 2033: 0; 2034: 42.0368; 2035: 0; 2036: 6.9119; 2039: 0.050721; 2040: 0.054616
2018-04-27 19:00 | 4 | 18 | 6 | 0 | 1 | 0 | 1.0065 | 2.013 | 0 | 21.7915 | 12.0437 | 17.0341 | 17.0341 | 43.8658 | 0 | 0 | 2024: 43.8658; 2025: 0; 2026: 0; 2027: 0; 2028: 0; 2029: 10.7374; 2030: 2.013; 2031: 2.013; 2032: 0; 2033: 0; 2034: 43.8658; 2035: 0; 2036: 0; 2039: 0; 2040: 0
2018-04-27 20:00 | 4 | 19 | 6 | 0 | 0 | 0 | 1.0811 | 2.1622 | 0 | 20.3125 | 10.5647 | 17.0341 | 17.0341 | 43.9201 | 0 | 0 | 2024: 43.9201; 2025: 0; 2026: 0; 2027: 0; 2028: 0; 2029: 8.5494; 2030: 2.1622; 2031: 2.1622; 2032: 0; 2033: 0; 2034: 43.9201; 2035: 0; 2036: 0; 2039: 0; 2040: 0
2018-04-27 21:00 | 4 | 20 | 6 | 0 | 0 | 0 | 0.91803 | 1.8361 | 0 | 20.3125 | 10.5647 | 17.0341 | 17.0341 | 37.2951 | 0 | 0 | 2024: 37.2951; 2025: 0; 2026: 0; 2027: 0; 2028: 0; 2029: 6.1991; 2030: 1.8361; 2031: 1.8361; 2032: 0; 2033: 0; 2034: 37.2951; 2035: 0; 2036: 0; 2039: 0; 2040: 0
2018-04-27 22:00 | 4 | 21 | 6 | 0 | 0 | 0 | 0.70072 | 1.4014 | 0 | 20.3125 | 10.5647 | 17.0341 | 17.0341 | 28.4666 | 0 | 0 | 2024: 28.4666; 2025: 0; 2026: 0; 2027: 0; 2028: 0; 2029: 4.2034; 2030: 1.4014; 2031: 1.4014; 2032: 0; 2033: 0; 2034: 28.4666; 2035: 0; 2036: 0; 2039: 0; 2040: 0
2018-04-27 23:00 | 4 | 22 | 6 | 0 | 0 | 0 | 0.61109 | 1.2222 | 0 | 20.3125 | 10.5647 | 17.0341 | 17.0341 | 24.8255 | 0 | 0 | 2024: 24.8255; 2025: 0; 2026: 0; 2027: 0; 2028: 0; 2029: 2.6801; 2030: 1.2222; 2031: 1.2222; 2032: 0; 2033: 0; 2034: 24.8255; 2035: 0; 2036: 0; 2039: 0; 2040: 0
2018-04-28 | 4 | 23 | 6 | 0 | 0 | 0 | 0.55666 | 1.1133 | 0 | 20.3125 | 10.5647 | 17.0341 | 17.0341 | 22.6141 | 0 | 0 | 2024: 22.6141; 2025: 0; 2026: 0; 2027: 0; 2028: 0; 2029: 1.3517; 2030: 1.1133; 2031: 1.1133; 2032: 0; 2033: 0; 2034: 22.6141; 2035: 0; 2036: 0; 2039: 0; 2040: 0
2018-04-28 01:00 | 4 | 0 | 7 | 0 | 0 | 0 | 0.54333 | 1.0867 | 0 | 20.3125 | 10.5647 | 17.0341 | 17.0341 | 22.0727 | 0 | 0 | 2024: 22.0727; 2025: 0; 2026: 0; 2027: 0; 2028: 0; 2029: 0.14155; 2030: 1.0867; 2031: 0.13023; 2032: 0; 2033: 19.4274; 2034: 2.6453; 2035: 0; 2036: 0; 2039: 0; 2040: 0
2018-04-28 02:00 | 4 | 1 | 7 | 0 | 0 | 0 | 0.55207 | 1.1041 | 0 | 20.3125 | 10.5647 | 17.0341 | 17.0341 | 22.4278 | 0 | 0 | 2024: 22.4278; 2025: 0; 2026: 0; 2027: 0; 2028: 0; 2029: 0; 2030: 1.1041; 2031: 0; 2032: 0; 2033: 22.4278; 2034: 0; 2035: 0; 2036: 0; 2039: 0; 2040: 0
2018-04-28 03:00 | 4 | 2 | 7 | 0 | 0 | 0 | 0.56057 | 1.1211 | 0 | 20.3125 | 10.5647 | 17.0341 | 17.0341 | 22.7731 | 0 | 0 | 2024: 22.7731; 2025: 0; 2026: 0; 2027: 0; 2028: 0; 2029: 0; 2030: 1.1211; 2031: 0; 2032: 0; 2033: 22.7731; 2034: 0; 2035: 0; 2036: 0; 2039: 0; 2040: 0
2018-04-28 04:00 | 4 | 3 | 7 | 0 | 0 | 0 | 0.61664 | 1.2333 | 0 | 20.3125 | 10.5647 | 17.0341 | 17.0341 | 25.0508 | 0 | 0 | 2024: 25.0508; 2025: 0; 2026: 0; 2027: 0; 2028: 0; 2029: 0; 2030: 1.2333; 2031: 0; 2032: 0; 2033: 25.0508; 2034: 0; 2035: 0; 2036: 0; 2039: 0; 2040: 0
2018-04-28 05:00 | 4 | 4 | 7 | 0 | 0 | 0 | 0.68578 | 1.3716 | 0 | 20.3125 | 10.5647 | 17.0341 | 17.0341 | 27.8599 | 0 | 0 | 2024: 27.8599; 2025: 0; 2026: 0; 2027: 0; 2028: 0; 2029: 0; 2030: 1.3716; 2031: 0; 2032: 0; 2033: 27.8599; 2034: 0; 2035: 0; 2036: 0; 2039: 0; 2040: 0
2018-04-28 06:00 | 4 | 5 | 7 | 0 | 0 | 0.041132 | 0.81279 | 1.6256 | 0.32905 | 20.3125 | 10.5647 | 17.0341 | 17.0341 | 33.0197 | 0.32905 | 0 | 2024: 26.3358; 2025: 6.6839; 2026: 0; 2027: 5.6052; 2028: 0; 2029: 0; 2030: 1.2965; 2031: 0; 2032: 0; 2033: 26.3358; 2034: 6.6839; 2035: 0; 2036: 5.6052; 2039: 0.041132; 2040: 0.020561
2018-04-28 07:00 | 4 | 6 | 7 | 0 | 0 | 0.2064 | 0.93181 | 1.8636 | 1.6512 | 20.3125 | 10.5647 | 17.0341 | 17.0341 | 37.8548 | 1.6512 | 0 | 2024: 4.3148; 2025: 33.54; 2026: 0; 2027: 28.1268; 2028: 0; 2029: 0; 2030: 0.21242; 2031: 0; 2032: 0; 2033: 4.3148; 2034: 33.54; 2035: 0; 2036: 28.1268; 2039: 0.2064; 2040: 0.066675
2018-04-28 08:00 | 4 | 7 | 7 | 0 | 0 | 0.39133 | 1.0353 | 2.0705 | 3.1306 | 20.3125 | 10.5647 | 17.0341 | 17.0341 | 42.0578 | 2.0705 | 1.0601 | 2024: 0; 2025: 42.0578; 2026: 11.1995; 2027: 53.3275; 2028: 1.0601; 2029: 1.0601; 2030: 0; 2031: 0; 2032: 0; 2033: 0; 2034: 42.0578; 2035: 0; 2036: 53.3275; 2039: 0.39133; 2040: 0.094338
2018-04-28 09:00 | 4 | 8 | 7 | 0 | 0 | 0.53277 | 0.94909 | 1.8982 | 4.2622 | 20.3125 | 10.5647 | 17.0341 | 17.0341 | 38.5566 | 1.8982 | 2.364 | 2024: 0; 2025: 38.5566; 2026: 24.975; 2027: 72.6024; 2028: 2.364; 2029: 3.4241; 2030: 0; 2031: 0; 2032: 0; 2033: 0; 2034: 38.5566; 2035: 0; 2036: 72.6024; 2039: 0.53277; 2040: 0.20834
2018-04-28 10:00 | 4 | 9 | 7 | 0 | 0 | 0.63442 | 0.91419 | 1.8284 | 5.0753 | 20.3125 | 10.5647 | 17.0341 | 17.0341 | 37.1391 | 1.8284 | 3.2469 | 2024: 0; 2025: 37.1391; 2026: 34.3031; 2027: 86.4539; 2028: 3.2469; 2029: 6.671; 2030: 0; 2031: 0; 2032: 0; 2033: 0; 2034: 37.1391; 2035: 0; 2036: 86.4539; 2039: 0.63442; 2040: 0.1827
2018-04-28 11:00 | 4 | 10 | 7 | 0 | 0 | 0.61494 | 0.88582 | 1.7716 | 4.9195 | 20.3125 | 10.5647 | 17.0341 | 17.0341 | 35.9865 | 1.7716 | 3.1479 | 2024: 0; 2025: 35.9865; 2026: 33.2562; 2027: 83.7994; 2028: 3.1479; 2029: 9.8189; 2030: 0; 2031: 0; 2032: 0; 2033: 0; 2034: 35.9865; 2035: 0; 2036: 83.7994; 2039: 0.61494; 2040: 0.27403
2018-04-28 12:00 | 4 | 11 | 7 | 0 | 0 | 0.57377 | 0.84074 | 1.6815 | 4.5902 | 20.3125 | 10.5647 | 17.0341 | 17.0341 | 34.155 | 1.6815 | 2.9087 | 2024: 0; 2025: 34.155; 2026: 30.7297; 2027: 78.1897; 2028: 2.6811; 2029: 12.5; 2030: 0; 2031: 0; 2032: 0.22758; 2033: 0; 2034: 34.155; 2035: 2.4043; 2036: 78.1897; 2039: 0.57377; 2040: 0.14266
2018-04-28 13:00 | 4 | 12 | 7 | 0 | 0 | 0.60702 | 0.87263 | 1.7453 | 4.8562 | 20.3125 | 10.5647 | 17.0341 | 17.0341 | 35.4505 | 1.7453 | 3.1109 | 2024: 0; 2025: 35.4505; 2026: 32.866; 2027: 82.7207; 2028: 0; 2029: 12.5; 2030: 0; 2031: 0; 2032: 3.1109; 2033: 0; 2034: 35.4505; 2035: 32.866; 2036: 82.7207; 2039: 0.60702; 2040: 0.17673
2018-04-28 14:00 | 4 | 13 | 7 | 0 | 0 | 0.56405 | 0.89415 | 1.7883 | 4.5124 | 20.3125 | 10.5647 | 17.0341 | 17.0341 | 36.3247 | 1.7883 | 2.7241 | 2024: 0; 2025: 36.3247; 2026: 28.7794; 2027: 76.8647; 2028: 0; 2029: 12.5; 2030: 0; 2031: 0; 2032: 2.7241; 2033: 0; 2034: 36.3247; 2035: 28.7794; 2036: 76.8647; 2039: 0.56405; 2040: 0.25523
2018-04-28 15:00 | 4 | 14 | 7 | 0 | 0 | 0.5309 | 0.95764 | 1.9153 | 4.2472 | 20.3125 | 10.5647 | 17.0341 | 17.0341 | 38.9042 | 1.9153 | 2.3319 | 2024: 0; 2025: 38.9042; 2026: 24.6364; 2027: 72.348; 2028: 0; 2029: 12.5; 2030: 0; 2031: 0; 2032: 2.3319; 2033: 0; 2034: 38.9042; 2035: 24.6364; 2036: 72.348; 2039: 0.5309; 2040: 0.075807
2018-04-28 16:00 | 4 | 15 | 7 | 0 | 1 | 0.39255 | 0.99241 | 1.9848 | 3.1404 | 21.7915 | 12.0437 | 17.0341 | 17.0341 | 43.2522 | 1.9848 | 1.1556 | 2024: 0; 2025: 43.2522; 2026: 13.9175; 2027: 53.4942; 2028: 0; 2029: 12.5; 2030: 0; 2031: 0; 2032: 1.1556; 2033: 0; 2034: 43.2522; 2035: 13.9175; 2036: 53.4942; 2039: 0.39255; 2040: 0.076265
2018-04-28 17:00 | 4 | 16 | 7 | 0 | 1 | 0.21441 | 1.0889 | 2.1778 | 1.7153 | 21.7915 | 12.0437 | 17.0341 | 17.0341 | 47.4567 | 1.7153 | 0 | 2024: 10.0774; 2025: 37.3794; 2026: 0; 2027: 29.219; 2028: 0; 2029: 12.5; 2030: 0.46244; 2031: 0.46244; 2032: 0; 2033: 0; 2034: 47.4567; 2035: 0; 2036: 29.219; 2039: 0.21441; 2040: 0.12997
2018-04-28 18:00 | 4 | 17 | 7 | 0 | 1 | 0.043826 | 1.0764 | 2.1527 | 0.35061 | 21.7915 | 12.0437 | 17.0341 | 17.0341 | 46.9109 | 0.35061 | 0 | 2024: 39.2705; 2025: 7.6404; 2026: 0; 2027: 5.9724; 2028: 0; 2029: 11.9973; 2030: 1.8021; 2031: 1.8021; 2032: 0; 2033: 0; 2034: 46.9109; 2035: 0; 2036: 5.9724; 2039: 0.043826; 2040: 0.057729
2018-04-28 19:00 | 4 | 18 | 7 | 0 | 1 | 0 | 1.0879 | 2.1757 | 0 | 21.7915 | 12.0437 | 17.0341 | 17.0341 | 47.4126 | 0 | 0 | 2024: 47.4126; 2025: 0; 2026: 0; 2027: 0; 2028: 0; 2029: 10.0385; 2030: 2.1757; 2031: 2.1757; 2032: 0; 2033: 0; 2034: 47.4126; 2035: 0; 2036: 0; 2039: 0; 2040: 0
2018-04-28 20:00 | 4 | 19 | 7 | 0 | 0 | 0 | 1.15 | 2.3 | 0 | 20.3125 | 10.5647 | 17.0341 | 17.0341 | 46.7192 | 0 | 0 | 2024: 46.7192; 2025: 0; 2026: 0; 2027: 0; 2028: 0; 2029: 7.6736; 2030: 2.3; 2031: 2.3; 2032: 0; 2033: 0; 2034: 46.7192; 2035: 0; 2036: 0; 2039: 0; 2040: 0
2018-04-28 21:00 | 4 | 20 | 7 | 0 | 0 | 0 | 0.83185 | 1.6637 | 0 | 20.3125 | 10.5647 | 17.0341 | 17.0341 | 33.7939 | 0 | 0 | 2024: 33.7939; 2025: 0; 2026: 0; 2027: 0; 2028: 0; 2029: 5.1736; 2030: 1.6637; 2031: 1.6637; 2032: 0; 2033: 0; 2034: 33.7939; 2035: 0; 2036: 0; 2039: 0; 2040: 0
2018-04-28 22:00 | 4 | 21 | 7 | 0 | 0 | 0 | 0.62802 | 1.256 | 0 | 20.3125 | 10.5647 | 17.0341 | 17.0341 | 25.5133 | 0 | 0 | 2024: 25.5133; 2025: 0; 2026: 0; 2027: 0; 2028: 0; 2029: 3.3652; 2030: 1.256; 2031: 1.256; 2032: 0; 2033: 0; 2034: 25.5133; 2035: 0; 2036: 0; 2039: 0; 2040: 0
2018-04-28 23:00 | 4 | 22 | 7 | 0 | 0 | 0 | 0.55542 | 1.1108 | 0 | 20.3125 | 10.5647 | 17.0341 | 17.0341 | 22.5638 | 0 | 0 | 2024: 22.5638; 2025: 0; 2026: 0; 2027: 0; 2028: 0; 2029: 1.9999; 2030: 1.1108; 2031: 1.1108; 2032: 0; 2033: 0; 2034: 22.5638; 2035: 0; 2036: 0; 2039: 0; 2040: 0
2018-04-29 | 4 | 23 | 7 | 0 | 0 | 0 | 0.49033 | 0.98066 | 0 | 20.3125 | 10.5647 | 17.0341 | 17.0341 | 19.9197 | 0 | 0 | 2024: 19.9197; 2025: 0; 2026: 0; 2027: 0; 2028: 0; 2029: 0.79252; 2030: 0.98066; 2031: 0.72912; 2032: 0; 2033: 5.1095; 2034: 14.8102; 2035: 0; 2036: 0; 2039: 0; 2040: 0
2018-04-29 01:00 | 4 | 0 | 1 | 0 | 0 | 0 | 0.48064 | 0.96129 | 0 | 20.3125 | 10.5647 | 17.0341 | 17.0341 | 19.5262 | 0 | 0 | 2024: 19.5262; 2025: 0; 2026: 0; 2027: 0; 2028: 0; 2029: 0; 2030: 0.96129; 2031: 0; 2032: 0; 2033: 19.5262; 2034: 0; 2035: 0; 2036: 0; 2039: 0; 2040: 0
2018-04-29 02:00 | 4 | 1 | 1 | 0 | 0 | 0 | 0.50875 | 1.0175 | 0 | 20.3125 | 10.5647 | 17.0341 | 17.0341 | 20.668 | 0 | 0 | 2024: 20.668; 2025: 0; 2026: 0; 2027: 0; 2028: 0; 2029: 0; 2030: 1.0175; 2031: 0; 2032: 0; 2033: 20.668; 2034: 0; 2035: 0; 2036: 0; 2039: 0; 2040: 0
2018-04-29 03:00 | 4 | 2 | 1 | 0 | 0 | 0 | 0.53919 | 1.0784 | 0 | 20.3125 | 10.5647 | 17.0341 | 17.0341 | 21.9046 | 0 | 0 | 2024: 21.9046; 2025: 0; 2026: 0; 2027: 0; 2028: 0; 2029: 0; 2030: 1.0784; 2031: 0; 2032: 0; 2033: 21.9046; 2034: 0; 2035: 0; 2036: 0; 2039: 0; 2040: 0
2018-04-29 04:00 | 4 | 3 | 1 | 0 | 0 | 0 | 0.57449 | 1.149 | 0 | 20.3125 | 10.5647 | 17.0341 | 17.0341 | 23.3387 | 0 | 0 | 2024: 23.3387; 2025: 0; 2026: 0; 2027: 0; 2028: 0; 2029: 0; 2030: 1.149; 2031: 0; 2032: 0; 2033: 23.3387; 2034: 0; 2035: 0; 2036: 0; 2039: 0; 2040: 0
2018-04-29 05:00 | 4 | 4 | 1 | 0 | 0 | 0 | 0.65322 | 1.3064 | 0 | 20.3125 | 10.5647 | 17.0341 | 17.0341 | 26.5369 | 0 | 0 | 2024: 26.5369; 2025: 0; 2026: 0; 2027: 0; 2028: 0; 2029: 0; 2030: 1.3064; 2031: 0; 2032: 0; 2033: 26.5369; 2034: 0; 2035: 0; 2036: 0; 2039: 0; 2040: 0
2018-04-29 06:00 | 4 | 5 | 1 | 0 | 0 | 0.037321 | 0.73306 | 1.4661 | 0.29856 | 20.3125 | 10.5647 | 17.0341 | 17.0341 | 29.7807 | 0.29856 | 0 | 2024: 23.7161; 2025: 6.0646; 2026: 0; 2027: 5.0858; 2028: 0; 2029: 0; 2030: 1.1676; 2031: 0; 2032: 0; 2033: 23.7161; 2034: 6.0646; 2035: 0; 2036: 5.0858; 2039: 0.037321; 2040: 0.031051
2018-04-29 07:00 | 4 | 6 | 1 | 0 | 0 | 0.2067 | 0.85402 | 1.708 | 1.6536 | 20.3125 | 10.5647 | 17.0341 | 17.0341 | 34.6946 | 1.6536 | 0 | 2024: 1.1062; 2025: 33.5884; 2026: 0; 2027: 28.1674; 2028: 0; 2029: 0; 2030: 0.054457; 2031: 0; 2032: 0; 2033: 1.1062; 2034: 33.5884; 2035: 0; 2036: 28.1674; 2039: 0.2067; 2040: 0.096552
2018-04-29 08:00 | 4 | 7 | 1 | 0 | 0 | 0.39274 | 0.88024 | 1.7605 | 3.1419 | 20.3125 | 10.5647 | 17.0341 | 17.0341 | 35.76 | 1.7605 | 1.3814 | 2024: 0; 2025: 35.76; 2026: 14.5945; 2027: 53.5201; 2028: 1.3814; 2029: 1.3814; 2030: 0; 2031: 0; 2032: 0; 2033: 0; 2034: 35.76; 2035: 0; 2036: 53.5201; 2039: 0.39274; 2040: 0.084728
2018-04-29 09:00 | 4 | 8 | 1 | 0 | 0 | 0.53378 | 0.88405 | 1.7681 | 4.2702 | 20.3125 | 10.5647 | 17.0341 | 17.0341 | 35.9146 | 1.7681 | 2.5021 | 2024: 0; 2025: 35.9146; 2026: 26.4344; 2027: 72.7399; 2028: 2.5021; 2029: 3.8836; 2030: 0; 2031: 0; 2032: 0; 2033: 0; 2034: 35.9146; 2035: 0; 2036: 72.7399; 2039: 0.53378; 2040: 0.21783
2018-04-29 10:00 | 4 | 9 | 1 | 0 | 0 | 0.63576 | 0.85291 | 1.7058 | 5.0861 | 20.3125 | 10.5647 | 17.0341 | 17.0341 | 34.6493 | 1.7058 | 3.3803 | 2024: 0; 2025: 34.6493; 2026: 35.7119; 2027: 86.6374; 2028: 3.3803; 2029: 7.2639; 2030: 0; 2031: 0; 2032: 0; 2033: 0; 2034: 34.6493; 2035: 0; 2036: 86.6374; 2039: 0.63576; 2040: 0.16967
2018-04-29 11:00 | 4 | 10 | 1 | 0 | 0 | 0.69466 | 0.89004 | 1.7801 | 5.5573 | 20.3125 | 10.5647 | 17.0341 | 17.0341 | 36.1577 | 1.7801 | 3.7772 | 2024: 0; 2025: 36.1577; 2026: 39.905; 2027: 94.6632; 2028: 3.7772; 2029: 11.0411; 2030: 0; 2031: 0; 2032: 0; 2033: 0; 2034: 36.1577; 2035: 0; 2036: 94.6632; 2039: 0.69466; 2040: 0.44575
2018-04-29 12:00 | 4 | 11 | 1 | 0 | 0 | 0.71591 | 0.9506 | 1.9012 | 5.7273 | 20.3125 | 10.5647 | 17.0341 | 17.0341 | 38.618 | 1.9012 | 3.8261 | 2024: 0; 2025: 38.618; 2026: 40.4214; 2027: 97.559; 2028: 1.4589; 2029: 12.5; 2030: 0; 2031: 0; 2032: 2.3671; 2033: 0; 2034: 38.618; 2035: 25.0081; 2036: 97.559; 2039: 0.71591; 2040: 0.5582
2018-04-29 13:00 | 4 | 12 | 1 | 0 | 0 | 0.69533 | 0.86002 | 1.72 | 5.5627 | 20.3125 | 10.5647 | 17.0341 | 17.0341 | 34.9382 | 1.72 | 3.8426 | 2024: 0; 2025: 34.9382; 2026: 40.5964; 2027: 94.7554; 2028: 0; 2029: 12.5; 2030: 0; 2031: 0; 2032: 3.8426; 2033: 0; 2034: 34.9382; 2035: 40.5964; 2036: 94.7554; 2039: 0.69533; 2040: 0.52711
2018-04-29 14:00 | 4 | 13 | 1 | 0 | 0 | 0.63122 | 0.92387 | 1.8477 | 5.0497 | 20.3125 | 10.5647 | 17.0341 | 17.0341 | 37.5324 | 1.8477 | 3.202 | 2024: 0; 2025: 37.5324; 2026: 33.8282; 2027: 86.0179; 2028: 0; 2029: 12.5; 2030: 0; 2031: 0; 2032: 3.202; 2033: 0; 2034: 37.5324; 2035: 33.8282; 2036: 86.0179; 2039: 0.63122; 2040: 0.27287
2018-04-29 15:00 | 4 | 14 | 1 | 0 | 0 | 0.5299 | 0.98477 | 1.9695 | 4.2392 | 20.3125 | 10.5647 | 17.0341 | 17.0341 | 40.0063 | 1.9695 | 2.2696 | 2024: 0; 2025: 40.0063; 2026: 23.9782; 2027: 72.2109; 2028: 0; 2029: 12.5; 2030: 0; 2031: 0; 2032: 2.2696; 2033: 0; 2034: 40.0063; 2035: 23.9782; 2036: 72.2109; 2039: 0.5299; 2040: 0.28013
2018-04-29 16:00 | 4 | 15 | 1 | 0 | 1 | 0.39238 | 1.0876 | 2.1753 | 3.139 | 21.7915 | 12.0437 | 17.0341 | 17.0341 | 47.4021 | 2.1753 | 0.96375 | 2024: 0; 2025: 47.4021; 2026: 11.6071; 2027: 53.4703; 2028: 0; 2029: 12.5; 2030: 0; 2031: 0; 2032: 0.96375; 2033: 0; 2034: 47.4021; 2035: 11.6071; 2036: 53.4703; 2039: 0.39238; 2040: 0.2217
2018-04-29 17:00 | 4 | 16 | 1 | 0 | 1 | 0.21477 | 1.1378 | 2.2756 | 1.7182 | 21.7915 | 12.0437 | 17.0341 | 17.0341 | 49.5879 | 1.7182 | 0 | 2024: 12.1467; 2025: 37.4412; 2026: 0; 2027: 29.2674; 2028: 0; 2029: 12.5; 2030: 0.5574; 2031: 0.5574; 2032: 0; 2033: 0; 2034: 49.5879; 2035: 0; 2036: 29.2674; 2039: 0.21477; 2040: 0.12199
2018-04-29 18:00 | 4 | 17 | 1 | 0 | 1 | 0.051038 | 1.0947 | 2.1894 | 0.4083 | 21.7915 | 12.0437 | 17.0341 | 17.0341 | 47.7095 | 0.4083 | 0 | 2024: 38.8121; 2025: 8.8975; 2026: 0; 2027: 6.9551; 2028: 0; 2029: 11.8941; 2030: 1.7811; 2031: 1.7811; 2032: 0; 2033: 0; 2034: 47.7095; 2035: 0; 2036: 6.9551; 2039: 0.051038; 2040: 0.042402
2018-04-29 19:00 | 4 | 18 | 1 | 0 | 1 | 0 | 1.078 | 2.156 | 0 | 21.7915 | 12.0437 | 17.0341 | 17.0341 | 46.9816 | 0 | 0 | 2024: 46.9816; 2025: 0; 2026: 0; 2027: 0; 2028: 0; 2029: 9.9582; 2030: 2.156; 2031: 2.156; 2032: 0; 2033: 0; 2034: 46.9816; 2035: 0; 2036: 0; 2039: 0; 2040: 0
2018-04-29 20:00 | 4 | 19 | 1 | 0 | 0 | 0 | 1.0852 | 2.1704 | 0 | 20.3125 | 10.5647 | 17.0341 | 17.0341 | 44.0854 | 0 | 0 | 2024: 44.0854; 2025: 0; 2026: 0; 2027: 0; 2028: 0; 2029: 7.6147; 2030: 2.1704; 2031: 2.1704; 2032: 0; 2033: 0; 2034: 44.0854; 2035: 0; 2036: 0; 2039: 0; 2040: 0
2018-04-29 21:00 | 4 | 20 | 1 | 0 | 0 | 0 | 0.78831 | 1.5766 | 0 | 20.3125 | 10.5647 | 17.0341 | 17.0341 | 32.0249 | 0 | 0 | 2024: 32.0249; 2025: 0; 2026: 0; 2027: 0; 2028: 0; 2029: 5.2557; 2030: 1.5766; 2031: 1.5766; 2032: 0; 2033: 0; 2034: 32.0249; 2035: 0; 2036: 0; 2039: 0; 2040: 0
2018-04-29 22:00 | 4 | 21 | 1 | 0 | 0 | 0 | 0.58217 | 1.1643 | 0 | 20.3125 | 10.5647 | 17.0341 | 17.0341 | 23.6508 | 0 | 0 | 2024: 23.6508; 2025: 0; 2026: 0; 2027: 0; 2028: 0; 2029: 3.542; 2030: 1.1643; 2031: 1.1643; 2032: 0; 2033: 0; 2034: 23.6508; 2035: 0; 2036: 0; 2039: 0; 2040: 0
2018-04-29 23:00 | 4 | 22 | 1 | 0 | 0 | 0 | 0.55879 | 1.1176 | 0 | 20.3125 | 10.5647 | 17.0341 | 17.0341 | 22.701 | 0 | 0 | 2024: 22.701; 2025: 0; 2026: 0; 2027: 0; 2028: 0; 2029: 2.2764; 2030: 1.1176; 2031: 1.1176; 2032: 0; 2033: 0; 2034: 22.701; 2035: 0; 2036: 0; 2039: 0; 2040: 0
2018-04-30 | 4 | 23 | 1 | 0 | 0 | 0 | 0.52936 | 1.0587 | 0 | 20.3125 | 10.5647 | 17.0341 | 17.0341 | 21.5053 | 0 | 0 | 2024: 21.5053; 2025: 0; 2026: 0; 2027: 0; 2028: 0; 2029: 1.0616; 2030: 1.0587; 2031: 0.97667; 2032: 0; 2033: 1.6668; 2034: 19.8385; 2035: 0; 2036: 0; 2039: 0; 2040: 0
2018-04-30 01:00 | 4 | 0 | 2 | 0 | 0 | 0 | 0.48169 | 0.96339 | 0 | 20.3125 | 10.5647 | 17.0341 | 17.0341 | 19.5688 | 0 | 0 | 2024: 19.5688; 2025: 0; 2026: 0; 2027: 0; 2028: 0; 2029: 0; 2030: 0.96339; 2031: 0; 2032: 0; 2033: 19.5688; 2034: 0; 2035: 0; 2036: 0; 2039: 0; 2040: 0
2018-04-30 02:00 | 4 | 1 | 2 | 0 | 0 | 0 | 0.49951 | 0.99902 | 0 | 20.3125 | 10.5647 | 17.0341 | 17.0341 | 20.2926 | 0 | 0 | 2024: 20.2926; 2025: 0; 2026: 0; 2027: 0; 2028: 0; 2029: 0; 2030: 0.99902; 2031: 0; 2032: 0; 2033: 20.2926; 2034: 0; 2035: 0; 2036: 0; 2039: 0; 2040: 0
2018-04-30 03:00 | 4 | 2 | 2 | 0 | 0 | 0 | 0.52298 | 1.046 | 0 | 20.3125 | 10.5647 | 17.0341 | 17.0341 | 21.2459 | 0 | 0 | 2024: 21.2459; 2025: 0; 2026: 0; 2027: 0; 2028: 0; 2029: 0; 2030: 1.046; 2031: 0; 2032: 0; 2033: 21.2459; 2034: 0; 2035: 0; 2036: 0; 2039: 0; 2040: 0
2018-04-30 04:00 | 4 | 3 | 2 | 0 | 0 | 0 | 0.57208 | 1.1442 | 0 | 20.3125 | 10.5647 | 17.0341 | 17.0341 | 23.2408 | 0 | 0 | 2024: 23.2408; 2025: 0; 2026: 0; 2027: 0; 2028: 0; 2029: 0; 2030: 1.1442; 2031: 0; 2032: 0; 2033: 23.2408; 2034: 0; 2035: 0; 2036: 0; 2039: 0; 2040: 0
2018-04-30 05:00 | 4 | 4 | 2 | 0 | 0 | 0 | 0.73187 | 1.4637 | 0 | 20.3125 | 10.5647 | 17.0341 | 17.0341 | 29.7322 | 0 | 0 | 2024: 29.7322; 2025: 0; 2026: 0; 2027: 0; 2028: 0; 2029: 0; 2030: 1.4637; 2031: 0; 2032: 0; 2033: 29.7322; 2034: 0; 2035: 0; 2036: 0; 2039: 0; 2040: 0
2018-04-30 06:00 | 4 | 5 | 2 | 0 | 0 | 0.045134 | 0.85093 | 1.7019 | 0.36107 | 20.3125 | 10.5647 | 17.0341 | 17.0341 | 34.5692 | 0.36107 | 0 | 2024: 27.2348; 2025: 7.3343; 2026: 0; 2027: 6.1506; 2028: 0; 2029: 0; 2030: 1.3408; 2031: 0; 2032: 0; 2033: 27.2348; 2034: 7.3343; 2035: 0; 2036: 6.1506; 2039: 0.045134; 2040: 0.04802
2018-04-30 07:00 | 4 | 6 | 2 | 0 | 0 | 0.21015 | 0.83612 | 1.6722 | 1.6812 | 20.3125 | 10.5647 | 17.0341 | 17.0341 | 33.9674 | 1.6722 | 0.0089929 | 2024: 0; 2025: 33.9674; 2026: 0.095008; 2027: 28.6383; 2028: 0.0089929; 2029: 0.0089929; 2030: 0; 2031: 0; 2032: 0; 2033: 0; 2034: 33.9674; 2035: 0; 2036: 28.6383; 2039: 0.21015; 2040: 0.17669
2018-04-30 08:00 | 4 | 7 | 2 | 0 | 0 | 0.39314 | 0.85599 | 1.712 | 3.1451 | 20.3125 | 10.5647 | 17.0341 | 17.0341 | 34.7745 | 1.712 | 1.4332 | 2024: 0; 2025: 34.7745; 2026: 15.141; 2027: 53.5747; 2028: 1.4332; 2029: 1.4422; 2030: 0; 2031: 0; 2032: 0; 2033: 0; 2034: 34.7745; 2035: 0; 2036: 53.5747; 2039: 0.39314; 2040: 0.33563
2018-04-30 09:00 | 4 | 8 | 2 | 0 | 0 | 0.52341 | 0.84377 | 1.6875 | 4.1873 | 20.3125 | 10.5647 | 17.0341 | 17.0341 | 34.2781 | 1.6875 | 2.4997 | 2024: 0; 2025: 34.2781; 2026: 26.4091; 2027: 71.3266; 2028: 2.4997; 2029: 3.9419; 2030: 0; 2031: 0; 2032: 0; 2033: 0; 2034: 34.2781; 2035: 0; 2036: 71.3266; 2039: 0.52341; 2040: 0.44746
2018-04-30 10:00 | 4 | 9 | 2 | 0 | 0 | 0.61969 | 0.79221 | 1.5844 | 4.9576 | 20.3125 | 10.5647 | 17.0341 | 17.0341 | 32.1834 | 1.5844 | 3.3731 | 2024: 0; 2025: 32.1834; 2026: 35.6363; 2027: 84.4477; 2028: 3.3731; 2029: 7.315; 2030: 0; 2031: 0; 2032: 0; 2033: 0; 2034: 32.1834; 2035: 0; 2036: 84.4477; 2039: 0.61969; 2040: 0.58409
2018-04-30 11:00 | 4 | 10 | 2 | 0 | 0 | 0.6809 | 0.84009 | 1.6802 | 5.4472 | 20.3125 | 10.5647 | 17.0341 | 17.0341 | 34.1285 | 1.6802 | 3.767 | 2024: 0; 2025: 34.1285; 2026: 39.7972; 2027: 92.7877; 2028: 3.767; 2029: 11.082; 2030: 0; 2031: 0; 2032: 0; 2033: 0; 2034: 34.1285; 2035: 0; 2036: 92.7877; 2039: 0.6809; 2040: 0.45391
2018-04-30 12:00 | 4 | 11 | 2 | 0 | 0 | 0.7058 | 0.82006 | 1.6401 | 5.6464 | 20.3125 | 10.5647 | 17.0341 | 17.0341 | 33.315 | 1.6401 | 4.0063 | 2024: 0; 2025: 33.315; 2026: 42.325; 2027: 96.1812; 2028: 1.418; 2029: 12.5; 2030: 0; 2031: 0; 2032: 2.5883; 2033: 0; 2034: 33.315; 2035: 27.3444; 2036: 96.1812; 2039: 0.7058; 2040: 0.32877
2018-04-30 13:00 | 4 | 12 | 2 | 0 | 0 | 0.68908 | 0.87246 | 1.7449 | 5.5126 | 20.3125 | 10.5647 | 17.0341 | 17.0341 | 35.4438 | 1.7449 | 3.7677 | 2024: 0; 2025: 35.4438; 2026: 39.8047; 2027: 93.9027; 2028: 0; 2029: 12.5; 2030: 0; 2031: 0; 2032: 3.7677; 2033: 0; 2034: 35.4438; 2035: 39.8047; 2036: 93.9027; 2039: 0.68908; 2040: 0.23272
2018-04-30 14:00 | 4 | 13 | 2 | 0 | 0 | 0.62547 | 0.91147 | 1.8229 | 5.0038 | 20.3125 | 10.5647 | 17.0341 | 17.0341 | 37.0286 | 1.8229 | 3.1808 | 2024: 0; 2025: 37.0286; 2026: 33.6047; 2027: 85.2352; 2028: 0; 2029: 12.5; 2030: 0; 2031: 0; 2032: 3.1808; 2033: 0; 2034: 37.0286; 2035: 33.6047; 2036: 85.2352; 2039: 0.62547; 2040: 0.14134
2018-04-30 15:00 | 4 | 14 | 2 | 0 | 0 | 0.52604 | 1.0341 | 2.0682 | 4.2083 | 20.3125 | 10.5647 | 17.0341 | 17.0341 | 42.0103 | 2.0682 | 2.1401 | 2024: 0; 2025: 42.0103; 2026: 22.61; 2027: 71.6854; 2028: 0; 2029: 12.5; 2030: 0; 2031: 0; 2032: 2.1401; 2033: 0; 2034: 42.0103; 2035: 22.61; 2036: 71.6854; 2039: 0.52604; 2040: 0.11501
2018-04-30 16:00 | 4 | 15 | 2 | 0 | 1 | 0.39019 | 1.168 | 2.3361 | 3.1215 | 21.7915 | 12.0437 | 17.0341 | 17.0341 | 50.906 | 2.3361 | 0.78544 | 2024: 0; 2025: 50.906; 2026: 9.4596; 2027: 53.1719; 2028: 0; 2029: 12.5; 2030: 0; 2031: 0; 2032: 0.78544; 2033: 0; 2034: 50.906; 2035: 9.4596; 2036: 53.1719; 2039: 0.39019; 2040: 0.059807
2018-04-30 17:00 | 4 | 16 | 2 | 0 | 1 | 0.21283 | 1.2522 | 2.5044 | 1.7026 | 21.7915 | 12.0437 | 17.0341 | 17.0341 | 54.5753 | 1.7026 | 0 | 2024: 17.4724; 2025: 37.1029; 2026: 0; 2027: 29.0029; 2028: 0; 2029: 12.5; 2030: 0.8018; 2031: 0.8018; 2032: 0; 2033: 0; 2034: 54.5753; 2035: 0; 2036: 29.0029; 2039: 0.21283; 2040: 0.02122
2018-04-30 18:00 | 4 | 17 | 2 | 0 | 1 | 0.051393 | 1.2734 | 2.5467 | 0.41114 | 21.7915 | 12.0437 | 17.0341 | 17.0341 | 55.497 | 0.41114 | 0 | 2024: 46.5376; 2025: 8.9595; 2026: 0; 2027: 7.0035; 2028: 0; 2029: 11.6285; 2030: 2.1356; 2031: 2.1356; 2032: 0; 2033: 0; 2034: 55.497; 2035: 0; 2036: 7.0035; 2039: 0.051393; 2040: 0.005314
2018-04-30 19:00 | 4 | 18 | 2 | 0 | 1 | 0 | 1.1734 | 2.3468 | 0 | 21.7915 | 12.0437 | 17.0341 | 17.0341 | 51.1413 | 0 | 0 | 2024: 51.1413; 2025: 0; 2026: 0; 2027: 0; 2028: 0; 2029: 9.3072; 2030: 2.3468; 2031: 2.3468; 2032: 0; 2033: 0; 2034: 51.1413; 2035: 0; 2036: 0; 2039: 0; 2040: 0
2018-04-30 20:00 | 4 | 19 | 2 | 0 | 0 | 0 | 1.0708 | 2.1415 | 0 | 20.3125 | 10.5647 | 17.0341 | 17.0341 | 43.4997 | 0 | 0 | 2024: 43.4997; 2025: 0; 2026: 0; 2027: 0; 2028: 0; 2029: 6.7563; 2030: 2.1415; 2031: 2.1415; 2032: 0; 2033: 0; 2034: 43.4997; 2035: 0; 2036: 0; 2039: 0; 2040: 0
2018-04-30 21:00 | 4 | 20 | 2 | 0 | 0 | 0 | 0.82448 | 1.649 | 0 | 20.3125 | 10.5647 | 17.0341 | 17.0341 | 33.4947 | 0 | 0 | 2024: 33.4947; 2025: 0; 2026: 0; 2027: 0; 2028: 0; 2029: 4.4285; 2030: 1.649; 2031: 1.649; 2032: 0; 2033: 0; 2034: 33.4947; 2035: 0; 2036: 0; 2039: 0; 2040: 0
2018-04-30 22:00 | 4 | 21 | 2 | 0 | 0 | 0 | 0.60025 | 1.2005 | 0 | 20.3125 | 10.5647 | 17.0341 | 17.0341 | 24.3851 | 0 | 0 | 2024: 24.3851; 2025: 0; 2026: 0; 2027: 0; 2028: 0; 2029: 2.6362; 2030: 1.2005; 2031: 1.2005; 2032: 0; 2033: 0; 2034: 24.3851; 2035: 0; 2036: 0; 2039: 0; 2040: 0
2018-04-30 23:00 | 4 | 22 | 2 | 0 | 0 | 0 | 0.52366 | 1.0473 | 0 | 20.3125 | 10.5647 | 17.0341 | 17.0341 | 21.2735 | 0 | 0 | 2024: 21.2735; 2025: 0; 2026: 0; 2027: 0; 2028: 0; 2029: 1.3313; 2030: 1.0473; 2031: 1.0473; 2032: 0; 2033: 0; 2034: 21.2735; 2035: 0; 2036: 0; 2039: 0; 2040: 0
2018-05-01 | 4 | 23 | 2 | 0 | 0 | 0 | 0.48163 | 0.96326 | 0 | 20.3125 | 10.5647 | 17.0341 | 17.0341 | 19.5663 | 0 | 0 | 2024: 19.5663; 2025: 0; 2026: 0; 2027: 0; 2028: 0; 2029: 0.19289; 2030: 0.96326; 2031: 0.17746; 2032: 0; 2033: 15.9616; 2034: 3.6047; 2035: 0; 2036: 0; 2039: 0; 2040: 0
2018-05-01 01:00 | 5 | 0 | 3 | 0 | 0 | 0 | 0.50013 | 1.0003 | 0 | 20.3125 | 10.5647 | 17.0341 | 17.0341 | 20.3177 | 0 | 0 | 2024: 20.3177; 2025: 0; 2026: 0; 2027: 0; 2028: 0; 2029: 0; 2030: 1.0003; 2031: 0; 2032: 0; 2033: 20.3177; 2034: 0; 2035: 0; 2036: 0; 2039: 0; 2040: 0
2018-05-01 02:00 | 5 | 1 | 3 | 0 | 0 | 0 | 0.54918 | 1.0984 | 0 | 20.3125 | 10.5647 | 17.0341 | 17.0341 | 22.3103 | 0 | 0 | 2024: 22.3103; 2025: 0; 2026: 0; 2027: 0; 2028: 0; 2029: 0; 2030: 1.0984; 2031: 0; 2032: 0; 2033: 22.3103; 2034: 0; 2035: 0; 2036: 0; 2039: 0; 2040: 0
2018-05-01 03:00 | 5 | 2 | 3 | 0 | 0 | 0 | 0.59579 | 1.1916 | 0 | 20.3125 | 10.5647 | 17.0341 | 17.0341 | 24.2041 | 0 | 0 | 2024: 24.2041; 2025: 0; 2026: 0; 2027: 0; 2028: 0; 2029: 0; 2030: 1.1916; 2031: 0; 2032: 0; 2033: 24.2041; 2034: 0; 2035: 0; 2036: 0; 2039: 0; 2040: 0
2018-05-01 04:00 | 5 | 3 | 3 | 0 | 0 | 0 | 0.67609 | 1.3522 | 0 | 20.3125 | 10.5647 | 17.0341 | 17.0341 | 27.466 | 0 | 0 | 2024: 27.466; 2025: 0; 2026: 0; 2027: 0; 2028: 0; 2029: 0; 2030: 1.3522; 2031: 0; 2032: 0; 2033: 27.466; 2034: 0; 2035: 0; 2036: 0; 2039: 0; 2040: 0
2018-05-01 05:00 | 5 | 4 | 3 | 0 | 0 | 0 | 0.80118 | 1.6024 | 0 | 20.3125 | 10.5647 | 17.0341 | 17.0341 | 32.5479 | 0 | 0 | 2024: 32.5479; 2025: 0; 2026: 0; 2027: 0; 2028: 0; 2029: 0; 2030: 1.6024; 2031: 0; 2032: 0; 2033: 32.5479; 2034: 0; 2035: 0; 2036: 0; 2039: 0; 2040: 0
2018-05-01 06:00 | 5 | 5 | 3 | 0 | 0 | 0.010521 | 0.9249 | 1.8498 | 0.084165 | 20.3125 | 10.5647 | 17.0341 | 17.0341 | 37.5739 | 0.084165 | 0 | 2024: 35.8643; 2025: 1.7096; 2026: 0; 2027: 1.4337; 2028: 0; 2029: 0; 2030: 1.7656; 2031: 0; 2032: 0; 2033: 35.8643; 2034: 1.7096; 2035: 0; 2036: 1.4337; 2039: 0.010521; 2040: 0.025019
2018-05-01 07:00 | 5 | 6 | 3 | 0 | 0 | 0.054809 | 0.88842 | 1.7768 | 0.43847 | 20.3125 | 10.5647 | 17.0341 | 17.0341 | 36.092 | 0.43847 | 0 | 2024: 27.1856; 2025: 8.9064; 2026: 0; 2027: 7.469; 2028: 0; 2029: 0; 2030: 1.3384; 2031: 0; 2032: 0; 2033: 27.1856; 2034: 8.9064; 2035: 0; 2036: 7.469; 2039: 0.054809; 2040: 0.1181
2018-05-01 08:00 | 5 | 7 | 3 | 0 | 0 | 0.13573 | 0.85678 | 1.7136 | 1.0858 | 20.3125 | 10.5647 | 17.0341 | 17.0341 | 34.8068 | 1.0858 | 0 | 2024: 12.7514; 2025: 22.0555; 2026: 0; 2027: 18.4958; 2028: 0; 2029: 0; 2030: 0.62776; 2031: 0; 2032: 0; 2033: 12.7514; 2034: 22.0555; 2035: 0; 2036: 18.4958; 2039: 0.13573; 2040: 0.15815
2018-05-01 09:00 | 5 | 8 | 3 | 0 | 0 | 0.41105 | 0.86126 | 1.7225 | 3.2884 | 20.3125 | 10.5647 | 17.0341 | 17.0341 | 34.9887 | 1.7225 | 1.5659 | 2024: 0; 2025: 34.9887; 2026: 16.5432; 2027: 56.0152; 2028: 1.5659; 2029: 1.5659; 2030: 0; 2031: 0; 2032: 0; 2033: 0; 2034: 34.9887; 2035: 0; 2036: 56.0152; 2039: 0.41105; 2040: 0.47481
2018-05-01 10:00 | 5 | 9 | 3 | 0 | 0 | 0.51344 | 0.84972 | 1.6994 | 4.1075 | 20.3125 | 10.5647 | 17.0341 | 17.0341 | 34.5201 | 1.6994 | 2.4081 | 2024: 0; 2025: 34.5201; 2026: 25.4405; 2027: 69.968; 2028: 2.4081; 2029: 3.974; 2030: 0; 2031: 0; 2032: 0; 2033: 0; 2034: 34.5201; 2035: 0; 2036: 69.968; 2039: 0.51344; 2040: 0.45367
2018-05-01 11:00 | 5 | 10 | 3 | 0 | 0 | 0.54447 | 0.76951 | 1.539 | 4.3557 | 20.3125 | 10.5647 | 17.0341 | 17.0341 | 31.2614 | 1.539 | 2.8167 | 2024: 0; 2025: 31.2614; 2026: 29.7578; 2027: 74.1962; 2028: 2.8167; 2029: 6.7907; 2030: 0; 2031: 0; 2032: 0; 2033: 0; 2034: 31.2614; 2035: 0; 2036: 74.1962; 2039: 0.54447; 2040: 0.53471
2018-05-01 12:00 | 5 | 11 | 3 | 0 | 0 | 0.27035 | 0.71212 | 1.4242 | 2.1628 | 20.3125 | 10.5647 | 17.0341 | 17.0341 | 28.9299 | 1.4242 | 0.73852 | 2024: 0; 2025: 28.9299; 2026: 7.8023; 2027: 36.8408; 2028: 0.73852; 2029: 7.5292; 2030: 0; 2031: 0; 2032: 0; 2033: 0; 2034: 28.9299; 2035: 0; 2036: 36.8408; 2039: 0.27035; 2040: 0.47886
2018-05-01 13:00 | 5 | 12 | 3 | 0 | 0 | 0.40443 | 0.70912 | 1.4182 | 3.2355 | 20.3125 | 10.5647 | 17.0341 | 17.0341 | 28.8079 | 1.4182 | 1.8172 | 2024: 0; 2025: 28.8079; 2026: 19.1986; 2027: 55.1135; 2028: 1.8172; 2029: 9.3464; 2030: 0; 2031: 0; 2032: 0; 2033: 0; 2034: 28.8079; 2035: 0; 2036: 55.1135; 2039: 0.40443; 2040: 0.35937
2018-05-01 14:00 | 5 | 13 | 3 | 0 | 0 | 0.45072 | 0.69184 | 1.3837 | 3.6057 | 20.3125 | 10.5647 | 17.0341 | 17.0341 | 28.106 | 1.3837 | 2.2221 | 2024: 0; 2025: 28.106; 2026: 23.4754; 2027: 61.4206; 2028: 2.2221; 2029: 11.5685; 2030: 0; 2031: 0; 2032: 0; 2033: 0; 2034: 28.106; 2035: 0; 2036: 61.4206; 2039: 0.45072; 2040: 0.43308
2018-05-01 15:00 | 5 | 14 | 3 | 0 | 0 | 0.20201 | 0.78913 | 1.5783 | 1.6161 | 20.3125 | 10.5647 | 17.0341 | 17.0341 | 32.0585 | 1.5783 | 0.037815 | 2024: 0; 2025: 32.0585; 2026: 0.39951; 2027: 27.5285; 2028: 0.037815; 2029: 11.6063; 2030: 0; 2031: 0; 2032: 0; 2033: 0; 2034: 32.0585; 2035: 0; 2036: 27.5285; 2039: 0.20201; 2040: 0.39339
2018-05-01 16:00 | 5 | 15 | 3 | 0 | 1 | 0.22535 | 0.9046 | 1.8092 | 1.8028 | 21.7915 | 12.0437 | 17.0341 | 17.0341 | 39.4252 | 1.8028 | 0 | 2024: 0.13865; 2025: 39.2865; 2026: 0; 2027: 30.7098; 2028: 0; 2029: 11.6063; 2030: 0.0063626; 2031: 0.0063626; 2032: 0; 2033: 0; 2034: 39.4252; 2035: 0; 2036: 30.7098; 2039: 0.22535; 2040: 0.37252
2018-05-01 17:00 | 5 | 16 | 3 | 0 | 1 | 0.15299 | 0.96948 | 1.939 | 1.2239 | 21.7915 | 12.0437 | 17.0341 | 17.0341 | 42.2528 | 1.2239 | 0 | 2024: 15.5825; 2025: 26.6703; 2026: 0; 2027: 20.8479; 2028: 0; 2029: 11.5994; 2030: 0.71507; 2031: 0.71507; 2032: 0; 2033: 0; 2034: 42.2528; 2035: 0; 2036: 20.8479; 2039: 0.15299; 2040: 0.11309
2018-05-01 18:00 | 5 | 17 | 3 | 0 | 1 | 0.0029426 | 0.97865 | 1.9573 | 0.023541 | 21.7915 | 12.0437 | 17.0341 | 17.0341 | 42.6526 | 0.023541 | 0 | 2024: 42.1396; 2025: 0.51299; 2026: 0; 2027: 0.401; 2028: 0; 2029: 10.8221; 2030: 1.9338; 2031: 1.9338; 2032: 0; 2033: 0; 2034: 42.6526; 2035: 0; 2036: 0.401; 2039: 0.0029426; 2040: 0.00911
2018-05-01 19:00 | 5 | 18 | 3 | 0 | 1 | 0 | 0.99749 | 1.995 | 0 | 21.7915 | 12.0437 | 17.0341 | 17.0341 | 43.4735 | 0 | 0 | 2024: 43.4735; 2025: 0; 2026: 0; 2027: 0; 2028: 0; 2029: 8.7202; 2030: 1.995; 2031: 1.995; 2032: 0; 2033: 0; 2034: 43.4735; 2035: 0; 2036: 0; 2039: 0; 2040: 0
2018-05-01 20:00 | 5 | 19 | 3 | 0 | 0 | 0 | 1.0133 | 2.0267 | 0 | 20.3125 | 10.5647 | 17.0341 | 17.0341 | 41.1668 | 0 | 0 | 2024: 41.1668; 2025: 0; 2026: 0; 2027: 0; 2028: 0; 2029: 6.5518; 2030: 2.0267; 2031: 2.0267; 2032: 0; 2033: 0; 2034: 41.1668; 2035: 0; 2036: 0; 2039: 0; 2040: 0
2018-05-01 21:00 | 5 | 20 | 3 | 0 | 0 | 0 | 0.85908 | 1.7182 | 0 | 20.3125 | 10.5647 | 17.0341 | 17.0341 | 34.9002 | 0 | 0 | 2024: 34.9002; 2025: 0; 2026: 0; 2027: 0; 2028: 0; 2029: 4.3488; 2030: 1.7182; 2031: 1.7182; 2032: 0; 2033: 0; 2034: 34.9002; 2035: 0; 2036: 0; 2039: 0; 2040: 0
2018-05-01 22:00 | 5 | 21 | 3 | 0 | 0 | 0 | 0.66816 | 1.3363 | 0 | 20.3125 | 10.5647 | 17.0341 | 17.0341 | 27.1441 | 0 | 0 | 2024: 27.1441; 2025: 0; 2026: 0; 2027: 0; 2028: 0; 2029: 2.4813; 2030: 1.3363; 2031: 1.3363; 2032: 0; 2033: 0; 2034: 27.1441; 2035: 0; 2036: 0; 2039: 0; 2040: 0
2018-05-01 23:00 | 5 | 22 | 3 | 0 | 0 | 0 | 0.60662 | 1.2132 | 0 | 20.3125 | 10.5647 | 17.0341 | 17.0341 | 24.6441 | 0 | 0 | 2024: 24.6441; 2025: 0; 2026: 0; 2027: 0; 2028: 0; 2029: 1.0288; 2030: 1.2132; 2031: 0.94645; 2032: 0; 2033: 5.4193; 2034: 19.2248; 2035: 0; 2036: 0; 2039: 0; 2040: 0
2018-05-02 | 5 | 23 | 3 | 0 | 0 | 0 | 0.53628 | 1.0726 | 0 | 20.3125 | 10.5647 | 17.0341 | 17.0341 | 21.7865 | 0 | 0 | 2024: 21.7865; 2025: 0; 2026: 0; 2027: 0; 2028: 0; 2029: 0; 2030: 1.0726; 2031: 0; 2032: 0; 2033: 21.7865; 2034: 0; 2035: 0; 2036: 0; 2039: 0; 2040: 0
2018-05-02 01:00 | 5 | 0 | 4 | 0 | 0 | 0 | 0.54187 | 1.0837 | 0 | 20.3125 | 10.5647 | 17.0341 | 17.0341 | 22.0133 | 0 | 0 | 2024: 22.0133; 2025: 0; 2026: 0; 2027: 0; 2028: 0; 2029: 0; 2030: 1.0837; 2031: 0; 2032: 0; 2033: 22.0133; 2034: 0; 2035: 0; 2036: 0; 2039: 0; 2040: 0
2018-05-02 02:00 | 5 | 1 | 4 | 0 | 0 | 0 | 0.5674 | 1.1348 | 0 | 20.3125 | 10.5647 | 17.0341 | 17.0341 | 23.0505 | 0 | 0 | 2024: 23.0505; 2025: 0; 2026: 0; 2027: 0; 2028: 0; 2029: 0; 2030: 1.1348; 2031: 0; 2032: 0; 2033: 23.0505; 2034: 0; 2035: 0; 2036: 0; 2039: 0; 2040: 0
2018-05-02 03:00 | 5 | 2 | 4 | 0 | 0 | 0 | 0.57371 | 1.1474 | 0 | 20.3125 | 10.5647 | 17.0341 | 17.0341 | 23.307 | 0 | 0 | 2024: 23.307; 2025: 0; 2026: 0; 2027: 0; 2028: 0; 2029: 0; 2030: 1.1474; 2031: 0; 2032: 0; 2033: 23.307; 2034: 0; 2035: 0; 2036: 0; 2039: 0; 2040: 0
2018-05-02 04:00 | 5 | 3 | 4 | 0 | 0 | 0 | 0.62578 | 1.2516 | 0 | 20.3125 | 10.5647 | 17.0341 | 17.0341 | 25.4223 | 0 | 0 | 2024: 25.4223; 2025: 0; 2026: 0; 2027: 0; 2028: 0; 2029: 0; 2030: 1.2516; 2031: 0; 2032: 0; 2033: 25.4223; 2034: 0; 2035: 0; 2036: 0; 2039: 0; 2040: 0
2018-05-02 05:00 | 5 | 4 | 4 | 0 | 0 | 0 | 0.75869 | 1.5174 | 0 | 20.3125 | 10.5647 | 17.0341 | 17.0341 | 30.8218 | 0 | 0 | 2024: 30.8218; 2025: 0; 2026: 0; 2027: 0; 2028: 0; 2029: 0; 2030: 1.5174; 2031: 0; 2032: 0; 2033: 30.8218; 2034: 0; 2035: 0; 2036: 0; 2039: 0; 2040: 0
2018-05-02 06:00 | 5 | 5 | 4 | 0 | 0 | 0.022259 | 0.89199 | 1.784 | 0.17807 | 20.3125 | 10.5647 | 17.0341 | 17.0341 | 36.2371 | 0.17807 | 0 | 2024: 32.62; 2025: 3.6171; 2026: 0; 2027: 3.0333; 2028: 0; 2029: 0; 2030: 1.6059; 2031: 0; 2032: 0; 2033: 32.62; 2034: 3.6171; 2035: 0; 2036: 3.0333; 2039: 0.022259; 2040: 0.036092
2018-05-02 07:00 | 5 | 6 | 4 | 0 | 0 | 0.14303 | 0.91758 | 1.8352 | 1.1442 | 20.3125 | 10.5647 | 17.0341 | 17.0341 | 37.2766 | 1.1442 | 0 | 2024: 14.0347; 2025: 23.2419; 2026: 0; 2027: 19.4907; 2028: 0; 2029: 0; 2030: 0.69094; 2031: 0; 2032: 0; 2033: 14.0347; 2034: 23.2419; 2035: 0; 2036: 19.4907; 2039: 0.14303; 2040: 0.16716
2018-05-02 08:00 | 5 | 7 | 4 | 0 | 0 | 0.1569 | 0.94457 | 1.8891 | 1.2552 | 20.3125 | 10.5647 | 17.0341 | 17.0341 | 38.3732 | 1.2552 | 0 | 2024: 12.8768; 2025: 25.4964; 2026: 0; 2027: 21.3814; 2028: 0; 2029: 0; 2030: 0.63394; 2031: 0; 2032: 0; 2033: 12.8768; 2034: 25.4964; 2035: 0; 2036: 21.3814; 2039: 0.1569; 2040: 0.10285
2018-05-02 09:00 | 5 | 8 | 4 | 0 | 0 | 0.084081 | 0.96958 | 1.9392 | 0.67265 | 20.3125 | 10.5647 | 17.0341 | 17.0341 | 39.3892 | 0.67265 | 0 | 2024: 25.726; 2025: 13.6632; 2026: 0; 2027: 11.458; 2028: 0; 2029: 0; 2030: 1.2665; 2031: 0; 2032: 0; 2033: 25.726; 2034: 13.6632; 2035: 0; 2036: 11.458; 2039: 0.084081; 2040: 0.076916
2018-05-02 10:00 | 5 | 9 | 4 | 0 | 0 | 0.13005 | 0.87273 | 1.7455 | 1.0404 | 20.3125 | 10.5647 | 17.0341 | 17.0341 | 35.4547 | 1.0404 | 0 | 2024: 14.3209; 2025: 21.1338; 2026: 0; 2027: 17.7229; 2028: 0; 2029: 0; 2030: 0.70503; 2031: 0; 2032: 0; 2033: 14.3209; 2034: 21.1338; 2035: 0; 2036: 17.7229; 2039: 0.13005; 2040: 0.13778
2018-05-02 11:00 | 5 | 10 | 4 | 0 | 0 | 0.13419 | 0.90649 | 1.813 | 1.0735 | 20.3125 | 10.5647 | 17.0341 | 17.0341 | 36.8261 | 1.0735 | 0 | 2024: 15.0202; 2025: 21.8059; 2026: 0; 2027: 18.2865; 2028: 0; 2029: 0; 2030: 0.73946; 2031: 0; 2032: 0; 2033: 15.0202; 2034: 21.8059; 2035: 0; 2036: 18.2865; 2039: 0.13419; 2040: 0.14198
2018-05-02 12:00 | 5 | 11 | 4 | 0 | 0 | 0.12256 | 0.84466 | 1.6893 | 0.98046 | 20.3125 | 10.5647 | 17.0341 | 17.0341 | 34.3144 | 0.98046 | 0 | 2024: 14.3987; 2025: 19.9157; 2026: 0; 2027: 16.7014; 2028: 0; 2029: 0; 2030: 0.70886; 2031: 0; 2032: 0; 2033: 14.3987; 2034: 19.9157; 2035: 0; 2036: 16.7014; 2039: 0.12256; 2040: 0.16801
2018-05-02 13:00 | 5 | 12 | 4 | 0 | 0 | 0.17567 | 0.78415 | 1.5683 | 1.4054 | 20.3125 | 10.5647 | 17.0341 | 17.0341 | 31.8563 | 1.4054 | 0 | 2024: 3.3091; 2025: 28.5472; 2026: 0; 2027: 23.9398; 2028: 0; 2029: 0; 2030: 0.16291; 2031: 0; 2032: 0; 2033: 3.3091; 2034: 28.5472; 2035: 0; 2036: 23.9398; 2039: 0.17567; 2040: 0.21712
2018-05-02 14:00 | 5 | 13 | 4 | 0 | 0 | 0.17264 | 0.78483 | 1.5697 | 1.3811 | 20.3125 | 10.5647 | 17.0341 | 17.0341 | 31.8836 | 1.3811 | 0 | 2024: 3.8294; 2025: 28.0542; 2026: 0; 2027: 23.5263; 2028: 0; 2029: 0; 2030: 0.18853; 2031: 0; 2032: 0; 2033: 3.8294; 2034: 28.0542; 2035: 0; 2036: 23.5263; 2039: 0.17264; 2040: 0.22387
2018-05-02 15:00 | 5 | 14 | 4 | 0 | 0 | 0.14841 | 0.91968 | 1.8394 | 1.1873 | 20.3125 | 10.5647 | 17.0341 | 17.0341 | 37.3621 | 1.1873 | 0 | 2024: 13.2452; 2025: 24.117; 2026: 0; 2027: 20.2246; 2028: 0; 2029: 0; 2030: 0.65207; 2031: 0; 2032: 0; 2033: 13.2452; 2034: 24.117; 2035: 0; 2036: 20.2246; 2039: 0.14841; 2040: 0.21128
2018-05-02 16:00 | 5 | 15 | 4 | 0 | 1 | 0.13613 | 0.97775 | 1.9555 | 1.089 | 21.7915 | 12.0437 | 17.0341 | 17.0341 | 42.6132 | 1.089 | 0 | 2024: 18.8812; 2025: 23.732; 2026: 0; 2027: 18.551; 2028: 0; 2029: 0; 2030: 0.86645; 2031: 0; 2032: 0; 2033: 18.8812; 2034: 23.732; 2035: 0; 2036: 18.551; 2039: 0.13613; 2040: 0.16552
2018-05-02 17:00 | 5 | 16 | 4 | 0 | 1 | 0.0098037 | 1.0298 | 2.0596 | 0.07843 | 21.7915 | 12.0437 | 17.0341 | 17.0341 | 44.8815 | 0.07843 | 0 | 2024: 43.1724; 2025: 1.7091; 2026: 0; 2027: 1.336; 2028: 0; 2029: 0; 2030: 1.9812; 2031: 0; 2032: 0; 2033: 43.1724; 2034: 1.7091; 2035: 0; 2036: 1.336; 2039: 0.0098037; 2040: 0.028579
2018-05-02 18:00 | 5 | 17 | 4 | 0 | 1 | 0.024714 | 1.0289 | 2.0578 | 0.19771 | 21.7915 | 12.0437 | 17.0341 | 17.0341 | 44.8436 | 0.19771 | 0 | 2024: 40.5351; 2025: 4.3085; 2026: 0; 2027: 3.3679; 2028: 0; 2029: 0; 2030: 1.8601; 2031: 0; 2032: 0; 2033: 40.5351; 2034: 4.3085; 2035: 0; 2036: 3.3679; 2039: 0.024714; 2040: 0.014584
2018-05-02 19:00 | 5 | 18 | 4 | 0 | 1 | 0 | 1.106 | 2.2119 | 0 | 21.7915 | 12.0437 | 17.0341 | 17.0341 | 48.201 | 0 | 0 | 2024: 48.201; 2025: 0; 2026: 0; 2027: 0; 2028: 0; 2029: 0; 2030: 2.2119; 2031: 0; 2032: 0; 2033: 48.201; 2034: 0; 2035: 0; 2036: 0; 2039: 0; 2040: 0
2018-05-02 20:00 | 5 | 19 | 4 | 0 | 0 | 0 | 1.1564 | 2.3127 | 0 | 20.3125 | 10.5647 | 17.0341 | 17.0341 | 46.9775 | 0 | 0 | 2024: 46.9775; 2025: 0; 2026: 0; 2027: 0; 2028: 0; 2029: 0; 2030: 2.3127; 2031: 0; 2032: 0; 2033: 46.9775; 2034: 0; 2035: 0; 2036: 0; 2039: 0; 2040: 0
2018-05-02 21:00 | 5 | 20 | 4 | 0 | 0 | 0 | 0.9453 | 1.8906 | 0 | 20.3125 | 10.5647 | 17.0341 | 17.0341 | 38.4029 | 0 | 0 | 2024: 38.4029; 2025: 0; 2026: 0; 2027: 0; 2028: 0; 2029: 0; 2030: 1.8906; 2031: 0; 2032: 0; 2033: 38.4029; 2034: 0; 2035: 0; 2036: 0; 2039: 0; 2040: 0
2018-05-02 22:00 | 5 | 21 | 4 | 0 | 0 | 0 | 0.79234 | 1.5847 | 0 | 20.3125 | 10.5647 | 17.0341 | 17.0341 | 32.189 | 0 | 0 | 2024: 32.189; 2025: 0; 2026: 0; 2027: 0; 2028: 0; 2029: 0; 2030: 1.5847; 2031: 0; 2032: 0; 2033: 32.189; 2034: 0; 2035: 0; 2036: 0; 2039: 0; 2040: 0
2018-05-02 23:00 | 5 | 22 | 4 | 0 | 0 | 0 | 0.75685 | 1.5137 | 0 | 20.3125 | 10.5647 | 17.0341 | 17.0341 | 30.7469 | 0 | 0 | 2024: 30.7469; 2025: 0; 2026: 0; 2027: 0; 2028: 0; 2029: 0; 2030: 1.5137; 2031: 0; 2032: 0; 2033: 30.7469; 2034: 0; 2035: 0; 2036: 0; 2039: 0; 2040: 0
2018-05-03 | 5 | 23 | 4 | 0 | 0 | 0 | 0.70561 | 1.4112 | 0 | 20.3125 | 10.5647 | 17.0341 | 17.0341 | 28.6654 | 0 | 0 | 2024: 28.6654; 2025: 0; 2026: 0; 2027: 0; 2028: 0; 2029: 0; 2030: 1.4112; 2031: 0; 2032: 0; 2033: 28.6654; 2034: 0; 2035: 0; 2036: 0; 2039: 0; 2040: 0
2018-05-03 01:00 | 5 | 0 | 5 | 0 | 0 | 0 | 0.69404 | 1.3881 | 0 | 20.3125 | 10.5647 | 17.0341 | 17.0341 | 28.1953 | 0 | 0 | 2024: 28.1953; 2025: 0; 2026: 0; 2027: 0; 2028: 0; 2029: 0; 2030: 1.3881; 2031: 0; 2032: 0; 2033: 28.1953; 2034: 0; 2035: 0; 2036: 0; 2039: 0; 2040: 0
2018-05-03 02:00 | 5 | 1 | 5 | 0 | 0 | 0 | 0.71981 | 1.4396 | 0 | 20.3125 | 10.5647 | 17.0341 | 17.0341 | 29.2424 | 0 | 0 | 2024: 29.2424; 2025: 0; 2026: 0; 2027: 0; 2028: 0; 2029: 0; 2030: 1.4396; 2031: 0; 2032: 0; 2033: 29.2424; 2034: 0; 2035: 0; 2036: 0; 2039: 0; 2040: 0
2018-05-03 03:00 | 5 | 2 | 5 | 0 | 0 | 0 | 0.76391 | 1.5278 | 0 | 20.3125 | 10.5647 | 17.0341 | 17.0341 | 31.0339 | 0 | 0 | 2024: 31.0339; 2025: 0; 2026: 0; 2027: 0; 2028: 0; 2029: 0; 2030: 1.5278; 2031: 0; 2032: 0; 2033: 31.0339; 2034: 0; 2035: 0; 2036: 0; 2039: 0; 2040: 0
2018-05-03 04:00 | 5 | 3 | 5 | 0 | 0 | 0 | 0.82855 | 1.6571 | 0 | 20.3125 | 10.5647 | 17.0341 | 17.0341 | 33.6598 | 0 | 0 | 2024: 33.6598; 2025: 0; 2026: 0; 2027: 0; 2028: 0; 2029: 0; 2030: 1.6571; 2031: 0; 2032: 0; 2033: 33.6598; 2034: 0; 2035: 0; 2036: 0; 2039: 0; 2040: 0
2018-05-03 05:00 | 5 | 4 | 5 | 0 | 0 | 0 | 0.95892 | 1.9178 | 0 | 20.3125 | 10.5647 | 17.0341 | 17.0341 | 38.9562 | 0 | 0 | 2024: 38.9562; 2025: 0; 2026: 0; 2027: 0; 2028: 0; 2029: 0; 2030: 1.9178; 2031: 0; 2032: 0; 2033: 38.9562; 2034: 0; 2035: 0; 2036: 0; 2039: 0; 2040: 0
2018-05-03 06:00 | 5 | 5 | 5 | 0 | 0 | 0.046742 | 1.0447 | 2.0894 | 0.37394 | 20.3125 | 10.5647 | 17.0341 | 17.0341 | 42.4417 | 0.37394 | 0 | 2024: 34.8461; 2025: 7.5956; 2026: 0; 2027: 6.3697; 2028: 0; 2029: 0; 2030: 1.7155; 2031: 0; 2032: 0; 2033: 34.8461; 2034: 7.5956; 2035: 0; 2036: 6.3697; 2039: 0.046742; 2040: 0.051547
2018-05-03 07:00 | 5 | 6 | 5 | 0 | 0 | 0.11205 | 1.0027 | 2.0054 | 0.89636 | 20.3125 | 10.5647 | 17.0341 | 17.0341 | 40.7352 | 0.89636 | 0 | 2024: 22.5279; 2025: 18.2073; 2026: 0; 2027: 15.2687; 2028: 0; 2029: 0; 2030: 1.1091; 2031: 0; 2032: 0; 2033: 22.5279; 2034: 18.2073; 2035: 0; 2036: 15.2687; 2039: 0.11205; 2040: 0.17012
2018-05-03 08:00 | 5 | 7 | 5 | 0 | 0 | 0.38159 | 1.0075 | 2.015 | 3.0527 | 20.3125 | 10.5647 | 17.0341 | 17.0341 | 40.9295 | 2.015 | 1.0377 | 2024: 0; 2025: 40.9295; 2026: 10.9635; 2027: 52.0007; 2028: 1.0377; 2029: 1.0377; 2030: 0; 2031: 0; 2032: 0; 2033: 0; 2034: 40.9295; 2035: 0; 2036: 52.0007; 2039: 0.38159; 2040: 0.41795
2018-05-03 09:00 | 5 | 8 | 5 | 0 | 0 | 0.51311 | 0.98811 | 1.9762 | 4.1049 | 20.3125 | 10.5647 | 17.0341 | 17.0341 | 40.1419 | 1.9762 | 2.1287 | 2024: 0; 2025: 40.1419; 2026: 22.4888; 2027: 69.9231; 2028: 2.1287; 2029: 3.1664; 2030: 0; 2031: 0; 2032: 0; 2033: 0; 2034: 40.1419; 2035: 0; 2036: 69.9231; 2039: 0.51311; 2040: 0.56364
2018-05-03 10:00 | 5 | 9 | 5 | 0 | 0 | 0.60222 | 0.94934 | 1.8987 | 4.8177 | 20.3125 | 10.5647 | 17.0341 | 17.0341 | 38.5668 | 1.8987 | 2.9191 | 2024: 0; 2025: 38.5668; 2026: 30.8391; 2027: 82.0659; 2028: 2.9191; 2029: 6.0855; 2030: 0; 2031: 0; 2032: 0; 2033: 0; 2034: 38.5668; 2035: 0; 2036: 82.0659; 2039: 0.60222; 2040: 0.66327
2018-05-03 11:00 | 5 | 10 | 5 | 0 | 0 | 0.64867 | 0.83824 | 1.6765 | 5.1893 | 20.3125 | 10.5647 | 17.0341 | 17.0341 | 34.0536 | 1.6765 | 3.5129 | 2024: 0; 2025: 34.0536; 2026: 37.1124; 2027: 88.396; 2028: 3.5129; 2029: 9.5983; 2030: 0; 2031: 0; 2032: 0; 2033: 0; 2034: 34.0536; 2035: 0; 2036: 88.396; 2039: 0.64867; 2040: 0.72257
2018-05-03 12:00 | 5 | 11 | 5 | 0 | 0 | 0.67784 | 0.75635 | 1.5127 | 5.4227 | 20.3125 | 10.5647 | 17.0341 | 17.0341 | 30.7267 | 1.5127 | 3.91 | 2024: 0; 2025: 30.7267; 2026: 41.3086; 2027: 92.3718; 2028: 2.9017; 2029: 12.5; 2030: 0; 2031: 0; 2032: 1.0084; 2033: 0; 2034: 30.7267; 2035: 10.6532; 2036: 92.3718; 2039: 0.67784; 2040: 0.75326
2018-05-03 13:00 | 5 | 12 | 5 | 0 | 0 | 0.46942 | 0.73818 | 1.4764 | 3.7554 | 20.3125 | 10.5647 | 17.0341 | 17.0341 | 29.9886 | 1.4764 | 2.279 | 2024: 0; 2025: 29.9886; 2026: 24.0774; 2027: 63.97; 2028: 0; 2029: 12.5; 2030: 0; 2031: 0; 2032: 2.279; 2033: 0; 2034: 29.9886; 2035: 24.0774; 2036: 63.97; 2039: 0.46942; 2040: 0.6919
2018-05-03 14:00 | 5 | 13 | 5 | 0 | 0 | 0.52689 | 0.84906 | 1.6981 | 4.2151 | 20.3125 | 10.5647 | 17.0341 | 17.0341 | 34.493 | 1.6981 | 2.517 | 2024: 0; 2025: 34.493; 2026: 26.5914; 2027: 71.8008; 2028: 0; 2029: 12.5; 2030: 0; 2031: 0; 2032: 2.517; 2033: 0; 2034: 34.493; 2035: 26.5914; 2036: 71.8008; 2039: 0.52689; 2040: 0.66484
2018-05-03 15:00 | 5 | 14 | 5 | 0 | 0 | 0.39688 | 0.85182 | 1.7036 | 3.1751 | 20.3125 | 10.5647 | 17.0341 | 17.0341 | 34.6051 | 1.7036 | 1.4714 | 2024: 0; 2025: 34.6051; 2026: 15.5453; 2027: 54.0846; 2028: 0; 2029: 12.5; 2030: 0; 2031: 0; 2032: 1.4714; 2033: 0; 2034: 34.6051; 2035: 15.5453; 2036: 54.0846; 2039: 0.39688; 2040: 0.53521
2018-05-03 16:00 | 5 | 15 | 5 | 0 | 1 | 0.31607 | 0.89989 | 1.7998 | 2.5285 | 21.7915 | 12.0437 | 17.0341 | 17.0341 | 39.2201 | 1.7998 | 0.72876 | 2024: 0; 2025: 39.2201; 2026: 8.7769; 2027: 43.0716; 2028: 0; 2029: 12.5; 2030: 0; 2031: 0; 2032: 0.72876; 2033: 0; 2034: 39.2201; 2035: 8.7769; 2036: 43.0716; 2039: 0.31607; 2040: 0.36097
2018-05-03 17:00 | 5 | 16 | 5 | 0 | 1 | 0.17168 | 0.99414 | 1.9883 | 1.3734 | 21.7915 | 12.0437 | 17.0341 | 17.0341 | 43.3277 | 1.3734 | 0 | 2024: 13.3983; 2025: 29.9295; 2026: 0; 2027: 23.3955; 2028: 0; 2029: 12.5; 2030: 0.61484; 2031: 0.61484; 2032: 0; 2033: 0; 2034: 43.3277; 2035: 0; 2036: 23.3955; 2039: 0.17168; 2040: 0.18934
2018-05-03 18:00 | 5 | 17 | 5 | 0 | 1 | 0.045738 | 0.95363 | 1.9073 | 0.3659 | 21.7915 | 12.0437 | 17.0341 | 17.0341 | 41.562 | 0.3659 | 0 | 2024: 33.5884; 2025: 7.9736; 2026: 0; 2027: 6.2328; 2028: 0; 2029: 11.8317; 2030: 1.5414; 2031: 1.5414; 2032: 0; 2033: 0; 2034: 41.562; 2035: 0; 2036: 6.2328; 2039: 0.045738; 2040: 0.055637
2018-05-03 19:00 | 5 | 18 | 5 | 0 | 1 | 0 | 0.93363 | 1.8673 | 0 | 21.7915 | 12.0437 | 17.0341 | 17.0341 | 40.6905 | 0 | 0 | 2024: 40.6905; 2025: 0; 2026: 0; 2027: 0; 2028: 0; 2029: 10.1563; 2030: 1.8673; 2031: 1.8673; 2032: 0; 2033: 0; 2034: 40.6905; 2035: 0; 2036: 0; 2039: 0; 2040: 0
2018-05-03 20:00 | 5 | 19 | 5 | 0 | 0 | 0 | 0.97271 | 1.9454 | 0 | 20.3125 | 10.5647 | 17.0341 | 17.0341 | 39.5164 | 0 | 0 | 2024: 39.5164; 2025: 0; 2026: 0; 2027: 0; 2028: 0; 2029: 8.1267; 2030: 1.9454; 2031: 1.9454; 2032: 0; 2033: 0; 2034: 39.5164; 2035: 0; 2036: 0; 2039: 0; 2040: 0
2018-05-03 21:00 | 5 | 20 | 5 | 0 | 0 | 0 | 0.83972 | 1.6794 | 0 | 20.3125 | 10.5647 | 17.0341 | 17.0341 | 34.1137 | 0 | 0 | 2024: 34.1137; 2025: 0; 2026: 0; 2027: 0; 2028: 0; 2029: 6.0121; 2030: 1.6794; 2031: 1.6794; 2032: 0; 2033: 0; 2034: 34.1137; 2035: 0; 2036: 0; 2039: 0; 2040: 0
2018-05-03 22:00 | 5 | 21 | 5 | 0 | 0 | 0 | 0.69851 | 1.397 | 0 | 20.3125 | 10.5647 | 17.0341 | 17.0341 | 28.377 | 0 | 0 | 2024: 28.377; 2025: 0; 2026: 0; 2027: 0; 2028: 0; 2029: 4.1866; 2030: 1.397; 2031: 1.397; 2032: 0; 2033: 0; 2034: 28.377; 2035: 0; 2036: 0; 2039: 0; 2040: 0
2018-05-03 23:00 | 5 | 22 | 5 | 0 | 0 | 0 | 0.66207 | 1.3241 | 0 | 20.3125 | 10.5647 | 17.0341 | 17.0341 | 26.8964 | 0 | 0 | 2024: 26.8964; 2025: 0; 2026: 0; 2027: 0; 2028: 0; 2029: 2.6681; 2030: 1.3241; 2031: 1.3241; 2032: 0; 2033: 0; 2034: 26.8964; 2035: 0; 2036: 0; 2039: 0; 2040: 0
2018-05-04 | 5 | 23 | 5 | 0 | 0 | 0 | 0.64405 | 1.2881 | 0 | 20.3125 | 10.5647 | 17.0341 | 17.0341 | 26.1645 | 0 | 0 | 2024: 26.1645; 2025: 0; 2026: 0; 2027: 0; 2028: 0; 2029: 1.2288; 2030: 1.2881; 2031: 1.1305; 2032: 0; 2033: 3.2009; 2034: 22.9636; 2035: 0; 2036: 0; 2039: 0; 2040: 0
2018-05-04 01:00 | 5 | 0 | 6 | 0 | 0 | 0 | 0.64759 | 1.2952 | 0 | 20.3125 | 10.5647 | 17.0341 | 17.0341 | 26.3084 | 0 | 0 | 2024: 26.3084; 2025: 0; 2026: 0; 2027: 0; 2028: 0; 2029: 0; 2030: 1.2952; 2031: 0; 2032: 0; 2033: 26.3084; 2034: 0; 2035: 0; 2036: 0; 2039: 0; 2040: 0
2018-05-04 02:00 | 5 | 1 | 6 | 0 | 0 | 0 | 0.68302 | 1.366 | 0 | 20.3125 | 10.5647 | 17.0341 | 17.0341 | 27.7477 | 0 | 0 | 2024: 27.7477; 2025: 0; 2026: 0; 2027: 0; 2028: 0; 2029: 0; 2030: 1.366; 2031: 0; 2032: 0; 2033: 27.7477; 2034: 0; 2035: 0; 2036: 0; 2039: 0; 2040: 0
2018-05-04 03:00 | 5 | 2 | 6 | 0 | 0 | 0 | 0.71469 | 1.4294 | 0 | 20.3125 | 10.5647 | 17.0341 | 17.0341 | 29.0344 | 0 | 0 | 2024: 29.0344; 2025: 0; 2026: 0; 2027: 0; 2028: 0; 2029: 0; 2030: 1.4294; 2031: 0; 2032: 0; 2033: 29.0344; 2034: 0; 2035: 0; 2036: 0; 2039: 0; 2040: 0
2018-05-04 04:00 | 5 | 3 | 6 | 0 | 0 | 0 | 0.78283 | 1.5657 | 0 | 20.3125 | 10.5647 | 17.0341 | 17.0341 | 31.8025 | 0 | 0 | 2024: 31.8025; 2025: 0; 2026: 0; 2027: 0; 2028: 0; 2029: 0; 2030: 1.5657; 2031: 0; 2032: 0; 2033: 31.8025; 2034: 0; 2035: 0; 2036: 0; 2039: 0; 2040: 0
2018-05-04 05:00 | 5 | 4 | 6 | 0 | 0 | 0 | 0.98052 | 1.961 | 0 | 20.3125 | 10.5647 | 17.0341 | 17.0341 | 39.8338 | 0 | 0 | 2024: 39.8338; 2025: 0; 2026: 0; 2027: 0; 2028: 0; 2029: 0; 2030: 1.961; 2031: 0; 2032: 0; 2033: 39.8338; 2034: 0; 2035: 0; 2036: 0; 2039: 0; 2040: 0
2018-05-04 06:00 | 5 | 5 | 6 | 0 | 0 | 0.028517 | 1.0198 | 2.0396 | 0.22813 | 20.3125 | 10.5647 | 17.0341 | 17.0341 | 41.4302 | 0.22813 | 0 | 2024: 36.7963; 2025: 4.6339; 2026: 0; 2027: 3.886; 2028: 0; 2029: 0; 2030: 1.8115; 2031: 0; 2032: 0; 2033: 36.7963; 2034: 4.6339; 2035: 0; 2036: 3.886; 2039: 0.028517; 2040: 0.00543
2018-05-04 07:00 | 5 | 6 | 6 | 0 | 0 | 0.053686 | 0.96502 | 1.93 | 0.42948 | 20.3125 | 10.5647 | 17.0341 | 17.0341 | 39.204 | 0.42948 | 0 | 2024: 30.4801; 2025: 8.7239; 2026: 0; 2027: 7.3159; 2028: 0; 2029: 0; 2030: 1.5006; 2031: 0; 2032: 0; 2033: 30.4801; 2034: 8.7239; 2035: 0; 2036: 7.3159; 2039: 0.053686; 2040: 0.15726
2018-05-04 08:00 | 5 | 7 | 6 | 0 | 0 | 0.15538 | 0.9306 | 1.8612 | 1.243 | 20.3125 | 10.5647 | 17.0341 | 17.0341 | 37.8056 | 1.243 | 0 | 2024: 12.5564; 2025: 25.2493; 2026: 0; 2027: 21.1741; 2028: 0; 2029: 0; 2030: 0.61816; 2031: 0; 2032: 0; 2033: 12.5564; 2034: 25.2493; 2035: 0; 2036: 21.1741; 2039: 0.15538; 2040: 0.41458
2018-05-04 09:00 | 5 | 8 | 6 | 0 | 0 | 0.53029 | 0.96205 | 1.9241 | 4.2423 | 20.3125 | 10.5647 | 17.0341 | 17.0341 | 39.0834 | 1.9241 | 2.3182 | 2024: 0; 2025: 39.0834; 2026: 24.491; 2027: 72.2639; 2028: 2.3182; 2029: 2.3182; 2030: 0; 2031: 0; 2032: 0; 2033: 0; 2034: 39.0834; 2035: 0; 2036: 72.2639; 2039: 0.53029; 2040: 0.57855
2018-05-04 10:00 | 5 | 9 | 6 | 0 | 0 | 0.64034 | 0.87227 | 1.7445 | 5.1228 | 20.3125 | 10.5647 | 17.0341 | 17.0341 | 35.436 | 1.7445 | 3.3782 | 2024: 0; 2025: 35.436; 2026: 35.6899; 2027: 87.2617; 2028: 3.3782; 2029: 5.6964; 2030: 0; 2031: 0; 2032: 0; 2033: 0; 2034: 35.436; 2035: 0; 2036: 87.2617; 2039: 0.64034; 2040: 0.70614
2018-05-04 11:00 | 5 | 10 | 6 | 0 | 0 | 0.70818 | 0.82501 | 1.65 | 5.6654 | 20.3125 | 10.5647 | 17.0341 | 17.0341 | 33.5159 | 1.65 | 4.0154 | 2024: 0; 2025: 33.5159; 2026: 42.4216; 2027: 96.5054; 2028: 4.0154; 2029: 9.7118; 2030: 0; 2031: 0; 2032: 0; 2033: 0; 2034: 33.5159; 2035: 0; 2036: 96.5054; 2039: 0.70818; 2040: 0.76923
2018-05-04 12:00 | 5 | 11 | 6 | 0 | 0 | 0.73325 | 0.79327 | 1.5865 | 5.866 | 20.3125 | 10.5647 | 17.0341 | 17.0341 | 32.2265 | 1.5865 | 4.2795 | 2024: 0; 2025: 32.2265; 2026: 45.2117; 2027: 99.9227; 2028: 2.7882; 2029: 12.5; 2030: 0; 2031: 0; 2032: 1.4913; 2033: 0; 2034: 32.2265; 2035: 15.755; 2036: 99.9227; 2039: 0.73325; 2040: 0.76923
2018-05-04 13:00 | 5 | 12 | 6 | 0 | 0 | 0.70596 | 0.7551 | 1.5102 | 5.6477 | 20.3125 | 10.5647 | 17.0341 | 17.0341 | 30.6759 | 1.5102 | 4.1375 | 2024: 0; 2025: 30.6759; 2026: 43.7115; 2027: 96.2035; 2028: 0; 2029: 12.5; 2030: 0; 2031: 0; 2032: 4.1375; 2033: 0; 2034: 30.6759; 2035: 43.7115; 2036: 96.2035; 2039: 0.70596; 2040: 0.76923
2018-05-04 14:00 | 5 | 13 | 6 | 0 | 0 | 0.64478 | 0.75127 | 1.5025 | 5.1582 | 20.3125 | 10.5647 | 17.0341 | 17.0341 | 30.5203 | 1.5025 | 3.6557 | 2024: 0; 2025: 30.5203; 2026: 38.6213; 2027: 87.8658; 2028: 0; 2029: 12.5; 2030: 0; 2031: 0; 2032: 3.6557; 2033: 0; 2034: 30.5203; 2035: 38.6213; 2036: 87.8658; 2039: 0.64478; 2040: 0.70951
2018-05-04 15:00 | 5 | 14 | 6 | 0 | 0 | 0.54415 | 0.8404 | 1.6808 | 4.3532 | 20.3125 | 10.5647 | 17.0341 | 17.0341 | 34.1411 | 1.6808 | 2.6724 | 2024: 0; 2025: 34.1411; 2026: 28.2334; 2027: 74.1532; 2028: 0; 2029: 12.5; 2030: 0; 2031: 0; 2032: 2.6724; 2033: 0; 2034: 34.1411; 2035: 28.2334; 2036: 74.1532; 2039: 0.54415; 2040: 0.59414
2018-05-04 16:00 | 5 | 15 | 6 | 0 | 1 | 0.4021 | 0.94511 | 1.8902 | 3.2168 | 21.7915 | 12.0437 | 17.0341 | 17.0341 | 41.1906 | 1.8902 | 1.3266 | 2024: 0; 2025: 41.1906; 2026: 15.9774; 2027: 54.796; 2028: 0; 2029: 12.5; 2030: 0; 2031: 0; 2032: 1.3266; 2033: 0; 2034: 41.1906; 2035: 15.9774; 2036: 54.796; 2039: 0.4021; 2040: 0.43785
2018-05-04 17:00 | 5 | 16 | 6 | 0 | 1 | 0.22187 | 0.99247 | 1.9849 | 1.775 | 21.7915 | 12.0437 | 17.0341 | 17.0341 | 43.2546 | 1.775 | 0 | 2024: 4.5756; 2025: 38.679; 2026: 0; 2027: 30.2349; 2028: 0; 2029: 12.5; 2030: 0.20997; 2031: 0.20997; 2032: 0; 2033: 0; 2034: 43.2546; 2035: 0; 2036: 30.2349; 2039: 0.22187; 2040: 0.24199
2018-05-04 18:00 | 5 | 17 | 6 | 0 | 1 | 0.054393 | 0.98012 | 1.9602 | 0.43514 | 21.7915 | 12.0437 | 17.0341 | 17.0341 | 42.7165 | 0.43514 | 0 | 2024: 33.2341; 2025: 9.4824; 2026: 0; 2027: 7.4123; 2028: 0; 2029: 12.2718; 2030: 1.5251; 2031: 1.5251; 2032: 0; 2033: 0; 2034: 42.7165; 2035: 0; 2036: 7.4123; 2039: 0.054393; 2040: 0.062047
2018-05-04 19:00 | 5 | 18 | 6 | 0 | 1 | 0 | 0.95436 | 1.9087 | 0 | 21.7915 | 12.0437 | 17.0341 | 17.0341 | 41.594 | 0 | 0 | 2024: 41.594; 2025: 0; 2026: 0; 2027: 0; 2028: 0; 2029: 10.6141; 2030: 1.9087; 2031: 1.9087; 2032: 0; 2033: 0; 2034: 41.594; 2035: 0; 2036: 0; 2039: 0; 2040: 0
2018-05-04 20:00 | 5 | 19 | 6 | 0 | 0 | 0 | 0.96453 | 1.9291 | 0 | 20.3125 | 10.5647 | 17.0341 | 17.0341 | 39.1842 | 0 | 0 | 2024: 39.1842; 2025: 0; 2026: 0; 2027: 0; 2028: 0; 2029: 8.5394; 2030: 1.9291; 2031: 1.9291; 2032: 0; 2033: 0; 2034: 39.1842; 2035: 0; 2036: 0; 2039: 0; 2040: 0
2018-05-04 21:00 | 5 | 20 | 6 | 0 | 0 | 0 | 0.776 | 1.552 | 0 | 20.3125 | 10.5647 | 17.0341 | 17.0341 | 31.525 | 0 | 0 | 2024: 31.525; 2025: 0; 2026: 0; 2027: 0; 2028: 0; 2029: 6.4425; 2030: 1.552; 2031: 1.552; 2032: 0; 2033: 0; 2034: 31.525; 2035: 0; 2036: 0; 2039: 0; 2040: 0
2018-05-04 22:00 | 5 | 21 | 6 | 0 | 0 | 0 | 0.62505 | 1.2501 | 0 | 20.3125 | 10.5647 | 17.0341 | 17.0341 | 25.3925 | 0 | 0 | 2024: 25.3925; 2025: 0; 2026: 0; 2027: 0; 2028: 0; 2029: 4.7556; 2030: 1.2501; 2031: 1.2501; 2032: 0; 2033: 0; 2034: 25.3925; 2035: 0; 2036: 0; 2039: 0; 2040: 0
2018-05-04 23:00 | 5 | 22 | 6 | 0 | 0 | 0 | 0.57649 | 1.153 | 0 | 20.3125 | 10.5647 | 17.0341 | 17.0341 | 23.42 | 0 | 0 | 2024: 23.42; 2025: 0; 2026: 0; 2027: 0; 2028: 0; 2029: 3.3968; 2030: 1.153; 2031: 1.153; 2032: 0; 2033: 0; 2034: 23.42; 2035: 0; 2036: 0; 2039: 0; 2040: 0
2018-05-05 | 5 | 23 | 6 | 0 | 0 | 0 | 0.5543 | 1.1086 | 0 | 20.3125 | 10.5647 | 17.0341 | 17.0341 | 22.5183 | 0 | 0 | 2024: 22.5183; 2025: 0; 2026: 0; 2027: 0; 2028: 0; 2029: 2.1435; 2030: 1.1086; 2031: 1.1086; 2032: 0; 2033: 0; 2034: 22.5183; 2035: 0; 2036: 0; 2039: 0; 2040: 0
2018-05-05 01:00 | 5 | 0 | 7 | 0 | 0 | 0 | 0.55927 | 1.1185 | 0 | 20.3125 | 10.5647 | 17.0341 | 17.0341 | 22.7202 | 0 | 0 | 2024: 22.7202; 2025: 0; 2026: 0; 2027: 0; 2028: 0; 2029: 0.93855; 2030: 1.1185; 2031: 0.86346; 2032: 0; 2033: 5.1811; 2034: 17.5391; 2035: 0; 2036: 0; 2039: 0; 2040: 0
2018-05-05 02:00 | 5 | 1 | 7 | 0 | 0 | 0 | 0.58219 | 1.1644 | 0 | 20.3125 | 10.5647 | 17.0341 | 17.0341 | 23.6515 | 0 | 0 | 2024: 23.6515; 2025: 0; 2026: 0; 2027: 0; 2028: 0; 2029: 0; 2030: 1.1644; 2031: 0; 2032: 0; 2033: 23.6515; 2034: 0; 2035: 0; 2036: 0; 2039: 0; 2040: 0
2018-05-05 03:00 | 5 | 2 | 7 | 0 | 0 | 0 | 0.58778 | 1.1756 | 0 | 20.3125 | 10.5647 | 17.0341 | 17.0341 | 23.8786 | 0 | 0 | 2024: 23.8786; 2025: 0; 2026: 0; 2027: 0; 2028: 0; 2029: 0; 2030: 1.1756; 2031: 0; 2032: 0; 2033: 23.8786; 2034: 0; 2035: 0; 2036: 0; 2039: 0; 2040: 0
2018-05-05 04:00 | 5 | 3 | 7 | 0 | 0 | 0 | 0.60573 | 1.2115 | 0 | 20.3125 | 10.5647 | 17.0341 | 17.0341 | 24.6077 | 0 | 0 | 2024: 24.6077; 2025: 0; 2026: 0; 2027: 0; 2028: 0; 2029: 0; 2030: 1.2115; 2031: 0; 2032: 0; 2033: 24.6077; 2034: 0; 2035: 0; 2036: 0; 2039: 0; 2040: 0
2018-05-05 05:00 | 5 | 4 | 7 | 0 | 0 | 0 | 0.67604 | 1.3521 | 0 | 20.3125 | 10.5647 | 17.0341 | 17.0341 | 27.464 | 0 | 0 | 2024: 27.464; 2025: 0; 2026: 0; 2027: 0; 2028: 0; 2029: 0; 2030: 1.3521; 2031: 0; 2032: 0; 2033: 27.464; 2034: 0; 2035: 0; 2036: 0; 2039: 0; 2040: 0
2018-05-05 06:00 | 5 | 5 | 7 | 0 | 0 | 0.048564 | 0.79203 | 1.5841 | 0.38851 | 20.3125 | 10.5647 | 17.0341 | 17.0341 | 32.1763 | 0.38851 | 0 | 2024: 24.2847; 2025: 7.8917; 2026: 0; 2027: 6.618; 2028: 0; 2029: 0; 2030: 1.1956; 2031: 0; 2032: 0; 2033: 24.2847; 2034: 7.8917; 2035: 0; 2036: 6.618; 2039: 0.048564; 2040: 0.056227
2018-05-05 07:00 | 5 | 6 | 7 | 0 | 0 | 0.21104 | 0.88683 | 1.7737 | 1.6883 | 20.3125 | 10.5647 | 17.0341 | 17.0341 | 36.0275 | 1.6883 | 0 | 2024: 1.7331; 2025: 34.2943; 2026: 0; 2027: 28.7594; 2028: 0; 2029: 0; 2030: 0.085324; 2031: 0; 2032: 0; 2033: 1.7331; 2034: 34.2943; 2035: 0; 2036: 28.7594; 2039: 0.21104; 2040: 0.21231
2018-05-05 08:00 | 5 | 7 | 7 | 0 | 0 | 0.2035 | 1.0202 | 2.0403 | 1.628 | 20.3125 | 10.5647 | 17.0341 | 17.0341 | 41.4441 | 1.628 | 0 | 2024: 8.375; 2025: 33.0691; 2026: 0; 2027: 27.7319; 2028: 0; 2029: 0; 2030: 0.41231; 2031: 0; 2032: 0; 2033: 8.375; 2034: 33.0691; 2035: 0; 2036: 27.7319; 2039: 0.2035; 2040: 0.22781
2018-05-05 09:00 | 5 | 8 | 7 | 0 | 0 | 0.37572 | 0.86991 | 1.7398 | 3.0058 | 20.3125 | 10.5647 | 17.0341 | 17.0341 | 35.3403 | 1.7398 | 1.266 | 2024: 0; 2025: 35.3403; 2026: 13.3746; 2027: 51.2011; 2028: 1.266; 2029: 1.266; 2030: 0; 2031: 0; 2032: 0; 2033: 0; 2034: 35.3403; 2035: 0; 2036: 51.2011; 2039: 0.37572; 2040: 0.30907
2018-05-05 10:00 | 5 | 9 | 7 | 0 | 0 | 0.36176 | 0.87288 | 1.7458 | 2.8941 | 20.3125 | 10.5647 | 17.0341 | 17.0341 | 35.4609 | 1.7458 | 1.1483 | 2024: 0; 2025: 35.4609; 2026: 12.1316; 2027: 49.2982; 2028: 1.1483; 2029: 2.4143; 2030: 0; 2031: 0; 2032: 0; 2033: 0; 2034: 35.4609; 2035: 0; 2036: 49.2982; 2039: 0.36176; 2040: 0.41857
2018-05-05 11:00 | 5 | 10 | 7 | 0 | 0 | 0.53111 | 0.91173 | 1.8235 | 4.2488 | 20.3125 | 10.5647 | 17.0341 | 17.0341 | 37.0391 | 1.8235 | 2.4254 | 2024: 0; 2025: 37.0391; 2026: 25.6235; 2027: 72.3754; 2028: 2.4254; 2029: 4.8397; 2030: 0; 2031: 0; 2032: 0; 2033: 0; 2034: 37.0391; 2035: 0; 2036: 72.3754; 2039: 0.53111; 2040: 0.19662
2018-05-05 12:00 | 5 | 11 | 7 | 0 | 0 | 0.48546 | 0.96442 | 1.9288 | 3.8837 | 20.3125 | 10.5647 | 17.0341 | 17.0341 | 39.1796 | 1.9288 | 1.9549 | 2024: 0; 2025: 39.1796; 2026: 20.6527; 2027: 66.1557; 2028: 1.9549; 2029: 6.7945; 2030: 0; 2031: 0; 2032: 0; 2033: 0; 2034: 39.1796; 2035: 0; 2036: 66.1557; 2039: 0.48546; 2040: 0.71354
2018-05-05 13:00 | 5 | 12 | 7 | 0 | 0 | 0.5317 | 0.92067 | 1.8413 | 4.2536 | 20.3125 | 10.5647 | 17.0341 | 17.0341 | 37.4024 | 1.8413 | 2.4123 | 2024: 0; 2025: 37.4024; 2026: 25.485; 2027: 72.4567; 2028: 2.4123; 2029: 9.2068; 2030: 0; 2031: 0; 2032: 0; 2033: 0; 2034: 37.4024; 2035: 0; 2036: 72.4567; 2039: 0.5317; 2040: 0.42575
2018-05-05 14:00 | 5 | 13 | 7 | 0 | 0 | 0.49101 | 1.0422 | 2.0845 | 3.9281 | 20.3125 | 10.5647 | 17.0341 | 17.0341 | 42.341 | 2.0845 | 1.8436 | 2024: 0; 2025: 42.341; 2026: 19.4771; 2027: 66.9113; 2028: 1.8436; 2029: 11.0504; 2030: 0; 2031: 0; 2032: 0; 2033: 0; 2034: 42.341; 2035: 0; 2036: 66.9113; 2039: 0.49101; 2040: 0.39371
2018-05-05 15:00 | 5 | 14 | 7 | 0 | 0 | 0.27727 | 1.1845 | 2.369 | 2.2181 | 20.3125 | 10.5647 | 17.0341 | 17.0341 | 48.1197 | 2.2181 | 0 | 2024: 3.0638; 2025: 45.0559; 2026: 0; 2027: 37.784; 2028: 0; 2029: 11.0504; 2030: 0.15083; 2031: 0.15083; 2032: 0; 2033: 0; 2034: 48.1197; 2035: 0; 2036: 37.784; 2039: 0.27727; 2040: 0.46042
2018-05-05 16:00 | 5 | 15 | 7 | 0 | 1 | 0.10628 | 1.2921 | 2.5842 | 0.85027 | 21.7915 | 12.0437 | 17.0341 | 17.0341 | 56.3129 | 0.85027 | 0 | 2024: 37.7842; 2025: 18.5287; 2026: 0; 2027: 14.4837; 2028: 0; 2029: 10.8864; 2030: 1.7339; 2031: 1.7339; 2032: 0; 2033: 0; 2034: 56.3129; 2035: 0; 2036: 14.4837; 2039: 0.10628; 2040: 0.38418
2018-05-05 17:00 | 5 | 16 | 7 | 0 | 1 | 0.023052 | 1.3256 | 2.6511 | 0.18442 | 21.7915 | 12.0437 | 17.0341 | 17.0341 | 57.7722 | 0.18442 | 0 | 2024: 53.7534; 2025: 4.0187; 2026: 0; 2027: 3.1414; 2028: 0; 2029: 9.0018; 2030: 2.4667; 2031: 2.4667; 2032: 0; 2033: 0; 2034: 57.7722; 2035: 0; 2036: 3.1414; 2039: 0.023052; 2040: 0.16832
2018-05-05 18:00 | 5 | 17 | 7 | 0 | 1 | 0.05066 | 1.3076 | 2.6152 | 0.40528 | 21.7915 | 12.0437 | 17.0341 | 17.0341 | 56.988 | 0.40528 | 0 | 2024: 48.1563; 2025: 8.8316; 2026: 0; 2027: 6.9036; 2028: 0; 2029: 6.3205; 2030: 2.2099; 2031: 2.2099; 2032: 0; 2033: 0; 2034: 56.988; 2035: 0; 2036: 6.9036; 2039: 0.05066; 2040: 0.058645
2018-05-05 19:00 | 5 | 18 | 7 | 0 | 1 | 0 | 1.2385 | 2.477 | 0 | 21.7915 | 12.0437 | 17.0341 | 17.0341 | 53.9768 | 0 | 0 | 2024: 53.9768; 2025: 0; 2026: 0; 2027: 0; 2028: 0; 2029: 3.9185; 2030: 2.477; 2031: 2.477; 2032: 0; 2033: 0; 2034: 53.9768; 2035: 0; 2036: 0; 2039: 0; 2040: 0
2018-05-05 20:00 | 5 | 19 | 7 | 0 | 0 | 0 | 1.1363 | 2.2727 | 0 | 20.3125 | 10.5647 | 17.0341 | 17.0341 | 46.164 | 0 | 0 | 2024: 46.164; 2025: 0; 2026: 0; 2027: 0; 2028: 0; 2029: 1.2262; 2030: 2.2727; 2031: 1.1281; 2032: 0; 2033: 23.2502; 2034: 22.9138; 2035: 0; 2036: 0; 2039: 0; 2040: 0
2018-05-05 21:00 | 5 | 20 | 7 | 0 | 0 | 0 | 0.87886 | 1.7577 | 0 | 20.3125 | 10.5647 | 17.0341 | 17.0341 | 35.7036 | 0 | 0 | 2024: 35.7036; 2025: 0; 2026: 0; 2027: 0; 2028: 0; 2029: 0; 2030: 1.7577; 2031: 0; 2032: 0; 2033: 35.7036; 2034: 0; 2035: 0; 2036: 0; 2039: 0; 2040: 0
2018-05-05 22:00 | 5 | 21 | 7 | 0 | 0 | 0 | 0.63112 | 1.2622 | 0 | 20.3125 | 10.5647 | 17.0341 | 17.0341 | 25.6394 | 0 | 0 | 2024: 25.6394; 2025: 0; 2026: 0; 2027: 0; 2028: 0; 2029: 0; 2030: 1.2622; 2031: 0; 2032: 0; 2033: 25.6394; 2034: 0; 2035: 0; 2036: 0; 2039: 0; 2040: 0
2018-05-05 23:00 | 5 | 22 | 7 | 0 | 0 | 0 | 0.51462 | 1.0292 | 0 | 20.3125 | 10.5647 | 17.0341 | 17.0341 | 20.9065 | 0 | 0 | 2024: 20.9065; 2025: 0; 2026: 0; 2027: 0; 2028: 0; 2029: 0; 2030: 1.0292; 2031: 0; 2032: 0; 2033: 20.9065; 2034: 0; 2035: 0; 2036: 0; 2039: 0; 2040: 0
2018-05-06 | 5 | 23 | 7 | 0 | 0 | 0 | 0.44922 | 0.89843 | 0 | 20.3125 | 10.5647 | 17.0341 | 17.0341 | 18.2494 | 0 | 0 | 2024: 18.2494; 2025: 0; 2026: 0; 2027: 0; 2028: 0; 2029: 0; 2030: 0.89843; 2031: 0; 2032: 0; 2033: 18.2494; 2034: 0; 2035: 0; 2036: 0; 2039: 0; 2040: 0
2018-05-06 01:00 | 5 | 0 | 1 | 0 | 0 | 0 | 0.41821 | 0.83642 | 0 | 20.3125 | 10.5647 | 17.0341 | 17.0341 | 16.9897 | 0 | 0 | 2024: 16.9897; 2025: 0; 2026: 0; 2027: 0; 2028: 0; 2029: 0; 2030: 0.83642; 2031: 0; 2032: 0; 2033: 16.9897; 2034: 0; 2035: 0; 2036: 0; 2039: 0; 2040: 0
2018-05-06 02:00 | 5 | 1 | 1 | 0 | 0 | 0 | 0.41539 | 0.83079 | 0 | 20.3125 | 10.5647 | 17.0341 | 17.0341 | 16.8753 | 0 | 0 | 2024: 16.8753; 2025: 0; 2026: 0; 2027: 0; 2028: 0; 2029: 0; 2030: 0.83079; 2031: 0; 2032: 0; 2033: 16.8753; 2034: 0; 2035: 0; 2036: 0; 2039: 0; 2040: 0
2018-05-06 03:00 | 5 | 2 | 1 | 0 | 0 | 0 | 0.44065 | 0.8813 | 0 | 20.3125 | 10.5647 | 17.0341 | 17.0341 | 17.9014 | 0 | 0 | 2024: 17.9014; 2025: 0; 2026: 0; 2027: 0; 2028: 0; 2029: 0; 2030: 0.8813; 2031: 0; 2032: 0; 2033: 17.9014; 2034: 0; 2035: 0; 2036: 0; 2039: 0; 2040: 0
2018-05-06 04:00 | 5 | 3 | 1 | 0 | 0 | 0 | 0.45296 | 0.90591 | 0 | 20.3125 | 10.5647 | 17.0341 | 17.0341 | 18.4013 | 0 | 0 | 2024: 18.4013; 2025: 0; 2026: 0; 2027: 0; 2028: 0; 2029: 0; 2030: 0.90591; 2031: 0; 2032: 0; 2033: 18.4013; 2034: 0; 2035: 0; 2036: 0; 2039: 0; 2040: 0
2018-05-06 05:00 | 5 | 4 | 1 | 0 | 0 | 0 | 0.53368 | 1.0674 | 0 | 20.3125 | 10.5647 | 17.0341 | 17.0341 | 21.6809 | 0 | 0 | 2024: 21.6809; 2025: 0; 2026: 0; 2027: 0; 2028: 0; 2029: 0; 2030: 1.0674; 2031: 0; 2032: 0; 2033: 21.6809; 2034: 0; 2035: 0; 2036: 0; 2039: 0; 2040: 0
2018-05-06 06:00 | 5 | 5 | 1 | 0 | 0 | 0.050998 | 0.68803 | 1.3761 | 0.40798 | 20.3125 | 10.5647 | 17.0341 | 17.0341 | 27.9513 | 0.40798 | 0 | 2024: 19.6641; 2025: 8.2871; 2026: 0; 2027: 6.9496; 2028: 0; 2029: 0; 2030: 0.96808; 2031: 0; 2032: 0; 2033: 19.6641; 2034: 8.2871; 2035: 0; 2036: 6.9496; 2039: 0.050998; 2040: 0.058374
2018-05-06 07:00 | 5 | 6 | 1 | 0 | 0 | 0.23503 | 0.75974 | 1.5195 | 1.8802 | 20.3125 | 10.5647 | 17.0341 | 17.0341 | 30.8646 | 1.5195 | 0.36074 | 2024: 0; 2025: 30.8646; 2026: 3.8111; 2027: 32.028; 2028: 0.36074; 2029: 0.36074; 2030: 0; 2031: 0; 2032: 0; 2033: 0; 2034: 30.8646; 2035: 0; 2036: 32.028; 2039: 0.23503; 2040: 0.25686
2018-05-06 08:00 | 5 | 7 | 1 | 0 | 0 | 0.42983 | 0.92561 | 1.8512 | 3.4386 | 20.3125 | 10.5647 | 17.0341 | 17.0341 | 37.6029 | 1.8512 | 1.5874 | 2024: 0; 2025: 37.6029; 2026: 16.7706; 2027: 58.5742; 2028: 1.5874; 2029: 1.9481; 2030: 0; 2031: 0; 2032: 0; 2033: 0; 2034: 37.6029; 2035: 0; 2036: 58.5742; 2039: 0.42983; 2040: 0.47018
2018-05-06 09:00 | 5 | 8 | 1 | 0 | 0 | 0.57208 | 0.87369 | 1.7474 | 4.5766 | 20.3125 | 10.5647 | 17.0341 | 17.0341 | 35.4936 | 1.7474 | 2.8293 | 2024: 0; 2025: 35.4936; 2026: 29.8903; 2027: 77.959; 2028: 2.8293; 2029: 4.7774; 2030: 0; 2031: 0; 2032: 0; 2033: 0; 2034: 35.4936; 2035: 0; 2036: 77.959; 2039: 0.57208; 2040: 0.63174
2018-05-06 10:00 | 5 | 9 | 1 | 0 | 0 | 0.67698 | 0.92535 | 1.8507 | 5.4158 | 20.3125 | 10.5647 | 17.0341 | 17.0341 | 37.5923 | 1.8507 | 3.5651 | 2024: 0; 2025: 37.5923; 2026: 37.6648; 2027: 92.2542; 2028: 3.5651; 2029: 8.3425; 2030: 0; 2031: 0; 2032: 0; 2033: 0; 2034: 37.5923; 2035: 0; 2036: 92.2542; 2039: 0.67698; 2040: 0.74547
2018-05-06 11:00 | 5 | 10 | 1 | 0 | 0 | 0.73731 | 0.90957 | 1.8191 | 5.8985 | 20.3125 | 10.5647 | 17.0341 | 17.0341 | 36.9515 | 1.8191 | 4.0793 | 2024: 0; 2025: 36.9515; 2026: 43.097; 2027: 100.4756; 2028: 4.0793; 2029: 12.4219; 2030: 0; 2031: 0; 2032: 0; 2033: 0; 2034: 36.9515; 2035: 0; 2036: 100.4756; 2039: 0.73731; 2040: 0.76923
2018-05-06 12:00 | 5 | 11 | 1 | 0 | 0 | 0.75001 | 0.8275 | 1.655 | 6.0001 | 20.3125 | 10.5647 | 17.0341 | 17.0341 | 33.6173 | 1.655 | 4.3451 | 2024: 0; 2025: 33.6173; 2026: 45.9048; 2027: 102.2066; 2028: 0.078121; 2029: 12.5; 2030: 0; 2031: 0; 2032: 4.267; 2033: 0; 2034: 33.6173; 2035: 45.0795; 2036: 102.2066; 2039: 0.75001; 2040: 0.76923
2018-05-06 13:00 | 5 | 12 | 1 | 0 | 0 | 0.72415 | 0.75683 | 1.5137 | 5.7932 | 20.3125 | 10.5647 | 17.0341 | 17.0341 | 30.7461 | 1.5137 | 4.2796 | 2024: 0; 2025: 30.7461; 2026: 45.2124; 2027: 98.6825; 2028: 0; 2029: 12.5; 2030: 0; 2031: 0; 2032: 4.2796; 2033: 0; 2034: 30.7461; 2035: 45.2124; 2036: 98.6825; 2039: 0.72415; 2040: 0.76923
2018-05-06 14:00 | 5 | 13 | 1 | 0 | 0 | 0.65396 | 0.82062 | 1.6412 | 5.2317 | 20.3125 | 10.5647 | 17.0341 | 17.0341 | 33.3378 | 1.6412 | 3.5904 | 2024: 0; 2025: 33.3378; 2026: 37.9321; 2027: 89.1175; 2028: 0; 2029: 12.5; 2030: 0; 2031: 0; 2032: 3.5904; 2033: 0; 2034: 33.3378; 2035: 37.9321; 2036: 89.1175; 2039: 0.65396; 2040: 0.71993
2018-05-06 15:00 | 5 | 14 | 1 | 0 | 0 | 0.54695 | 0.90809 | 1.8162 | 4.3756 | 20.3125 | 10.5647 | 17.0341 | 17.0341 | 36.891 | 1.8162 | 2.5595 | 2024: 0; 2025: 36.891; 2026: 27.0401; 2027: 74.5353; 2028: 0; 2029: 12.5; 2030: 0; 2031: 0; 2032: 2.5595; 2033: 0; 2034: 36.891; 2035: 27.0401; 2036: 74.5353; 2039: 0.54695; 2040: 0.60214
2018-05-06 16:00 | 5 | 15 | 1 | 0 | 1 | 0.40788 | 0.97702 | 1.954 | 3.263 | 21.7915 | 12.0437 | 17.0341 | 17.0341 | 42.5814 | 1.954 | 1.309 | 2024: 0; 2025: 42.5814; 2026: 15.7652; 2027: 55.583; 2028: 0; 2029: 12.5; 2030: 0; 2031: 0; 2032: 1.309; 2033: 0; 2034: 42.5814; 2035: 15.7652; 2036: 55.583; 2039: 0.40788; 2040: 0.44688
2018-05-06 17:00 | 5 | 16 | 1 | 0 | 1 | 0.22976 | 0.90452 | 1.809 | 1.838 | 21.7915 | 12.0437 | 17.0341 | 17.0341 | 39.4215 | 1.809 | 0.029017 | 2024: 0; 2025: 39.4215; 2026: 0.34947; 2027: 31.3096; 2028: 0; 2029: 12.5; 2030: 0; 2031: 0; 2032: 0.029017; 2033: 0; 2034: 39.4215; 2035: 0.34947; 2036: 31.3096; 2039: 0.22976; 2040: 0.25071
2018-05-06 18:00 | 5 | 17 | 1 | 0 | 1 | 0.054883 | 0.9421 | 1.8842 | 0.43906 | 21.7915 | 12.0437 | 17.0341 | 17.0341 | 41.0597 | 0.43906 | 0 | 2024: 31.4918; 2025: 9.5679; 2026: 0; 2027: 7.4791; 2028: 0; 2029: 12.5; 2030: 1.4451; 2031: 1.4451; 2032: 0; 2033: 0; 2034: 41.0597; 2035: 0; 2036: 7.4791; 2039: 0.054883; 2040: 0.0625
2018-05-06 19:00 | 5 | 18 | 1 | 0 | 1 | 0.0010723 | 0.95307 | 1.9061 | 0.0085783 | 21.7915 | 12.0437 | 17.0341 | 17.0341 | 41.5376 | 0.0085783 | 0 | 2024: 41.3507; 2025: 0.18693; 2026: 0; 2027: 0.14612; 2028: 0; 2029: 10.9292; 2030: 1.8976; 2031: 1.8976; 2032: 0; 2033: 0; 2034: 41.5376; 2035: 0; 2036: 0.14612; 2039: 0.0010723; 2040: 0
2018-05-06 20:00 | 5 | 19 | 1 | 0 | 0 | 0 | 0.98536 | 1.9707 | 0 | 20.3125 | 10.5647 | 17.0341 | 17.0341 | 40.0303 | 0 | 0 | 2024: 40.0303; 2025: 0; 2026: 0; 2027: 0; 2028: 0; 2029: 8.8666; 2030: 1.9707; 2031: 1.9707; 2032: 0; 2033: 0; 2034: 40.0303; 2035: 0; 2036: 0; 2039: 0; 2040: 0
2018-05-06 21:00 | 5 | 20 | 1 | 0 | 0 | 0 | 0.87214 | 1.7443 | 0 | 20.3125 | 10.5647 | 17.0341 | 17.0341 | 35.4307 | 0 | 0 | 2024: 35.4307; 2025: 0; 2026: 0; 2027: 0; 2028: 0; 2029: 6.7245; 2030: 1.7443; 2031: 1.7443; 2032: 0; 2033: 0; 2034: 35.4307; 2035: 0; 2036: 0; 2039: 0; 2040: 0
2018-05-06 22:00 | 5 | 21 | 1 | 0 | 0 | 0 | 0.60567 | 1.2113 | 0 | 20.3125 | 10.5647 | 17.0341 | 17.0341 | 24.6051 | 0 | 0 | 2024: 24.6051; 2025: 0; 2026: 0; 2027: 0; 2028: 0; 2029: 4.8286; 2030: 1.2113; 2031: 1.2113; 2032: 0; 2033: 0; 2034: 24.6051; 2035: 0; 2036: 0; 2039: 0; 2040: 0
2018-05-06 23:00 | 5 | 22 | 1 | 0 | 0 | 0 | 0.51303 | 1.0261 | 0 | 20.3125 | 10.5647 | 17.0341 | 17.0341 | 20.8418 | 0 | 0 | 2024: 20.8418; 2025: 0; 2026: 0; 2027: 0; 2028: 0; 2029: 3.5119; 2030: 1.0261; 2031: 1.0261; 2032: 0; 2033: 0; 2034: 20.8418; 2035: 0; 2036: 0; 2039: 0; 2040: 0
2018-05-07 | 5 | 23 | 1 | 0 | 0 | 0 | 0.47432 | 0.94864 | 0 | 20.3125 | 10.5647 | 17.0341 | 17.0341 | 19.2693 | 0 | 0 | 2024: 19.2693; 2025: 0; 2026: 0; 2027: 0; 2028: 0; 2029: 2.3966; 2030: 0.94864; 2031: 0.94864; 2032: 0; 2033: 0; 2034: 19.2693; 2035: 0; 2036: 0; 2039: 0; 2040: 0
2018-05-07 01:00 | 5 | 0 | 2 | 0 | 0 | 0 | 0.4487 | 0.8974 | 0 | 20.3125 | 10.5647 | 17.0341 | 17.0341 | 18.2285 | 0 | 0 | 2024: 18.2285; 2025: 0; 2026: 0; 2027: 0; 2028: 0; 2029: 1.3655; 2030: 0.8974; 2031: 0.8974; 2032: 0; 2033: 0; 2034: 18.2285; 2035: 0; 2036: 0; 2039: 0; 2040: 0
2018-05-07 02:00 | 5 | 1 | 2 | 0 | 0 | 0 | 0.43642 | 0.87284 | 0 | 20.3125 | 10.5647 | 17.0341 | 17.0341 | 17.7296 | 0 | 0 | 2024: 17.7296; 2025: 0; 2026: 0; 2027: 0; 2028: 0; 2029: 0.39006; 2030: 0.87284; 2031: 0.35886; 2032: 0; 2033: 10.4403; 2034: 7.2893; 2035: 0; 2036: 0; 2039: 0; 2040: 0
2018-05-07 03:00 | 5 | 2 | 2 | 0 | 0 | 0 | 0.45149 | 0.90297 | 0 | 20.3125 | 10.5647 | 17.0341 | 17.0341 | 18.3417 | 0 | 0 | 2024: 18.3417; 2025: 0; 2026: 0; 2027: 0; 2028: 0; 2029: 0; 2030: 0.90297; 2031: 0; 2032: 0; 2033: 18.3417; 2034: 0; 2035: 0; 2036: 0; 2039: 0; 2040: 0
2018-05-07 04:00 | 5 | 3 | 2 | 0 | 0 | 0 | 0.4962 | 0.99241 | 0 | 20.3125 | 10.5647 | 17.0341 | 17.0341 | 20.1582 | 0 | 0 | 2024: 20.1582; 2025: 0; 2026: 0; 2027: 0; 2028: 0; 2029: 0; 2030: 0.99241; 2031: 0; 2032: 0; 2033: 20.1582; 2034: 0; 2035: 0; 2036: 0; 2039: 0; 2040: 0
2018-05-07 05:00 | 5 | 4 | 2 | 0 | 0 | 0 | 0.62111 | 1.2422 | 0 | 20.3125 | 10.5647 | 17.0341 | 17.0341 | 25.2325 | 0 | 0 | 2024: 25.2325; 2025: 0; 2026: 0; 2027: 0; 2028: 0; 2029: 0; 2030: 1.2422; 2031: 0; 2032: 0; 2033: 25.2325; 2034: 0; 2035: 0; 2036: 0; 2039: 0; 2040: 0
2018-05-07 06:00 | 5 | 5 | 2 | 0 | 0 | 0.052542 | 0.7622 | 1.5244 | 0.42033 | 20.3125 | 10.5647 | 17.0341 | 17.0341 | 30.9644 | 0.42033 | 0 | 2024: 22.4263; 2025: 8.538; 2026: 0; 2027: 7.16; 2028: 0; 2029: 0; 2030: 1.1041; 2031: 0; 2032: 0; 2033: 22.4263; 2034: 8.538; 2035: 0; 2036: 7.16; 2039: 0.052542; 2040: 0.060393
2018-05-07 07:00 | 5 | 6 | 2 | 0 | 0 | 0.22445 | 0.80802 | 1.616 | 1.7956 | 20.3125 | 10.5647 | 17.0341 | 17.0341 | 32.8259 | 1.616 | 0.17959 | 2024: 0; 2025: 32.8259; 2026: 1.8973; 2027: 30.5871; 2028: 0.17959; 2029: 0.17959; 2030: 0; 2031: 0; 2032: 0; 2033: 0; 2034: 32.8259; 2035: 0; 2036: 30.5871; 2039: 0.22445; 2040: 0.24609
2018-05-07 08:00 | 5 | 7 | 2 | 0 | 0 | 0.40982 | 0.78381 | 1.5676 | 3.2786 | 20.3125 | 10.5647 | 17.0341 | 17.0341 | 31.8422 | 1.5676 | 1.7109 | 2024: 0; 2025: 31.8422; 2026: 18.0756; 2027: 55.8473; 2028: 1.7109; 2029: 1.8905; 2030: 0; 2031: 0; 2032: 0; 2033: 0; 2034: 31.8422; 2035: 0; 2036: 55.8473; 2039: 0.40982; 2040: 0.44888
2018-05-07 09:00 | 5 | 8 | 2 | 0 | 0 | 0.54904 | 0.82766 | 1.6553 | 4.3923 | 20.3125 | 10.5647 | 17.0341 | 17.0341 | 33.6239 | 1.6553 | 2.737 | 2024: 0; 2025: 33.6239; 2026: 28.9153; 2027: 74.819; 2028: 2.737; 2029: 4.6275; 2030: 0; 2031: 0; 2032: 0; 2033: 0; 2034: 33.6239; 2035: 0; 2036: 74.819; 2039: 0.54904; 2040: 0.6055
2018-05-07 10:00 | 5 | 9 | 2 | 0 | 0 | 0.64592 | 0.75035 | 1.5007 | 5.1674 | 20.3125 | 10.5647 | 17.0341 | 17.0341 | 30.483 | 1.5007 | 3.6667 | 2024: 0; 2025: 30.483; 2026: 38.7373; 2027: 88.0216; 2028: 3.6667; 2029: 8.2942; 2030: 0; 2031: 0; 2032: 0; 2033: 0; 2034: 30.483; 2035: 0; 2036: 88.0216; 2039: 0.64592; 2040: 0.71313
2018-05-07 11:00 | 5 | 10 | 2 | 0 | 0 | 0.70529 | 0.78005 | 1.5601 | 5.6423 | 20.3125 | 10.5647 | 17.0341 | 17.0341 | 31.6893 | 1.5601 | 4.0822 | 2024: 0; 2025: 31.6893; 2026: 43.1274; 2027: 96.1117; 2028: 4.0822; 2029: 12.3764; 2030: 0; 2031: 0; 2032: 0; 2033: 0; 2034: 31.6893; 2035: 0; 2036: 96.1117; 2039: 0.70529; 2040: 0.76923
2018-05-07 12:00 | 5 | 11 | 2 | 0 | 0 | 0.72358 | 0.73728 | 1.4746 | 5.7886 | 20.3125 | 10.5647 | 17.0341 | 17.0341 | 29.952 | 1.4746 | 4.3141 | 2024: 0; 2025: 29.952; 2026: 45.577; 2027: 98.6044; 2028: 0.12364; 2029: 12.5; 2030: 0; 2031: 0; 2032: 4.1904; 2033: 0; 2034: 29.952; 2035: 44.2708; 2036: 98.6044; 2039: 0.72358; 2040: 0.76923
2018-05-07 13:00 | 5 | 12 | 2 | 0 | 0 | 0.70109 | 0.75895 | 1.5179 | 5.6087 | 20.3125 | 10.5647 | 17.0341 | 17.0341 | 30.8323 | 1.5179 | 4.0908 | 2024: 0; 2025: 30.8323; 2026: 43.2185; 2027: 95.5399; 2028: 0; 2029: 12.5; 2030: 0; 2031: 0; 2032: 4.0908; 2033: 0; 2034: 30.8323; 2035: 43.2185; 2036: 95.5399; 2039: 0.70109; 2040: 0.76923
2018-05-07 14:00 | 5 | 13 | 2 | 0 | 0 | 0.636 | 0.74263 | 1.4853 | 5.088 | 20.3125 | 10.5647 | 17.0341 | 17.0341 | 30.1695 | 1.4853 | 3.6027 | 2024: 0; 2025: 30.1695; 2026: 38.0621; 2027: 86.67; 2028: 0; 2029: 12.5; 2030: 0; 2031: 0; 2032: 3.6027; 2033: 0; 2034: 30.1695; 2035: 38.0621; 2036: 86.67; 2039: 0.636; 2040: 0.70208
2018-05-07 15:00 | 5 | 14 | 2 | 0 | 0 | 0.53459 | 0.85732 | 1.7146 | 4.2768 | 20.3125 | 10.5647 | 17.0341 | 17.0341 | 34.8287 | 1.7146 | 2.5621 | 2024: 0; 2025: 34.8287; 2026: 27.068; 2027: 72.8508; 2028: 0; 2029: 12.5; 2030: 0; 2031: 0; 2032: 2.5621; 2033: 0; 2034: 34.8287; 2035: 27.068; 2036: 72.8508; 2039: 0.53459; 2040: 0.59038
2018-05-07 16:00 | 5 | 15 | 2 | 0 | 1 | 0.39957 | 0.93784 | 1.8757 | 3.1966 | 21.7915 | 12.0437 | 17.0341 | 17.0341 | 40.874 | 1.8757 | 1.3209 | 2024: 0; 2025: 40.874; 2026: 15.9084; 2027: 54.4509; 2028: 0; 2029: 12.5; 2030: 0; 2031: 0; 2032: 1.3209; 2033: 0; 2034: 40.874; 2035: 15.9084; 2036: 54.4509; 2039: 0.39957; 2040: 0.44016
2018-05-07 17:00 | 5 | 16 | 2 | 0 | 1 | 0.22382 | 1.0165 | 2.033 | 1.7906 | 21.7915 | 12.0437 | 17.0341 | 17.0341 | 44.302 | 1.7906 | 0 | 2024: 5.2827; 2025: 39.0193; 2026: 0; 2027: 30.5009; 2028: 0; 2029: 12.5; 2030: 0.24242; 2031: 0.24242; 2032: 0; 2033: 0; 2034: 44.302; 2035: 0; 2036: 30.5009; 2039: 0.22382; 2040: 0.24594
2018-05-07 18:00 | 5 | 17 | 2 | 0 | 1 | 0.056125 | 1.0229 | 2.0459 | 0.449 | 21.7915 | 12.0437 | 17.0341 | 17.0341 | 44.5828 | 0.449 | 0 | 2024: 34.7985; 2025: 9.7843; 2026: 0; 2027: 7.6483; 2028: 0; 2029: 12.2365; 2030: 1.5969; 2031: 1.5969; 2032: 0; 2033: 0; 2034: 44.5828; 2035: 0; 2036: 7.6483; 2039: 0.056125; 2040: 0.064253
2018-05-07 19:00 | 5 | 18 | 2 | 0 | 1 | 0.0014806 | 1.0252 | 2.0504 | 0.011844 | 21.7915 | 12.0437 | 17.0341 | 17.0341 | 44.6813 | 0.011844 | 0 | 2024: 44.4232; 2025: 0.25811; 2026: 0; 2027: 0.20176; 2028: 0; 2029: 10.5008; 2030: 2.0386; 2031: 2.0386; 2032: 0; 2033: 0; 2034: 44.6813; 2035: 0; 2036: 0.20176; 2039: 0.0014806; 2040: 0.00049567
2018-05-07 20:00 | 5 | 19 | 2 | 0 | 0 | 0 | 1.0414 | 2.0827 | 0 | 20.3125 | 10.5647 | 17.0341 | 17.0341 | 42.3058 | 0 | 0 | 2024: 42.3058; 2025: 0; 2026: 0; 2027: 0; 2028: 0; 2029: 8.2849; 2030: 2.0827; 2031: 2.0827; 2032: 0; 2033: 0; 2034: 42.3058; 2035: 0; 2036: 0; 2039: 0; 2040: 0
2018-05-07 21:00 | 5 | 20 | 2 | 0 | 0 | 0 | 0.76337 | 1.5267 | 0 | 20.3125 | 10.5647 | 17.0341 | 17.0341 | 31.0119 | 0 | 0 | 2024: 31.0119; 2025: 0; 2026: 0; 2027: 0; 2028: 0; 2029: 6.0211; 2030: 1.5267; 2031: 1.5267; 2032: 0; 2033: 0; 2034: 31.0119; 2035: 0; 2036: 0; 2039: 0; 2040: 0
2018-05-07 22:00 | 5 | 21 | 2 | 0 | 0 | 0 | 0.56026 | 1.1205 | 0 | 20.3125 | 10.5647 | 17.0341 | 17.0341 | 22.7605 | 0 | 0 | 2024: 22.7605; 2025: 0; 2026: 0; 2027: 0; 2028: 0; 2029: 4.3616; 2030: 1.1205; 2031: 1.1205; 2032: 0; 2033: 0; 2034: 22.7605; 2035: 0; 2036: 0; 2039: 0; 2040: 0
2018-05-07 23:00 | 5 | 22 | 2 | 0 | 0 | 0 | 0.56726 | 1.1345 | 0 | 20.3125 | 10.5647 | 17.0341 | 17.0341 | 23.0448 | 0 | 0 | 2024: 23.0448; 2025: 0; 2026: 0; 2027: 0; 2028: 0; 2029: 3.1436; 2030: 1.1345; 2031: 1.1345; 2032: 0; 2033: 0; 2034: 23.0448; 2035: 0; 2036: 0; 2039: 0; 2040: 0
2018-05-08 | 5 | 23 | 2 | 0 | 0 | 0 | 0.50021 | 1.0004 | 0 | 20.3125 | 10.5647 | 17.0341 | 17.0341 | 20.3212 | 0 | 0 | 2024: 20.3212; 2025: 0; 2026: 0; 2027: 0; 2028: 0; 2029: 1.9104; 2030: 1.0004; 2031: 1.0004; 2032: 0; 2033: 0; 2034: 20.3212; 2035: 0; 2036: 0; 2039: 0; 2040: 0
2018-05-08 01:00 | 5 | 0 | 3 | 0 | 0 | 0 | 0.49434 | 0.98868 | 0 | 20.3125 | 10.5647 | 17.0341 | 17.0341 | 20.0825 | 0 | 0 | 2024: 20.0825; 2025: 0; 2026: 0; 2027: 0; 2028: 0; 2029: 0.82303; 2030: 0.98868; 2031: 0.75718; 2032: 0; 2033: 4.7023; 2034: 15.3803; 2035: 0; 2036: 0; 2039: 0; 2040: 0
2018-05-08 02:00 | 5 | 1 | 3 | 0 | 0 | 0 | 0.50188 | 1.0038 | 0 | 20.3125 | 10.5647 | 17.0341 | 17.0341 | 20.3887 | 0 | 0 | 2024: 20.3887; 2025: 0; 2026: 0; 2027: 0; 2028: 0; 2029: 0; 2030: 1.0038; 2031: 0; 2032: 0; 2033: 20.3887; 2034: 0; 2035: 0; 2036: 0; 2039: 0; 2040: 0
2018-05-08 03:00 | 5 | 2 | 3 | 0 | 0 | 0 | 0.52523 | 1.0505 | 0 | 20.3125 | 10.5647 | 17.0341 | 17.0341 | 21.3375 | 0 | 0 | 2024: 21.3375; 2025: 0; 2026: 0; 2027: 0; 2028: 0; 2029: 0; 2030: 1.0505; 2031: 0; 2032: 0; 2033: 21.3375; 2034: 0; 2035: 0; 2036: 0; 2039: 0; 2040: 0
2018-05-08 04:00 | 5 | 3 | 3 | 0 | 0 | 0 | 0.56576 | 1.1315 | 0 | 20.3125 | 10.5647 | 17.0341 | 17.0341 | 22.9841 | 0 | 0 | 2024: 22.9841; 2025: 0; 2026: 0; 2027: 0; 2028: 0; 2029: 0; 2030: 1.1315; 2031: 0; 2032: 0; 2033: 22.9841; 2034: 0; 2035: 0; 2036: 0; 2039: 0; 2040: 0
2018-05-08 05:00 | 5 | 4 | 3 | 0 | 0 | 0.00064965 | 0.71451 | 1.429 | 0.0051972 | 20.3125 | 10.5647 | 17.0341 | 17.0341 | 29.0269 | 0.0051972 | 0 | 2024: 28.9213; 2025: 0.10557; 2026: 0; 2027: 0.088529; 2028: 0; 2029: 0; 2030: 1.4238; 2031: 0; 2032: 0; 2033: 28.9213; 2034: 0.10557; 2035: 0; 2036: 0.088529; 2039: 0.00064965; 2040: 0
2018-05-08 06:00 | 5 | 5 | 3 | 0 | 0 | 0.052589 | 0.86793 | 1.7359 | 0.42072 | 20.3125 | 10.5647 | 17.0341 | 17.0341 | 35.2596 | 0.42072 | 0 | 2024: 26.7138; 2025: 8.5458; 2026: 0; 2027: 7.1665; 2028: 0; 2029: 0; 2030: 1.3151; 2031: 0; 2032: 0; 2033: 26.7138; 2034: 8.5458; 2035: 0; 2036: 7.1665; 2039: 0.052589; 2040: 0.060606
2018-05-08 07:00 | 5 | 6 | 3 | 0 | 0 | 0.22289 | 0.94685 | 1.8937 | 1.7832 | 20.3125 | 10.5647 | 17.0341 | 17.0341 | 38.4657 | 1.7832 | 0 | 2024: 2.2454; 2025: 36.2203; 2026: 0; 2027: 30.3745; 2028: 0; 2029: 0; 2030: 0.11054; 2031: 0; 2032: 0; 2033: 2.2454; 2034: 36.2203; 2035: 0; 2036: 30.3745; 2039: 0.22289; 2040: 0.24478
2018-05-08 08:00 | 5 | 7 | 3 | 0 | 0 | 0.40228 | 0.87378 | 1.7476 | 3.2182 | 20.3125 | 10.5647 | 17.0341 | 17.0341 | 35.4975 | 1.7476 | 1.4707 | 2024: 0; 2025: 35.4975; 2026: 15.5372; 2027: 54.8198; 2028: 1.4707; 2029: 1.4707; 2030: 0; 2031: 0; 2032: 0; 2033: 0; 2034: 35.4975; 2035: 0; 2036: 54.8198; 2039: 0.40228; 2040: 0.442
2018-05-08 09:00 | 5 | 8 | 3 | 0 | 0 | 0.53987 | 0.87407 | 1.7481 | 4.3189 | 20.3125 | 10.5647 | 17.0341 | 17.0341 | 35.509 | 1.7481 | 2.5708 | 2024: 0; 2025: 35.509; 2026: 27.1596; 2027: 73.5691; 2028: 2.5708; 2029: 4.0414; 2030: 0; 2031: 0; 2032: 0; 2033: 0; 2034: 35.509; 2035: 0; 2036: 73.5691; 2039: 0.53987; 2040: 0.59557
2018-05-08 10:00 | 5 | 9 | 3 | 0 | 0 | 0.64403 | 0.84983 | 1.6997 | 5.1522 | 20.3125 | 10.5647 | 17.0341 | 17.0341 | 34.5244 | 1.6997 | 3.4525 | 2024: 0; 2025: 34.5244; 2026: 36.4752; 2027: 87.7635; 2028: 3.4525; 2029: 7.494; 2030: 0; 2031: 0; 2032: 0; 2033: 0; 2034: 34.5244; 2035: 0; 2036: 87.7635; 2039: 0.64403; 2040: 0.70998
2018-05-08 11:00 | 5 | 10 | 3 | 0 | 0 | 0.70945 | 0.89966 | 1.7993 | 5.6756 | 20.3125 | 10.5647 | 17.0341 | 17.0341 | 36.5486 | 1.7993 | 3.8763 | 2024: 0; 2025: 36.5486; 2026: 40.9519; 2027: 96.679; 2028: 3.8763; 2029: 11.3703; 2030: 0; 2031: 0; 2032: 0; 2033: 0; 2034: 36.5486; 2035: 0; 2036: 96.679; 2039: 0.70945; 2040: 0.76923
2018-05-08 12:00 | 5 | 11 | 3 | 0 | 0 | 0.72923 | 0.82434 | 1.6487 | 5.8338 | 20.3125 | 10.5647 | 17.0341 | 17.0341 | 33.4887 | 1.6487 | 4.1851 | 2024: 0; 2025: 33.4887; 2026: 44.2149; 2027: 99.3741; 2028: 1.1297; 2029: 12.5; 2030: 0; 2031: 0; 2032: 3.0554; 2033: 0; 2034: 33.4887; 2035: 32.2797; 2036: 99.3741; 2039: 0.72923; 2040: 0.76923
2018-05-08 13:00 | 5 | 12 | 3 | 0 | 0 | 0.70614 | 0.82114 | 1.6423 | 5.6491 | 20.3125 | 10.5647 | 17.0341 | 17.0341 | 33.3589 | 1.6423 | 4.0068 | 2024: 0; 2025: 33.3589; 2026: 42.3312; 2027: 96.2281; 2028: 0; 2029: 12.5; 2030: 0; 2031: 0; 2032: 4.0068; 2033: 0; 2034: 33.3589; 2035: 42.3312; 2036: 96.2281; 2039: 0.70614; 2040: 0.76923
2018-05-08 14:00 | 5 | 13 | 3 | 0 | 0 | 0.64383 | 0.85875 | 1.7175 | 5.1506 | 20.3125 | 10.5647 | 17.0341 | 17.0341 | 34.8866 | 1.7175 | 3.4331 | 2024: 0; 2025: 34.8866; 2026: 36.27; 2027: 87.7362; 2028: 0; 2029: 12.5; 2030: 0; 2031: 0; 2032: 3.4331; 2033: 0; 2034: 34.8866; 2035: 36.27; 2036: 87.7362; 2039: 0.64383; 2040: 0.70829
2018-05-08 15:00 | 5 | 14 | 3 | 0 | 0 | 0.53824 | 0.9996 | 1.9992 | 4.3059 | 20.3125 | 10.5647 | 17.0341 | 17.0341 | 40.6087 | 1.9992 | 2.3067 | 2024: 0; 2025: 40.6087; 2026: 24.3701; 2027: 73.3479; 2028: 0; 2029: 12.5; 2030: 0; 2031: 0; 2032: 2.3067; 2033: 0; 2034: 40.6087; 2035: 24.3701; 2036: 73.3479; 2039: 0.53824; 2040: 0.59505
2018-05-08 16:00 | 5 | 15 | 3 | 0 | 1 | 0.32291 | 0.98591 | 1.9718 | 2.5833 | 21.7915 | 12.0437 | 17.0341 | 17.0341 | 42.969 | 1.9718 | 0.61149 | 2024: 0; 2025: 42.969; 2026: 7.3646; 2027: 44.0045; 2028: 0; 2029: 12.5; 2030: 0; 2031: 0; 2032: 0.61149; 2033: 0; 2034: 42.969; 2035: 7.3646; 2036: 44.0045; 2039: 0.32291; 2040: 0.4417
2018-05-08 17:00 | 5 | 16 | 3 | 0 | 1 | 0.21389 | 1.0158 | 2.0316 | 1.7111 | 21.7915 | 12.0437 | 17.0341 | 17.0341 | 44.2721 | 1.7111 | 0 | 2024: 6.9839; 2025: 37.2882; 2026: 0; 2027: 29.1477; 2028: 0; 2029: 12.5; 2030: 0.32049; 2031: 0.32049; 2032: 0; 2033: 0; 2034: 44.2721; 2035: 0; 2036: 29.1477; 2039: 0.21389; 2040: 0.2118
2018-05-08 18:00 | 5 | 17 | 3 | 0 | 1 | 0.052256 | 1.0339 | 2.0679 | 0.41805 | 21.7915 | 12.0437 | 17.0341 | 17.0341 | 45.0621 | 0.41805 | 0 | 2024: 35.9521; 2025: 9.11; 2026: 0; 2027: 7.1212; 2028: 0; 2029: 12.1516; 2030: 1.6498; 2031: 1.6498; 2032: 0; 2033: 0; 2034: 45.0621; 2035: 0; 2036: 7.1212; 2039: 0.052256; 2040: 0.062641
2018-05-08 19:00 | 5 | 18 | 3 | 0 | 1 | 0 | 1.106 | 2.212 | 0 | 21.7915 | 12.0437 | 17.0341 | 17.0341 | 48.2017 | 0 | 0 | 2024: 48.2017; 2025: 0; 2026: 0; 2027: 0; 2028: 0; 2029: 10.3584; 2030: 2.212; 2031: 2.212; 2032: 0; 2033: 0; 2034: 48.2017; 2035: 0; 2036: 0; 2039: 0; 2040: 0.0015557
2018-05-08 20:00 | 5 | 19 | 3 | 0 | 0 | 0 | 1.0901 | 2.1801 | 0 | 20.3125 | 10.5647 | 17.0341 | 17.0341 | 44.2833 | 0 | 0 | 2024: 44.2833; 2025: 0; 2026: 0; 2027: 0; 2028: 0; 2029: 7.9541; 2030: 2.1801; 2031: 2.1801; 2032: 0; 2033: 0; 2034: 44.2833; 2035: 0; 2036: 0; 2039: 0; 2040: 0
2018-05-08 21:00 | 5 | 20 | 3 | 0 | 0 | 0 | 0.91348 | 1.827 | 0 | 20.3125 | 10.5647 | 17.0341 | 17.0341 | 37.1103 | 0 | 0 | 2024: 37.1103; 2025: 0; 2026: 0; 2027: 0; 2028: 0; 2029: 5.5844; 2030: 1.827; 2031: 1.827; 2032: 0; 2033: 0; 2034: 37.1103; 2035: 0; 2036: 0; 2039: 0; 2040: 0
2018-05-08 22:00 | 5 | 21 | 3 | 0 | 0 | 0 | 0.77182 | 1.5436 | 0 | 20.3125 | 10.5647 | 17.0341 | 17.0341 | 31.3553 | 0 | 0 | 2024: 31.3553; 2025: 0; 2026: 0; 2027: 0; 2028: 0; 2029: 3.5985; 2030: 1.5436; 2031: 1.5436; 2032: 0; 2033: 0; 2034: 31.3553; 2035: 0; 2036: 0; 2039: 0; 2040: 0
2018-05-08 23:00 | 5 | 22 | 3 | 0 | 0 | 0 | 0.67906 | 1.3581 | 0 | 20.3125 | 10.5647 | 17.0341 | 17.0341 | 27.5868 | 0 | 0 | 2024: 27.5868; 2025: 0; 2026: 0; 2027: 0; 2028: 0; 2029: 1.9207; 2030: 1.3581; 2031: 1.3581; 2032: 0; 2033: 0; 2034: 27.5868; 2035: 0; 2036: 0; 2039: 0; 2040: 0
2018-05-09 | 5 | 23 | 3 | 0 | 0 | 0 | 0.6426 | 1.2852 | 0 | 20.3125 | 10.5647 | 17.0341 | 17.0341 | 26.1058 | 0 | 0 | 2024: 26.1058; 2025: 0; 2026: 0; 2027: 0; 2028: 0; 2029: 0.44446; 2030: 1.2852; 2031: 0.4089; 2032: 0; 2033: 17.7999; 2034: 8.3059; 2035: 0; 2036: 0; 2039: 0; 2040: 0
2018-05-09 01:00 | 5 | 0 | 4 | 0 | 0 | 0 | 0.65485 | 1.3097 | 0 | 20.3125 | 10.5647 | 17.0341 | 17.0341 | 26.6033 | 0 | 0 | 2024: 26.6033; 2025: 0; 2026: 0; 2027: 0; 2028: 0; 2029: 0; 2030: 1.3097; 2031: 0; 2032: 0; 2033: 26.6033; 2034: 0; 2035: 0; 2036: 0; 2039: 0; 2040: 0
2018-05-09 02:00 | 5 | 1 | 4 | 0 | 0 | 0 | 0.63386 | 1.2677 | 0 | 20.3125 | 10.5647 | 17.0341 | 17.0341 | 25.7505 | 0 | 0 | 2024: 25.7505; 2025: 0; 2026: 0; 2027: 0; 2028: 0; 2029: 0; 2030: 1.2677; 2031: 0; 2032: 0; 2033: 25.7505; 2034: 0; 2035: 0; 2036: 0; 2039: 0; 2040: 0
2018-05-09 03:00 | 5 | 2 | 4 | 0 | 0 | 0 | 0.62081 | 1.2416 | 0 | 20.3125 | 10.5647 | 17.0341 | 17.0341 | 25.2205 | 0 | 0 | 2024: 25.2205; 2025: 0; 2026: 0; 2027: 0; 2028: 0; 2029: 0; 2030: 1.2416; 2031: 0; 2032: 0; 2033: 25.2205; 2034: 0; 2035: 0; 2036: 0; 2039: 0; 2040: 0
2018-05-09 04:00 | 5 | 3 | 4 | 0 | 0 | 0 | 0.65888 | 1.3178 | 0 | 20.3125 | 10.5647 | 17.0341 | 17.0341 | 26.7669 | 0 | 0 | 2024: 26.7669; 2025: 0; 2026: 0; 2027: 0; 2028: 0; 2029: 0; 2030: 1.3178; 2031: 0; 2032: 0; 2033: 26.7669; 2034: 0; 2035: 0; 2036: 0; 2039: 0; 2040: 0
2018-05-09 05:00 | 5 | 4 | 4 | 0 | 0 | 0.00061621 | 0.822 | 1.644 | 0.0049297 | 20.3125 | 10.5647 | 17.0341 | 17.0341 | 33.3939 | 0.0049297 | 0 | 2024: 33.2937; 2025: 0.10013; 2026: 0; 2027: 0.083973; 2028: 0; 2029: 0; 2030: 1.6391; 2031: 0; 2032: 0; 2033: 33.2937; 2034: 0.10013; 2035: 0; 2036: 0.083973; 2039: 0.00061621; 2040: 0
2018-05-09 06:00 | 5 | 5 | 4 | 0 | 0 | 0.054478 | 0.92549 | 1.851 | 0.43583 | 20.3125 | 10.5647 | 17.0341 | 17.0341 | 37.5981 | 0.43583 | 0 | 2024: 28.7453; 2025: 8.8528; 2026: 0; 2027: 7.424; 2028: 0; 2029: 0; 2030: 1.4152; 2031: 0; 2032: 0; 2033: 28.7453; 2034: 8.8528; 2035: 0; 2036: 7.424; 2039: 0.054478; 2040: 0.062251
2018-05-09 07:00 | 5 | 6 | 4 | 0 | 0 | 0.22091 | 0.9648 | 1.9296 | 1.7673 | 20.3125 | 10.5647 | 17.0341 | 17.0341 | 39.195 | 1.7673 | 0 | 2024: 3.2966; 2025: 35.8984; 2026: 0; 2027: 30.1045; 2028: 0; 2029: 0; 2030: 0.1623; 2031: 0; 2032: 0; 2033: 3.2966; 2034: 35.8984; 2035: 0; 2036: 30.1045; 2039: 0.22091; 2040: 0.24261
2018-05-09 08:00 | 5 | 7 | 4 | 0 | 0 | 0.39989 | 0.98754 | 1.9751 | 3.1992 | 20.3125 | 10.5647 | 17.0341 | 17.0341 | 40.1186 | 1.9751 | 1.2241 | 2024: 0; 2025: 40.1186; 2026: 12.9321; 2027: 54.4948; 2028: 1.2241; 2029: 1.2241; 2030: 0; 2031: 0; 2032: 0; 2033: 0; 2034: 40.1186; 2035: 0; 2036: 54.4948; 2039: 0.39989; 2040: 0.43784
2018-05-09 09:00 | 5 | 8 | 4 | 0 | 0 | 0.53736 | 0.92022 | 1.8404 | 4.2989 | 20.3125 | 10.5647 | 17.0341 | 17.0341 | 37.3841 | 1.8404 | 2.4584 | 2024: 0; 2025: 37.3841; 2026: 25.9725; 2027: 73.2275; 2028: 2.4584; 2029: 3.6825; 2030: 0; 2031: 0; 2032: 0; 2033: 0; 2034: 37.3841; 2035: 0; 2036: 73.2275; 2039: 0.53736; 2040: 0.59192
2018-05-09 10:00 | 5 | 9 | 4 | 0 | 0 | 0.63499 | 0.92641 | 1.8528 | 5.0799 | 20.3125 | 10.5647 | 17.0341 | 17.0341 | 37.6353 | 1.8528 | 3.2271 | 2024: 0; 2025: 37.6353; 2026: 34.0937; 2027: 86.5325; 2028: 3.2271; 2029: 6.9096; 2030: 0; 2031: 0; 2032: 0; 2033: 0; 2034: 37.6353; 2035: 0; 2036: 86.5325; 2039: 0.63499; 2040: 0.70604
2018-05-09 11:00 | 5 | 10 | 4 | 0 | 0 | 0.69803 | 0.86875 | 1.7375 | 5.5843 | 20.3125 | 10.5647 | 17.0341 | 17.0341 | 35.2929 | 1.7375 | 3.8468 | 2024: 0; 2025: 35.2929; 2026: 40.64; 2027: 95.123; 2028: 3.8468; 2029: 10.7564; 2030: 0; 2031: 0; 2032: 0; 2033: 0; 2034: 35.2929; 2035: 0; 2036: 95.123; 2039: 0.69803; 2040: 0.76923
2018-05-09 12:00 | 5 | 11 | 4 | 0 | 0 | 0.71739 | 0.79677 | 1.5935 | 5.7391 | 20.3125 | 10.5647 | 17.0341 | 17.0341 | 32.369 | 1.5935 | 4.1455 | 2024: 0; 2025: 32.369; 2026: 43.7965; 2027: 97.7605; 2028: 1.7436; 2029: 12.5; 2030: 0; 2031: 0; 2032: 2.4019; 2033: 0; 2034: 32.369; 2035: 25.3757; 2036: 97.7605; 2039: 0.71739; 2040: 0.76923
2018-05-09 13:00 | 5 | 12 | 4 | 0 | 0 | 0.69398 | 0.73886 | 1.4777 | 5.5518 | 20.3125 | 10.5647 | 17.0341 | 17.0341 | 30.0163 | 1.4777 | 4.0741 | 2024: 0; 2025: 30.0163; 2026: 43.0417; 2027: 94.5704; 2028: 0; 2029: 12.5; 2030: 0; 2031: 0; 2032: 4.0741; 2033: 0; 2034: 30.0163; 2035: 43.0417; 2036: 94.5704; 2039: 0.69398; 2040: 0.76845
2018-05-09 14:00 | 5 | 13 | 4 | 0 | 0 | 0.63433 | 0.76436 | 1.5287 | 5.0746 | 20.3125 | 10.5647 | 17.0341 | 17.0341 | 31.0523 | 1.5287 | 3.5459 | 2024: 0; 2025: 31.0523; 2026: 37.4617; 2027: 86.4423; 2028: 0; 2029: 12.5; 2030: 0; 2031: 0; 2032: 3.5459; 2033: 0; 2034: 31.0523; 2035: 37.4617; 2036: 86.4423; 2039: 0.63433; 2040: 0.62595
2018-05-09 15:00 | 5 | 14 | 4 | 0 | 0 | 0.46619 | 0.80018 | 1.6004 | 3.7295 | 20.3125 | 10.5647 | 17.0341 | 17.0341 | 32.5073 | 1.6004 | 2.1291 | 2024: 0; 2025: 32.5073; 2026: 22.4939; 2027: 63.5289; 2028: 0; 2029: 12.5; 2030: 0; 2031: 0; 2032: 2.1291; 2033: 0; 2034: 32.5073; 2035: 22.4939; 2036: 63.5289; 2039: 0.46619; 2040: 0.53246
2018-05-09 16:00 | 5 | 15 | 4 | 0 | 1 | 0.2594 | 0.87807 | 1.7561 | 2.0752 | 21.7915 | 12.0437 | 17.0341 | 17.0341 | 38.269 | 1.7561 | 0.3191 | 2024: 0; 2025: 38.269; 2026: 3.8431; 2027: 35.3499; 2028: 0; 2029: 12.5; 2030: 0; 2031: 0; 2032: 0.3191; 2033: 0; 2034: 38.269; 2035: 3.8431; 2036: 35.3499; 2039: 0.2594; 2040: 0.38979
2018-05-09 17:00 | 5 | 16 | 4 | 0 | 1 | 0.17451 | 0.89451 | 1.789 | 1.3961 | 21.7915 | 12.0437 | 17.0341 | 17.0341 | 38.9854 | 1.3961 | 0 | 2024: 8.5622; 2025: 30.4232; 2026: 0; 2027: 23.7814; 2028: 0; 2029: 12.5; 2030: 0.39292; 2031: 0.39292; 2032: 0; 2033: 0; 2034: 38.9854; 2035: 0; 2036: 23.7814; 2039: 0.17451; 2040: 0.19318
2018-05-09 18:00 | 5 | 17 | 4 | 0 | 1 | 0.048207 | 0.90957 | 1.8191 | 0.38566 | 21.7915 | 12.0437 | 17.0341 | 17.0341 | 39.6416 | 0.38566 | 0 | 2024: 31.2375; 2025: 8.404; 2026: 0; 2027: 6.5693; 2028: 0; 2029: 12.0729; 2030: 1.4335; 2031: 1.4335; 2032: 0; 2033: 0; 2034: 39.6416; 2035: 0; 2036: 6.5693; 2039: 0.048207; 2040: 0.058506
2018-05-09 19:00 | 5 | 18 | 4 | 0 | 1 | 1.1552e-06 | 0.96203 | 1.9241 | 9.2415e-06 | 21.7915 | 12.0437 | 17.0341 | 17.0341 | 41.9282 | 9.2415e-06 | 0 | 2024: 41.928; 2025: 0.00020139; 2026: 0; 2027: 0.00015742; 2028: 0; 2029: 10.5148; 2030: 1.9241; 2031: 1.9241; 2032: 0; 2033: 0; 2034: 41.9282; 2035: 0; 2036: 0.00015742; 2039: 1.1552e-06; 2040: 0
2018-05-09 20:00 | 5 | 19 | 4 | 0 | 0 | 0 | 1.0428 | 2.0855 | 0 | 20.3125 | 10.5647 | 17.0341 | 17.0341 | 42.3626 | 0 | 0 | 2024: 42.3626; 2025: 0; 2026: 0; 2027: 0; 2028: 0; 2029: 8.4234; 2030: 2.0855; 2031: 2.0855; 2032: 0; 2033: 0; 2034: 42.3626; 2035: 0; 2036: 0; 2039: 0; 2040: 0
2018-05-09 21:00 | 5 | 20 | 4 | 0 | 0 | 0 | 0.92147 | 1.8429 | 0 | 20.3125 | 10.5647 | 17.0341 | 17.0341 | 37.4349 | 0 | 0 | 2024: 37.4349; 2025: 0; 2026: 0; 2027: 0; 2028: 0; 2029: 6.1565; 2030: 1.8429; 2031: 1.8429; 2032: 0; 2033: 0; 2034: 37.4349; 2035: 0; 2036: 0; 2039: 0; 2040: 0
2018-05-09 22:00 | 5 | 21 | 4 | 0 | 0 | 0 | 0.74177 | 1.4835 | 0 | 20.3125 | 10.5647 | 17.0341 | 17.0341 | 30.1345 | 0 | 0 | 2024: 30.1345; 2025: 0; 2026: 0; 2027: 0; 2028: 0; 2029: 4.1533; 2030: 1.4835; 2031: 1.4835; 2032: 0; 2033: 0; 2034: 30.1345; 2035: 0; 2036: 0; 2039: 0; 2040: 0
2018-05-09 23:00 | 5 | 22 | 4 | 0 | 0 | 0 | 0.71169 | 1.4234 | 0 | 20.3125 | 10.5647 | 17.0341 | 17.0341 | 28.9124 | 0 | 0 | 2024: 28.9124; 2025: 0; 2026: 0; 2027: 0; 2028: 0; 2029: 2.5408; 2030: 1.4234; 2031: 1.4234; 2032: 0; 2033: 0; 2034: 28.9124; 2035: 0; 2036: 0; 2039: 0; 2040: 0
2018-05-10 | 5 | 23 | 4 | 0 | 0 | 0 | 0.70607 | 1.4121 | 0 | 20.3125 | 10.5647 | 17.0341 | 17.0341 | 28.6842 | 0 | 0 | 2024: 28.6842; 2025: 0; 2026: 0; 2027: 0; 2028: 0; 2029: 0.99363; 2030: 1.4121; 2031: 0.91414; 2032: 0; 2033: 10.1157; 2034: 18.5685; 2035: 0; 2036: 0; 2039: 0; 2040: 0
2018-05-10 01:00 | 5 | 0 | 5 | 0 | 0 | 0 | 0.7104 | 1.4208 | 0 | 20.3125 | 10.5647 | 17.0341 | 17.0341 | 28.8601 | 0 | 0 | 2024: 28.8601; 2025: 0; 2026: 0; 2027: 0; 2028: 0; 2029: 0; 2030: 1.4208; 2031: 0; 2032: 0; 2033: 28.8601; 2034: 0; 2035: 0; 2036: 0; 2039: 0; 2040: 0
2018-05-10 02:00 | 5 | 1 | 5 | 0 | 0 | 0 | 0.6916 | 1.3832 | 0 | 20.3125 | 10.5647 | 17.0341 | 17.0341 | 28.0961 | 0 | 0 | 2024: 28.0961; 2025: 0; 2026: 0; 2027: 0; 2028: 0; 2029: 0; 2030: 1.3832; 2031: 0; 2032: 0; 2033: 28.0961; 2034: 0; 2035: 0; 2036: 0; 2039: 0; 2040: 0
2018-05-10 03:00 | 5 | 2 | 5 | 0 | 0 | 0 | 0.72765 | 1.4553 | 0 | 20.3125 | 10.5647 | 17.0341 | 17.0341 | 29.561 | 0 | 0 | 2024: 29.561; 2025: 0; 2026: 0; 2027: 0; 2028: 0; 2029: 0; 2030: 1.4553; 2031: 0; 2032: 0; 2033: 29.561; 2034: 0; 2035: 0; 2036: 0; 2039: 0; 2040: 0
2018-05-10 04:00 | 5 | 3 | 5 | 0 | 0 | 0 | 0.79528 | 1.5906 | 0 | 20.3125 | 10.5647 | 17.0341 | 17.0341 | 32.3081 | 0 | 0 | 2024: 32.3081; 2025: 0; 2026: 0; 2027: 0; 2028: 0; 2029: 0; 2030: 1.5906; 2031: 0; 2032: 0; 2033: 32.3081; 2034: 0; 2035: 0; 2036: 0; 2039: 0; 2040: 0
2018-05-10 05:00 | 5 | 4 | 5 | 0 | 0 | 0 | 0.87196 | 1.7439 | 0 | 20.3125 | 10.5647 | 17.0341 | 17.0341 | 35.4234 | 0 | 0 | 2024: 35.4234; 2025: 0; 2026: 0; 2027: 0; 2028: 0; 2029: 0; 2030: 1.7439; 2031: 0; 2032: 0; 2033: 35.4234; 2034: 0; 2035: 0; 2036: 0; 2039: 0; 2040: 0
2018-05-10 06:00 | 5 | 5 | 5 | 0 | 0 | 0.034953 | 0.99235 | 1.9847 | 0.27962 | 20.3125 | 10.5647 | 17.0341 | 17.0341 | 40.314 | 0.27962 | 0 | 2024: 34.6342; 2025: 5.6798; 2026: 0; 2027: 4.7631; 2028: 0; 2029: 0; 2030: 1.7051; 2031: 0; 2032: 0; 2033: 34.6342; 2034: 5.6798; 2035: 0; 2036: 4.7631; 2039: 0.034953; 2040: 0.030904
2018-05-10 07:00 | 5 | 6 | 5 | 0 | 0 | 0.06079 | 0.96451 | 1.929 | 0.48632 | 20.3125 | 10.5647 | 17.0341 | 17.0341 | 39.1832 | 0.48632 | 0 | 2024: 29.3047; 2025: 9.8784; 2026: 0; 2027: 8.2841; 2028: 0; 2029: 0; 2030: 1.4427; 2031: 0; 2032: 0; 2033: 29.3047; 2034: 9.8784; 2035: 0; 2036: 8.2841; 2039: 0.06079; 2040: 0.13792
2018-05-10 08:00 | 5 | 7 | 5 | 0 | 0 | 0.2688 | 0.92486 | 1.8497 | 2.1504 | 20.3125 | 10.5647 | 17.0341 | 17.0341 | 37.5726 | 1.8497 | 0.30069 | 2024: 0; 2025: 37.5726; 2026: 3.1767; 2027: 36.6305; 2028: 0.30069; 2029: 0.30069; 2030: 0; 2031: 0; 2032: 0; 2033: 0; 2034: 37.5726; 2035: 0; 2036: 36.6305; 2039: 0.2688; 2040: 0.29938
2018-05-10 09:00 | 5 | 8 | 5 | 0 | 0 | 0.39634 | 0.9061 | 1.8122 | 3.1707 | 20.3125 | 10.5647 | 17.0341 | 17.0341 | 36.8104 | 1.8122 | 1.3585 | 2024: 0; 2025: 36.8104; 2026: 14.3524; 2027: 54.0105; 2028: 1.3585; 2029: 1.6592; 2030: 0; 2031: 0; 2032: 0; 2033: 0; 2034: 36.8104; 2035: 0; 2036: 54.0105; 2039: 0.39634; 2040: 0.4376
2018-05-10 10:00 | 5 | 9 | 5 | 0 | 0 | 0.4693 | 0.91426 | 1.8285 | 3.7544 | 20.3125 | 10.5647 | 17.0341 | 17.0341 | 37.1419 | 1.8285 | 1.9259 | 2024: 0; 2025: 37.1419; 2026: 20.3464; 2027: 63.953; 2028: 1.9259; 2029: 3.5851; 2030: 0; 2031: 0; 2032: 0; 2033: 0; 2034: 37.1419; 2035: 0; 2036: 63.953; 2039: 0.4693; 2040: 0.50474
2018-05-10 11:00 | 5 | 10 | 5 | 0 | 0 | 0.44396 | 0.84773 | 1.6955 | 3.5517 | 20.3125 | 10.5647 | 17.0341 | 17.0341 | 34.4389 | 1.6955 | 1.8563 | 2024: 0; 2025: 34.4389; 2026: 19.6109; 2027: 60.5004; 2028: 1.8563; 2029: 5.4413; 2030: 0; 2031: 0; 2032: 0; 2033: 0; 2034: 34.4389; 2035: 0; 2036: 60.5004; 2039: 0.44396; 2040: 0.46047
2018-05-10 12:00 | 5 | 11 | 5 | 0 | 0 | 0.32248 | 0.77924 | 1.5585 | 2.5798 | 20.3125 | 10.5647 | 17.0341 | 17.0341 | 31.6567 | 1.5585 | 1.0213 | 2024: 0; 2025: 31.6567; 2026: 10.7899; 2027: 43.9447; 2028: 1.0213; 2029: 6.4627; 2030: 0; 2031: 0; 2032: 0; 2033: 0; 2034: 31.6567; 2035: 0; 2036: 43.9447; 2039: 0.32248; 2040: 0.2373
2018-05-10 13:00 | 5 | 12 | 5 | 0 | 0 | 0.20256 | 0.75 | 1.5 | 1.6205 | 20.3125 | 10.5647 | 17.0341 | 17.0341 | 30.4688 | 1.5 | 0.12051 | 2024: 0; 2025: 30.4688; 2026: 1.2731; 2027: 27.604; 2028: 0.12051; 2029: 6.5832; 2030: 0; 2031: 0; 2032: 0; 2033: 0; 2034: 30.4688; 2035: 0; 2036: 27.604; 2039: 0.20256; 2040: 0.28319
2018-05-10 14:00 | 5 | 13 | 5 | 0 | 0 | 0.24961 | 0.81887 | 1.6377 | 1.9969 | 20.3125 | 10.5647 | 17.0341 | 17.0341 | 33.2667 | 1.6377 | 0.35914 | 2024: 0; 2025: 33.2667; 2026: 3.7942; 2027: 34.0151; 2028: 0.35914; 2029: 6.9423; 2030: 0; 2031: 0; 2032: 0; 2033: 0; 2034: 33.2667; 2035: 0; 2036: 34.0151; 2039: 0.24961; 2040: 0.20082
2018-05-10 15:00 | 5 | 14 | 5 | 0 | 0 | 0.16495 | 0.83026 | 1.6605 | 1.3196 | 20.3125 | 10.5647 | 17.0341 | 17.0341 | 33.7295 | 1.3196 | 0 | 2024: 6.925; 2025: 26.8045; 2026: 0; 2027: 22.4784; 2028: 0; 2029: 6.9423; 2030: 0.34092; 2031: 0.34092; 2032: 0; 2033: 0; 2034: 33.7295; 2035: 0; 2036: 22.4784; 2039: 0.16495; 2040: 0.14817
2018-05-10 16:00 | 5 | 15 | 5 | 0 | 1 | 0.095542 | 0.91607 | 1.8321 | 0.76434 | 21.7915 | 12.0437 | 17.0341 | 17.0341 | 39.9249 | 0.76434 | 0 | 2024: 23.2689; 2025: 16.6561; 2026: 0; 2027: 13.0199; 2028: 0; 2029: 6.5717; 2030: 1.0678; 2031: 1.0678; 2032: 0; 2033: 0; 2034: 39.9249; 2035: 0; 2036: 13.0199; 2039: 0.095542; 2040: 0.11624
2018-05-10 17:00 | 5 | 16 | 5 | 0 | 1 | 0.074285 | 0.96411 | 1.9282 | 0.59428 | 21.7915 | 12.0437 | 17.0341 | 17.0341 | 42.0186 | 0.59428 | 0 | 2024: 29.0684; 2025: 12.9502; 2026: 0; 2027: 10.123; 2028: 0; 2029: 5.4111; 2030: 1.3339; 2031: 1.3339; 2032: 0; 2033: 0; 2034: 42.0186; 2035: 0; 2036: 10.123; 2039: 0.074285; 2040: 0.074058
2018-05-10 18:00 | 5 | 17 | 5 | 0 | 1 | 0.023029 | 0.92453 | 1.8491 | 0.18423 | 21.7915 | 12.0437 | 17.0341 | 17.0341 | 40.2936 | 0.18423 | 0 | 2024: 36.279; 2025: 4.0146; 2026: 0; 2027: 3.1382; 2028: 0; 2029: 3.9612; 2030: 1.6648; 2031: 1.6648; 2032: 0; 2033: 0; 2034: 40.2936; 2035: 0; 2036: 3.1382; 2039: 0.023029; 2040: 0.023562
2018-05-10 19:00 | 5 | 18 | 5 | 0 | 1 | 0 | 0.93482 | 1.8696 | 0 | 21.7915 | 12.0437 | 17.0341 | 17.0341 | 40.7424 | 0 | 0 | 2024: 40.7424; 2025: 0; 2026: 0; 2027: 0; 2028: 0; 2029: 2.1516; 2030: 1.8696; 2031: 1.8696; 2032: 0; 2033: 0; 2034: 40.7424; 2035: 0; 2036: 0; 2039: 0; 2040: 0
2018-05-10 20:00 | 5 | 19 | 5 | 0 | 0 | 0 | 1.0042 | 2.0085 | 0 | 20.3125 | 10.5647 | 17.0341 | 17.0341 | 40.7967 | 0 | 0 | 2024: 40.7967; 2025: 0; 2026: 0; 2027: 0; 2028: 0; 2029: 0.11934; 2030: 2.0085; 2031: 0.10979; 2032: 0; 2033: 38.5665; 2034: 2.2302; 2035: 0; 2036: 0; 2039: 0; 2040: 0
2018-05-10 21:00 | 5 | 20 | 5 | 0 | 0 | 0 | 0.81912 | 1.6382 | 0 | 20.3125 | 10.5647 | 17.0341 | 17.0341 | 33.2767 | 0 | 0 | 2024: 33.2767; 2025: 0; 2026: 0; 2027: 0; 2028: 0; 2029: 0; 2030: 1.6382; 2031: 0; 2032: 0; 2033: 33.2767; 2034: 0; 2035: 0; 2036: 0; 2039: 0; 2040: 0
2018-05-10 22:00 | 5 | 21 | 5 | 0 | 0 | 0 | 0.69271 | 1.3854 | 0 | 20.3125 | 10.5647 | 17.0341 | 17.0341 | 28.1412 | 0 | 0 | 2024: 28.1412; 2025: 0; 2026: 0; 2027: 0; 2028: 0; 2029: 0; 2030: 1.3854; 2031: 0; 2032: 0; 2033: 28.1412; 2034: 0; 2035: 0; 2036: 0; 2039: 0; 2040: 0
2018-05-10 23:00 | 5 | 22 | 5 | 0 | 0 | 0 | 0.64623 | 1.2925 | 0 | 20.3125 | 10.5647 | 17.0341 | 17.0341 | 26.2531 | 0 | 0 | 2024: 26.2531; 2025: 0; 2026: 0; 2027: 0; 2028: 0; 2029: 0; 2030: 1.2925; 2031: 0; 2032: 0; 2033: 26.2531; 2034: 0; 2035: 0; 2036: 0; 2039: 0; 2040: 0
2018-05-11 | 5 | 23 | 5 | 0 | 0 | 0 | 0.60536 | 1.2107 | 0 | 20.3125 | 10.5647 | 17.0341 | 17.0341 | 24.5928 | 0 | 0 | 2024: 24.5928; 2025: 0; 2026: 0; 2027: 0; 2028: 0; 2029: 0; 2030: 1.2107; 2031: 0; 2032: 0; 2033: 24.5928; 2034: 0; 2035: 0; 2036: 0; 2039: 0; 2040: 0
2018-05-11 01:00 | 5 | 0 | 6 | 0 | 0 | 0 | 0.64229 | 1.2846 | 0 | 20.3125 | 10.5647 | 17.0341 | 17.0341 | 26.0929 | 0 | 0 | 2024: 26.0929; 2025: 0; 2026: 0; 2027: 0; 2028: 0; 2029: 0; 2030: 1.2846; 2031: 0; 2032: 0; 2033: 26.0929; 2034: 0; 2035: 0; 2036: 0; 2039: 0; 2040: 0
2018-05-11 02:00 | 5 | 1 | 6 | 0 | 0 | 0 | 0.65313 | 1.3063 | 0 | 20.3125 | 10.5647 | 17.0341 | 17.0341 | 26.5334 | 0 | 0 | 2024: 26.5334; 2025: 0; 2026: 0; 2027: 0; 2028: 0; 2029: 0; 2030: 1.3063; 2031: 0; 2032: 0; 2033: 26.5334; 2034: 0; 2035: 0; 2036: 0; 2039: 0; 2040: 0
2018-05-11 03:00 | 5 | 2 | 6 | 0 | 0 | 0 | 0.66729 | 1.3346 | 0 | 20.3125 | 10.5647 | 17.0341 | 17.0341 | 27.1086 | 0 | 0 | 2024: 27.1086; 2025: 0; 2026: 0; 2027: 0; 2028: 0; 2029: 0; 2030: 1.3346; 2031: 0; 2032: 0; 2033: 27.1086; 2034: 0; 2035: 0; 2036: 0; 2039: 0; 2040: 0
2018-05-11 04:00 | 5 | 3 | 6 | 0 | 0 | 0 | 0.72619 | 1.4524 | 0 | 20.3125 | 10.5647 | 17.0341 | 17.0341 | 29.5014 | 0 | 0 | 2024: 29.5014; 2025: 0; 2026: 0; 2027: 0; 2028: 0; 2029: 0; 2030: 1.4524; 2031: 0; 2032: 0; 2033: 29.5014; 2034: 0; 2035: 0; 2036: 0; 2039: 0; 2040: 0
2018-05-11 05:00 | 5 | 4 | 6 | 0 | 0 | 0.0013749 | 0.87306 | 1.7461 | 0.010999 | 20.3125 | 10.5647 | 17.0341 | 17.0341 | 35.4683 | 0.010999 | 0 | 2024: 35.2448; 2025: 0.22342; 2026: 0; 2027: 0.18736; 2028: 0; 2029: 0; 2030: 1.7351; 2031: 0; 2032: 0; 2033: 35.2448; 2034: 0.22342; 2035: 0; 2036: 0.18736; 2039: 0.0013749; 2040: 0
2018-05-11 06:00 | 5 | 5 | 6 | 0 | 0 | 0.018724 | 0.9458 | 1.8916 | 0.14979 | 20.3125 | 10.5647 | 17.0341 | 17.0341 | 38.4231 | 0.14979 | 0 | 2024: 35.3804; 2025: 3.0427; 2026: 0; 2027: 2.5516; 2028: 0; 2029: 0; 2030: 1.7418; 2031: 0; 2032: 0; 2033: 35.3804; 2034: 3.0427; 2035: 0; 2036: 2.5516; 2039: 0.018724; 2040: 0.01977
2018-05-11 07:00 | 5 | 6 | 6 | 0 | 0 | 0.005834 | 0.90071 | 1.8014 | 0.046672 | 20.3125 | 10.5647 | 17.0341 | 17.0341 | 36.5915 | 0.046672 | 0 | 2024: 35.6435; 2025: 0.94802; 2026: 0; 2027: 0.79501; 2028: 0; 2029: 0; 2030: 1.7548; 2031: 0; 2032: 0; 2033: 35.6435; 2034: 0.94802; 2035: 0; 2036: 0.79501; 2039: 0.005834; 2040: 0.022009
2018-05-11 08:00 | 5 | 7 | 6 | 0 | 0 | 0.050583 | 0.92489 | 1.8498 | 0.40467 | 20.3125 | 10.5647 | 17.0341 | 17.0341 | 37.5736 | 0.40467 | 0 | 2024: 29.3538; 2025: 8.2198; 2026: 0; 2027: 6.8931; 2028: 0; 2029: 0; 2030: 1.4451; 2031: 0; 2032: 0; 2033: 29.3538; 2034: 8.2198; 2035: 0; 2036: 6.8931; 2039: 0.050583; 2040: 0.086649
2018-05-11 09:00 | 5 | 8 | 6 | 0 | 0 | 0.033247 | 0.85782 | 1.7156 | 0.26598 | 20.3125 | 10.5647 | 17.0341 | 17.0341 | 34.8489 | 0.26598 | 0 | 2024: 29.4463; 2025: 5.4027; 2026: 0; 2027: 4.5307; 2028: 0; 2029: 0; 2030: 1.4497; 2031: 0; 2032: 0; 2033: 29.4463; 2034: 5.4027; 2035: 0; 2036: 4.5307; 2039: 0.033247; 2040: 0.041172
2018-05-11 10:00 | 5 | 9 | 6 | 0 | 0 | 0.10214 | 0.81645 | 1.6329 | 0.81708 | 20.3125 | 10.5647 | 17.0341 | 17.0341 | 33.1682 | 0.81708 | 0 | 2024: 16.5713; 2025: 16.5969; 2026: 0; 2027: 13.9183; 2028: 0; 2029: 0; 2030: 0.81582; 2031: 0; 2032: 0; 2033: 16.5713; 2034: 16.5969; 2035: 0; 2036: 13.9183; 2039: 0.10214; 2040: 0.081114
2018-05-11 11:00 | 5 | 10 | 6 | 0 | 0 | 0.089465 | 0.82657 | 1.6531 | 0.71572 | 20.3125 | 10.5647 | 17.0341 | 17.0341 | 33.5795 | 0.71572 | 0 | 2024: 19.0414; 2025: 14.538; 2026: 0; 2027: 12.1917; 2028: 0; 2029: 0; 2030: 0.93743; 2031: 0; 2032: 0; 2033: 19.0414; 2034: 14.538; 2035: 0; 2036: 12.1917; 2039: 0.089465; 2040: 0.1363
2018-05-11 12:00 | 5 | 11 | 6 | 0 | 0 | 0.17661 | 0.74148 | 1.483 | 1.4129 | 20.3125 | 10.5647 | 17.0341 | 17.0341 | 30.1225 | 1.4129 | 0 | 2024: 1.4229; 2025: 28.6996; 2026: 0; 2027: 24.0676; 2028: 0; 2029: 0; 2030: 0.070052; 2031: 0; 2032: 0; 2033: 1.4229; 2034: 28.6996; 2035: 0; 2036: 24.0676; 2039: 0.17661; 2040: 0.45989
2018-05-11 13:00 | 5 | 12 | 6 | 0 | 0 | 0.36967 | 0.69538 | 1.3908 | 2.9574 | 20.3125 | 10.5647 | 17.0341 | 17.0341 | 28.2498 | 1.3908 | 1.5666 | 2024: 0; 2025: 28.2498; 2026: 16.5506; 2027: 50.376; 2028: 1.5666; 2029: 1.5666; 2030: 0; 2031: 0; 2032: 0; 2033: 0; 2034: 28.2498; 2035: 0; 2036: 50.376; 2039: 0.36967; 2040: 0.42997
2018-05-11 14:00 | 5 | 13 | 6 | 0 | 0 | 0.26138 | 0.67324 | 1.3465 | 2.0911 | 20.3125 | 10.5647 | 17.0341 | 17.0341 | 27.3505 | 1.3465 | 0.74458 | 2024: 0; 2025: 27.3505; 2026: 7.8663; 2027: 35.6195; 2028: 0.74458; 2029: 2.3112; 2030: 0; 2031: 0; 2032: 0; 2033: 0; 2034: 27.3505; 2035: 0; 2036: 35.6195; 2039: 0.26138; 2040: 0.18266
2018-05-11 15:00 | 5 | 14 | 6 | 0 | 0 | 0.31459 | 0.79072 | 1.5814 | 2.5167 | 20.3125 | 10.5647 | 17.0341 | 17.0341 | 32.1229 | 1.5814 | 0.93528 | 2024: 0; 2025: 32.1229; 2026: 9.881; 2027: 42.8702; 2028: 0.93528; 2029: 3.2465; 2030: 0; 2031: 0; 2032: 0; 2033: 0; 2034: 32.1229; 2035: 0; 2036: 42.8702; 2039: 0.31459; 2040: 0.078167
2018-05-11 16:00 | 5 | 15 | 6 | 0 | 1 | 0.071492 | 0.90662 | 1.8132 | 0.57194 | 21.7915 | 12.0437 | 17.0341 | 17.0341 | 39.5132 | 0.57194 | 0 | 2024: 27.0498; 2025: 12.4633; 2026: 0; 2027: 9.7424; 2028: 0; 2029: 3.2465; 2030: 1.2413; 2031: 1.2413; 2032: 0; 2033: 0; 2034: 39.5132; 2035: 0; 2036: 9.7424; 2039: 0.071492; 2040: 0.20085
2018-05-11 17:00 | 5 | 16 | 6 | 0 | 1 | 0.17783 | 0.95584 | 1.9117 | 1.4226 | 21.7915 | 12.0437 | 17.0341 | 17.0341 | 41.6585 | 1.4226 | 0 | 2024: 10.6576; 2025: 31.0009; 2026: 0; 2027: 24.233; 2028: 0; 2029: 1.8972; 2030: 0.48907; 2031: 0.48907; 2032: 0; 2033: 0; 2034: 41.6585; 2035: 0; 2036: 24.233; 2039: 0.17783; 2040: 0.14929
2018-05-11 18:00 | 5 | 17 | 6 | 0 | 1 | 0.014852 | 0.94928 | 1.8986 | 0.11882 | 21.7915 | 12.0437 | 17.0341 | 17.0341 | 41.3723 | 0.11882 | 0 | 2024: 38.7831; 2025: 2.5892; 2026: 0; 2027: 2.0239; 2028: 0; 2029: 1.3656; 2030: 1.7797; 2031: 1.2564; 2032: 0; 2033: 11.4051; 2034: 29.9672; 2035: 0; 2036: 2.0239; 2039: 0.014852; 2040: 0.051162
2018-05-11 19:00 | 5 | 18 | 6 | 0 | 1 | 0 | 1.0016 | 2.0032 | 0 | 21.7915 | 12.0437 | 17.0341 | 17.0341 | 43.6528 | 0 | 0 | 2024: 43.6528; 2025: 0; 2026: 0; 2027: 0; 2028: 0; 2029: 0; 2030: 2.0032; 2031: 0; 2032: 0; 2033: 43.6528; 2034: 0; 2035: 0; 2036: 0; 2039: 0; 2040: 0.002505
2018-05-11 20:00 | 5 | 19 | 6 | 0 | 0 | 0 | 1.0662 | 2.1325 | 0 | 20.3125 | 10.5647 | 17.0341 | 17.0341 | 43.3163 | 0 | 0 | 2024: 43.3163; 2025: 0; 2026: 0; 2027: 0; 2028: 0; 2029: 0; 2030: 2.1325; 2031: 0; 2032: 0; 2033: 43.3163; 2034: 0; 2035: 0; 2036: 0; 2039: 0; 2040: 0
2018-05-11 21:00 | 5 | 20 | 6 | 0 | 0 | 0 | 0.86901 | 1.738 | 0 | 20.3125 | 10.5647 | 17.0341 | 17.0341 | 35.3036 | 0 | 0 | 2024: 35.3036; 2025: 0; 2026: 0; 2027: 0; 2028: 0; 2029: 0; 2030: 1.738; 2031: 0; 2032: 0; 2033: 35.3036; 2034: 0; 2035: 0; 2036: 0; 2039: 0; 2040: 0
2018-05-11 22:00 | 5 | 21 | 6 | 0 | 0 | 0 | 0.72672 | 1.4534 | 0 | 20.3125 | 10.5647 | 17.0341 | 17.0341 | 29.5231 | 0 | 0 | 2024: 29.5231; 2025: 0; 2026: 0; 2027: 0; 2028: 0; 2029: 0; 2030: 1.4534; 2031: 0; 2032: 0; 2033: 29.5231; 2034: 0; 2035: 0; 2036: 0; 2039: 0; 2040: 0
2018-05-11 23:00 | 5 | 22 | 6 | 0 | 0 | 0 | 0.62243 | 1.2449 | 0 | 20.3125 | 10.5647 | 17.0341 | 17.0341 | 25.2864 | 0 | 0 | 2024: 25.2864; 2025: 0; 2026: 0; 2027: 0; 2028: 0; 2029: 0; 2030: 1.2449; 2031: 0; 2032: 0; 2033: 25.2864; 2034: 0; 2035: 0; 2036: 0; 2039: 0; 2040: 0
2018-05-12 | 5 | 23 | 6 | 0 | 0 | 0 | 0.58076 | 1.1615 | 0 | 20.3125 | 10.5647 | 17.0341 | 17.0341 | 23.5934 | 0 | 0 | 2024: 23.5934; 2025: 0; 2026: 0; 2027: 0; 2028: 0; 2029: 0; 2030: 1.1615; 2031: 0; 2032: 0; 2033: 23.5934; 2034: 0; 2035: 0; 2036: 0; 2039: 0; 2040: 0
2018-05-12 01:00 | 5 | 0 | 7 | 0 | 0 | 0 | 0.56635 | 1.1327 | 0 | 20.3125 | 10.5647 | 17.0341 | 17.0341 | 23.0078 | 0 | 0 | 2024: 23.0078; 2025: 0; 2026: 0; 2027: 0; 2028: 0; 2029: 0; 2030: 1.1327; 2031: 0; 2032: 0; 2033: 23.0078; 2034: 0; 2035: 0; 2036: 0; 2039: 0; 2040: 0
2018-05-12 02:00 | 5 | 1 | 7 | 0 | 0 | 0 | 0.59405 | 1.1881 | 0 | 20.3125 | 10.5647 | 17.0341 | 17.0341 | 24.1332 | 0 | 0 | 2024: 24.1332; 2025: 0; 2026: 0; 2027: 0; 2028: 0; 2029: 0; 2030: 1.1881; 2031: 0; 2032: 0; 2033: 24.1332; 2034: 0; 2035: 0; 2036: 0; 2039: 0; 2040: 0
2018-05-12 03:00 | 5 | 2 | 7 | 0 | 0 | 0 | 0.63032 | 1.2606 | 0 | 20.3125 | 10.5647 | 17.0341 | 17.0341 | 25.6068 | 0 | 0 | 2024: 25.6068; 2025: 0; 2026: 0; 2027: 0; 2028: 0; 2029: 0; 2030: 1.2606; 2031: 0; 2032: 0; 2033: 25.6068; 2034: 0; 2035: 0; 2036: 0; 2039: 0; 2040: 0
2018-05-12 04:00 | 5 | 3 | 7 | 0 | 0 | 0 | 0.63822 | 1.2764 | 0 | 20.3125 | 10.5647 | 17.0341 | 17.0341 | 25.9275 | 0 | 0 | 2024: 25.9275; 2025: 0; 2026: 0; 2027: 0; 2028: 0; 2029: 0; 2030: 1.2764; 2031: 0; 2032: 0; 2033: 25.9275; 2034: 0; 2035: 0; 2036: 0; 2039: 0; 2040: 0
2018-05-12 05:00 | 5 | 4 | 7 | 0 | 0 | 0 | 0.70998 | 1.42 | 0 | 20.3125 | 10.5647 | 17.0341 | 17.0341 | 28.8431 | 0 | 0 | 2024: 28.8431; 2025: 0; 2026: 0; 2027: 0; 2028: 0; 2029: 0; 2030: 1.42; 2031: 0; 2032: 0; 2033: 28.8431; 2034: 0; 2035: 0; 2036: 0; 2039: 0; 2040: 0
2018-05-12 06:00 | 5 | 5 | 7 | 0 | 0 | 0.012508 | 0.82792 | 1.6558 | 0.10006 | 20.3125 | 10.5647 | 17.0341 | 17.0341 | 33.6342 | 0.10006 | 0 | 2024: 31.6018; 2025: 2.0325; 2026: 0; 2027: 1.7045; 2028: 0; 2029: 0; 2030: 1.5558; 2031: 0; 2032: 0; 2033: 31.6018; 2034: 2.0325; 2035: 0; 2036: 1.7045; 2039: 0.012508; 2040: 0.040017
2018-05-12 07:00 | 5 | 6 | 7 | 0 | 0 | 0.022627 | 0.981 | 1.962 | 0.18102 | 20.3125 | 10.5647 | 17.0341 | 17.0341 | 39.8533 | 0.18102 | 0 | 2024: 36.1765; 2025: 3.6769; 2026: 0; 2027: 3.0834; 2028: 0; 2029: 0; 2030: 1.781; 2031: 0; 2032: 0; 2033: 36.1765; 2034: 3.6769; 2035: 0; 2036: 3.0834; 2039: 0.022627; 2040: 0.11284
2018-05-12 08:00 | 5 | 7 | 7 | 0 | 0 | 0.11802 | 1.0297 | 2.0593 | 0.94418 | 20.3125 | 10.5647 | 17.0341 | 17.0341 | 41.8302 | 0.94418 | 0 | 2024: 22.6517; 2025: 19.1786; 2026: 0; 2027: 16.0832; 2028: 0; 2029: 0; 2030: 1.1152; 2031: 0; 2032: 0; 2033: 22.6517; 2034: 19.1786; 2035: 0; 2036: 16.0832; 2039: 0.11802; 2040: 0.18985
2018-05-12 09:00 | 5 | 8 | 7 | 0 | 0 | 0.27594 | 0.98354 | 1.9671 | 2.2076 | 20.3125 | 10.5647 | 17.0341 | 17.0341 | 39.9564 | 1.9671 | 0.24047 | 2024: 0; 2025: 39.9564; 2026: 2.5405; 2027: 37.6038; 2028: 0.24047; 2029: 0.24047; 2030: 0; 2031: 0; 2032: 0; 2033: 0; 2034: 39.9564; 2035: 0; 2036: 37.6038; 2039: 0.27594; 2040: 0.25894
2018-05-12 10:00 | 5 | 9 | 7 | 0 | 0 | 0.29799 | 0.9634 | 1.9268 | 2.384 | 20.3125 | 10.5647 | 17.0341 | 17.0341 | 39.1383 | 1.9268 | 0.45714 | 2024: 0; 2025: 39.1383; 2026: 4.8296; 2027: 40.6086; 2028: 0.45714; 2029: 0.69761; 2030: 0; 2031: 0; 2032: 0; 2033: 0; 2034: 39.1383; 2035: 0; 2036: 40.6086; 2039: 0.29799; 2040: 0.29377
2018-05-12 11:00 | 5 | 10 | 7 | 0 | 0 | 0.3868 | 0.91692 | 1.8338 | 3.0944 | 20.3125 | 10.5647 | 17.0341 | 17.0341 | 37.2498 | 1.8338 | 1.2606 | 2024: 0; 2025: 37.2498; 2026: 13.3177; 2027: 52.7107; 2028: 1.2606; 2029: 1.9582; 2030: 0; 2031: 0; 2032: 0; 2033: 0; 2034: 37.2498; 2035: 0; 2036: 52.7107; 2039: 0.3868; 2040: 0.2554
2018-05-12 12:00 | 5 | 11 | 7 | 0 | 0 | 0.27593 | 0.88218 | 1.7644 | 2.2075 | 20.3125 | 10.5647 | 17.0341 | 17.0341 | 35.8384 | 1.7644 | 0.44313 | 2024: 0; 2025: 35.8384; 2026: 4.6815; 2027: 37.6025; 2028: 0.44313; 2029: 2.4013; 2030: 0; 2031: 0; 2032: 0; 2033: 0; 2034: 35.8384; 2035: 0; 2036: 37.6025; 2039: 0.27593; 2040: 0.20985
2018-05-12 13:00 | 5 | 12 | 7 | 0 | 0 | 0.28342 | 0.79751 | 1.595 | 2.2674 | 20.3125 | 10.5647 | 17.0341 | 17.0341 | 32.3989 | 1.595 | 0.67234 | 2024: 0; 2025: 32.3989; 2026: 7.1031; 2027: 38.6225; 2028: 0.67234; 2029: 3.0737; 2030: 0; 2031: 0; 2032: 0; 2033: 0; 2034: 32.3989; 2035: 0; 2036: 38.6225; 2039: 0.28342; 2040: 0.52986
2018-05-12 14:00 | 5 | 13 | 7 | 0 | 0 | 0.19354 | 0.84857 | 1.6971 | 1.5483 | 20.3125 | 10.5647 | 17.0341 | 17.0341 | 34.4731 | 1.5483 | 0 | 2024: 3.023; 2025: 31.4501; 2026: 0; 2027: 26.3742; 2028: 0; 2029: 3.0737; 2030: 0.14882; 2031: 0.14882; 2032: 0; 2033: 0; 2034: 34.4731; 2035: 0; 2036: 26.3742; 2039: 0.19354; 2040: 0.16354
2018-05-12 15:00 | 5 | 14 | 7 | 0 | 0 | 0.074426 | 0.89635 | 1.7927 | 0.59541 | 20.3125 | 10.5647 | 17.0341 | 17.0341 | 36.4141 | 0.59541 | 0 | 2024: 24.3199; 2025: 12.0942; 2026: 0; 2027: 10.1422; 2028: 0; 2029: 2.9119; 2030: 1.1973; 2031: 1.1973; 2032: 0; 2033: 0; 2034: 36.4141; 2035: 0; 2036: 10.1422; 2039: 0.074426; 2040: 0.16943
2018-05-12 16:00 | 5 | 15 | 7 | 0 | 1 | 0.14196 | 0.9674 | 1.9348 | 1.1357 | 21.7915 | 12.0437 | 17.0341 | 17.0341 | 42.1622 | 1.1357 | 0 | 2024: 17.4134; 2025: 24.7488; 2026: 0; 2027: 19.3459; 2028: 0; 2029: 1.6105; 2030: 0.79909; 2031: 0.79909; 2032: 0; 2033: 0; 2034: 42.1622; 2035: 0; 2036: 19.3459; 2039: 0.14196; 2040: 0.14672
2018-05-12 17:00 | 5 | 16 | 7 | 0 | 1 | 0.1134 | 0.94133 | 1.8827 | 0.9072 | 21.7915 | 12.0437 | 17.0341 | 17.0341 | 41.026 | 0.9072 | 0 | 2024: 21.2568; 2025: 19.7692; 2026: 0; 2027: 15.4534; 2028: 0; 2029: 0.74191; 2030: 0.97546; 2031: 0.68255; 2032: 0; 2033: 6.3829; 2034: 34.6431; 2035: 0; 2036: 15.4534; 2039: 0.1134; 2040: 0.082774
2018-05-12 18:00 | 5 | 17 | 7 | 0 | 1 | 0.036349 | 0.8833 | 1.7666 | 0.29079 | 21.7915 | 12.0437 | 17.0341 | 17.0341 | 38.4969 | 0.29079 | 0 | 2024: 32.1601; 2025: 6.3368; 2026: 0; 2027: 4.9534; 2028: 0; 2029: 0; 2030: 1.4758; 2031: 0; 2032: 0; 2033: 32.1601; 2034: 6.3368; 2035: 0; 2036: 4.9534; 2039: 0.036349; 2040: 0.044354
2018-05-12 19:00 | 5 | 18 | 7 | 0 | 1 | 0 | 0.97303 | 1.9461 | 0 | 21.7915 | 12.0437 | 17.0341 | 17.0341 | 42.4076 | 0 | 0 | 2024: 42.4076; 2025: 0; 2026: 0; 2027: 0; 2028: 0; 2029: 0; 2030: 1.9461; 2031: 0; 2032: 0; 2033: 42.4076; 2034: 0; 2035: 0; 2036: 0; 2039: 0; 2040: 0.00026833
2018-05-12 20:00 | 5 | 19 | 7 | 0 | 0 | 0 | 1.0587 | 2.1173 | 0 | 20.3125 | 10.5647 | 17.0341 | 17.0341 | 43.0085 | 0 | 0 | 2024: 43.0085; 2025: 0; 2026: 0; 2027: 0; 2028: 0; 2029: 0; 2030: 2.1173; 2031: 0; 2032: 0; 2033: 43.0085; 2034: 0; 2035: 0; 2036: 0; 2039: 0; 2040: 0
2018-05-12 21:00 | 5 | 20 | 7 | 0 | 0 | 0 | 0.77021 | 1.5404 | 0 | 20.3125 | 10.5647 | 17.0341 | 17.0341 | 31.2896 | 0 | 0 | 2024: 31.2896; 2025: 0; 2026: 0; 2027: 0; 2028: 0; 2029: 0; 2030: 1.5404; 2031: 0; 2032: 0; 2033: 31.2896; 2034: 0; 2035: 0; 2036: 0; 2039: 0; 2040: 0
2018-05-12 22:00 | 5 | 21 | 7 | 0 | 0 | 0 | 0.5681 | 1.1362 | 0 | 20.3125 | 10.5647 | 17.0341 | 17.0341 | 23.0792 | 0 | 0 | 2024: 23.0792; 2025: 0; 2026: 0; 2027: 0; 2028: 0; 2029: 0; 2030: 1.1362; 2031: 0; 2032: 0; 2033: 23.0792; 2034: 0; 2035: 0; 2036: 0; 2039: 0; 2040: 0
2018-05-12 23:00 | 5 | 22 | 7 | 0 | 0 | 0 | 0.54355 | 1.0871 | 0 | 20.3125 | 10.5647 | 17.0341 | 17.0341 | 22.0816 | 0 | 0 | 2024: 22.0816; 2025: 0; 2026: 0; 2027: 0; 2028: 0; 2029: 0; 2030: 1.0871; 2031: 0; 2032: 0; 2033: 22.0816; 2034: 0; 2035: 0; 2036: 0; 2039: 0; 2040: 0
2018-05-13 | 5 | 23 | 7 | 0 | 0 | 0 | 0.52257 | 1.0451 | 0 | 20.3125 | 10.5647 | 17.0341 | 17.0341 | 21.2294 | 0 | 0 | 2024: 21.2294; 2025: 0; 2026: 0; 2027: 0; 2028: 0; 2029: 0; 2030: 1.0451; 2031: 0; 2032: 0; 2033: 21.2294; 2034: 0; 2035: 0; 2036: 0; 2039: 0; 2040: 0
2018-05-13 01:00 | 5 | 0 | 1 | 0 | 0 | 0 | 0.50538 | 1.0108 | 0 | 20.3125 | 10.5647 | 17.0341 | 17.0341 | 20.5312 | 0 | 0 | 2024: 20.5312; 2025: 0; 2026: 0; 2027: 0; 2028: 0; 2029: 0; 2030: 1.0108; 2031: 0; 2032: 0; 2033: 20.5312; 2034: 0; 2035: 0; 2036: 0; 2039: 0; 2040: 0
2018-05-13 02:00 | 5 | 1 | 1 | 0 | 0 | 0 | 0.52989 | 1.0598 | 0 | 20.3125 | 10.5647 | 17.0341 | 17.0341 | 21.5266 | 0 | 0 | 2024: 21.5266; 2025: 0; 2026: 0; 2027: 0; 2028: 0; 2029: 0; 2030: 1.0598; 2031: 0; 2032: 0; 2033: 21.5266; 2034: 0; 2035: 0; 2036: 0; 2039: 0; 2040: 0
2018-05-13 03:00 | 5 | 2 | 1 | 0 | 0 | 0 | 0.55425 | 1.1085 | 0 | 20.3125 | 10.5647 | 17.0341 | 17.0341 | 22.5165 | 0 | 0 | 2024: 22.5165; 2025: 0; 2026: 0; 2027: 0; 2028: 0; 2029: 0; 2030: 1.1085; 2031: 0; 2032: 0; 2033: 22.5165; 2034: 0; 2035: 0; 2036: 0; 2039: 0; 2040: 0
2018-05-13 04:00 | 5 | 3 | 1 | 0 | 0 | 0 | 0.58749 | 1.175 | 0 | 20.3125 | 10.5647 | 17.0341 | 17.0341 | 23.8667 | 0 | 0 | 2024: 23.8667; 2025: 0; 2026: 0; 2027: 0; 2028: 0; 2029: 0; 2030: 1.175; 2031: 0; 2032: 0; 2033: 23.8667; 2034: 0; 2035: 0; 2036: 0; 2039: 0; 2040: 0
2018-05-13 05:00 | 5 | 4 | 1 | 0 | 0 | 0 | 0.64942 | 1.2988 | 0 | 20.3125 | 10.5647 | 17.0341 | 17.0341 | 26.3826 | 0 | 0 | 2024: 26.3826; 2025: 0; 2026: 0; 2027: 0; 2028: 0; 2029: 0; 2030: 1.2988; 2031: 0; 2032: 0; 2033: 26.3826; 2034: 0; 2035: 0; 2036: 0; 2039: 0; 2040: 0.001886
2018-05-13 06:00 | 5 | 5 | 1 | 0 | 0 | 0.027928 | 0.7715 | 1.543 | 0.22343 | 20.3125 | 10.5647 | 17.0341 | 17.0341 | 31.3422 | 0.22343 | 0 | 2024: 26.8038; 2025: 4.5384; 2026: 0; 2027: 3.8059; 2028: 0; 2029: 0; 2030: 1.3196; 2031: 0; 2032: 0; 2033: 26.8038; 2034: 4.5384; 2035: 0; 2036: 3.8059; 2039: 0.027928; 2040: 0.008006
2018-05-13 07:00 | 5 | 6 | 1 | 0 | 0 | 0.0060049 | 0.925 | 1.85 | 0.048039 | 20.3125 | 10.5647 | 17.0341 | 17.0341 | 37.5781 | 0.048039 | 0 | 2024: 36.6023; 2025: 0.97579; 2026: 0; 2027: 0.8183; 2028: 0; 2029: 0; 2030: 1.802; 2031: 0; 2032: 0; 2033: 36.6023; 2034: 0.97579; 2035: 0; 2036: 0.8183; 2039: 0.0060049; 2040: 0.012232
2018-05-13 08:00 | 5 | 7 | 1 | 0 | 0 | 0.049565 | 0.98233 | 1.9647 | 0.39652 | 20.3125 | 10.5647 | 17.0341 | 17.0341 | 39.9072 | 0.39652 | 0 | 2024: 31.8529; 2025: 8.0544; 2026: 0; 2027: 6.7544; 2028: 0; 2029: 0; 2030: 1.5681; 2031: 0; 2032: 0; 2033: 31.8529; 2034: 8.0544; 2035: 0; 2036: 6.7544; 2039: 0.049565; 2040: 0.14756
2018-05-13 09:00 | 5 | 8 | 1 | 0 | 0 | 0.14277 | 0.9875 | 1.975 | 1.1422 | 20.3125 | 10.5647 | 17.0341 | 17.0341 | 40.1173 | 1.1422 | 0 | 2024: 16.9172; 2025: 23.2001; 2026: 0; 2027: 19.4557; 2028: 0; 2029: 0; 2030: 0.83284; 2031: 0; 2032: 0; 2033: 16.9172; 2034: 23.2001; 2035: 0; 2036: 19.4557; 2039: 0.14277; 2040: 0.25405
2018-05-13 10:00 | 5 | 9 | 1 | 0 | 0 | 0.21231 | 1.0162 | 2.0324 | 1.6985 | 20.3125 | 10.5647 | 17.0341 | 17.0341 | 41.283 | 1.6985 | 0 | 2024: 6.7825; 2025: 34.5005; 2026: 0; 2027: 28.9323; 2028: 0; 2029: 0; 2030: 0.33391; 2031: 0; 2032: 0; 2033: 6.7825; 2034: 34.5005; 2035: 0; 2036: 28.9323; 2039: 0.21231; 2040: 0.34959
2018-05-13 11:00 | 5 | 10 | 1 | 0 | 0 | 0.3163 | 1.0006 | 2.0011 | 2.5304 | 20.3125 | 10.5647 | 17.0341 | 17.0341 | 40.6475 | 2.0011 | 0.52926 | 2024: 0; 2025: 40.6475; 2026: 5.5915; 2027: 43.1027; 2028: 0.52926; 2029: 0.52926; 2030: 0; 2031: 0; 2032: 0; 2033: 0; 2034: 40.6475; 2035: 0; 2036: 43.1027; 2039: 0.3163; 2040: 0.21037
2018-05-13 12:00 | 5 | 11 | 1 | 0 | 0 | 0.11113 | 0.95597 | 1.9119 | 0.88908 | 20.3125 | 10.5647 | 17.0341 | 17.0341 | 38.8362 | 0.88908 | 0 | 2024: 20.7768; 2025: 18.0594; 2026: 0; 2027: 15.1447; 2028: 0; 2029: 0.52926; 2030: 1.0229; 2031: 0.48692; 2032: 0; 2033: 10.8863; 2034: 27.95; 2035: 0; 2036: 15.1447; 2039: 0.11113; 2040: 0.26054
2018-05-13 13:00 | 5 | 12 | 1 | 0 | 0 | 0.29846 | 0.99833 | 1.9967 | 2.3877 | 20.3125 | 10.5647 | 17.0341 | 17.0341 | 40.5573 | 1.9967 | 0.39102 | 2024: 0; 2025: 40.5573; 2026: 4.131; 2027: 40.6722; 2028: 0.39102; 2029: 0.39102; 2030: 0; 2031: 0; 2032: 0; 2033: 0; 2034: 40.5573; 2035: 0; 2036: 40.6722; 2039: 0.29846; 2040: 0.3119
2018-05-13 14:00 | 5 | 13 | 1 | 0 | 0 | 0.34572 | 1.0202 | 2.0403 | 2.7658 | 20.3125 | 10.5647 | 17.0341 | 17.0341 | 41.4444 | 2.0403 | 0.72541 | 2024: 0; 2025: 41.4444; 2026: 7.6638; 2027: 47.1122; 2028: 0.72541; 2029: 1.1164; 2030: 0; 2031: 0; 2032: 0; 2033: 0; 2034: 41.4444; 2035: 0; 2036: 47.1122; 2039: 0.34572; 2040: 0.23385
2018-05-13 15:00 | 5 | 14 | 1 | 0 | 0 | 0.24156 | 1.0439 | 2.0878 | 1.9325 | 20.3125 | 10.5647 | 17.0341 | 17.0341 | 42.4075 | 1.9325 | 0 | 2024: 3.1542; 2025: 39.2533; 2026: 0; 2027: 32.918; 2028: 0; 2029: 1.1164; 2030: 0.15528; 2031: 0.15528; 2032: 0; 2033: 0; 2034: 42.4075; 2035: 0; 2036: 32.918; 2039: 0.24156; 2040: 0.12452
2018-05-13 16:00 | 5 | 15 | 1 | 0 | 1 | 0.036416 | 1.0541 | 2.1082 | 0.29133 | 21.7915 | 12.0437 | 17.0341 | 17.0341 | 45.9398 | 0.29133 | 0 | 2024: 39.5913; 2025: 6.3485; 2026: 0; 2027: 4.9626; 2028: 0; 2029: 0.94765; 2030: 1.8168; 2031: 0.87184; 2032: 0; 2033: 20.5927; 2034: 25.3471; 2035: 0; 2036: 4.9626; 2039: 0.036416; 2040: 0.14056
2018-05-13 17:00 | 5 | 16 | 1 | 0 | 1 | 0.10022 | 1.0381 | 2.0762 | 0.80173 | 21.7915 | 12.0437 | 17.0341 | 17.0341 | 45.2438 | 0.80173 | 0 | 2024: 27.773; 2025: 17.4708; 2026: 0; 2027: 13.6568; 2028: 0; 2029: 0; 2030: 1.2745; 2031: 0; 2032: 0; 2033: 27.773; 2034: 17.4708; 2035: 0; 2036: 13.6568; 2039: 0.10022; 2040: 0.11294
2018-05-13 18:00 | 5 | 17 | 1 | 0 | 1 | 0.001852 | 1.0678 | 2.1356 | 0.014816 | 21.7915 | 12.0437 | 17.0341 | 17.0341 | 46.5386 | 0.014816 | 0 | 2024: 46.2157; 2025: 0.32286; 2026: 0; 2027: 0.25238; 2028: 0; 2029: 0; 2030: 2.1208; 2031: 0; 2032: 0; 2033: 46.2157; 2034: 0.32286; 2035: 0; 2036: 0.25238; 2039: 0.001852; 2040: 0.020036
2018-05-13 19:00 | 5 | 18 | 1 | 0 | 1 | 0 | 1.093 | 2.1861 | 0 | 21.7915 | 12.0437 | 17.0341 | 17.0341 | 47.6379 | 0 | 0 | 2024: 47.6379; 2025: 0; 2026: 0; 2027: 0; 2028: 0; 2029: 0; 2030: 2.1861; 2031: 0; 2032: 0; 2033: 47.6379; 2034: 0; 2035: 0; 2036: 0; 2039: 0; 2040: 0
2018-05-13 20:00 | 5 | 19 | 1 | 0 | 0 | 0 | 1.1094 | 2.2187 | 0 | 20.3125 | 10.5647 | 17.0341 | 17.0341 | 45.0683 | 0 | 0 | 2024: 45.0683; 2025: 0; 2026: 0; 2027: 0; 2028: 0; 2029: 0; 2030: 2.2187; 2031: 0; 2032: 0; 2033: 45.0683; 2034: 0; 2035: 0; 2036: 0; 2039: 0; 2040: 0
2018-05-13 21:00 | 5 | 20 | 1 | 0 | 0 | 0 | 0.90366 | 1.8073 | 0 | 20.3125 | 10.5647 | 17.0341 | 17.0341 | 36.7112 | 0 | 0 | 2024: 36.7112; 2025: 0; 2026: 0; 2027: 0; 2028: 0; 2029: 0; 2030: 1.8073; 2031: 0; 2032: 0; 2033: 36.7112; 2034: 0; 2035: 0; 2036: 0; 2039: 0; 2040: 0
2018-05-13 22:00 | 5 | 21 | 1 | 0 | 0 | 0 | 0.72333 | 1.4467 | 0 | 20.3125 | 10.5647 | 17.0341 | 17.0341 | 29.3854 | 0 | 0 | 2024: 29.3854; 2025: 0; 2026: 0; 2027: 0; 2028: 0; 2029: 0; 2030: 1.4467; 2031: 0; 2032: 0; 2033: 29.3854; 2034: 0; 2035: 0; 2036: 0; 2039: 0; 2040: 0
2018-05-13 23:00 | 5 | 22 | 1 | 0 | 0 | 0 | 0.65133 | 1.3027 | 0 | 20.3125 | 10.5647 | 17.0341 | 17.0341 | 26.4604 | 0 | 0 | 2024: 26.4604; 2025: 0; 2026: 0; 2027: 0; 2028: 0; 2029: 0; 2030: 1.3027; 2031: 0; 2032: 0; 2033: 26.4604; 2034: 0; 2035: 0; 2036: 0; 2039: 0; 2040: 0
2018-05-14 | 5 | 23 | 1 | 0 | 0 | 0 | 0.62316 | 1.2463 | 0 | 20.3125 | 10.5647 | 17.0341 | 17.0341 | 25.316 | 0 | 0 | 2024: 25.316; 2025: 0; 2026: 0; 2027: 0; 2028: 0; 2029: 0; 2030: 1.2463; 2031: 0; 2032: 0; 2033: 25.316; 2034: 0; 2035: 0; 2036: 0; 2039: 0; 2040: 0
2018-05-14 01:00 | 5 | 0 | 2 | 0 | 0 | 0 | 0.58381 | 1.1676 | 0 | 20.3125 | 10.5647 | 17.0341 | 17.0341 | 23.7172 | 0 | 0 | 2024: 23.7172; 2025: 0; 2026: 0; 2027: 0; 2028: 0; 2029: 0; 2030: 1.1676; 2031: 0; 2032: 0; 2033: 23.7172; 2034: 0; 2035: 0; 2036: 0; 2039: 0; 2040: 0
2018-05-14 02:00 | 5 | 1 | 2 | 0 | 0 | 0 | 0.60537 | 1.2107 | 0 | 20.3125 | 10.5647 | 17.0341 | 17.0341 | 24.593 | 0 | 0 | 2024: 24.593; 2025: 0; 2026: 0; 2027: 0; 2028: 0; 2029: 0; 2030: 1.2107; 2031: 0; 2032: 0; 2033: 24.593; 2034: 0; 2035: 0; 2036: 0; 2039: 0; 2040: 0
2018-05-14 03:00 | 5 | 2 | 2 | 0 | 0 | 0 | 0.61617 | 1.2323 | 0 | 20.3125 | 10.5647 | 17.0341 | 17.0341 | 25.0321 | 0 | 0 | 2024: 25.0321; 2025: 0; 2026: 0; 2027: 0; 2028: 0; 2029: 0; 2030: 1.2323; 2031: 0; 2032: 0; 2033: 25.0321; 2034: 0; 2035: 0; 2036: 0; 2039: 0; 2040: 0
2018-05-14 04:00 | 5 | 3 | 2 | 0 | 0 | 0 | 0.66023 | 1.3205 | 0 | 20.3125 | 10.5647 | 17.0341 | 17.0341 | 26.8217 | 0 | 0 | 2024: 26.8217; 2025: 0; 2026: 0; 2027: 0; 2028: 0; 2029: 0; 2030: 1.3205; 2031: 0; 2032: 0; 2033: 26.8217; 2034: 0; 2035: 0; 2036: 0; 2039: 0; 2040: 0
2018-05-14 05:00 | 5 | 4 | 2 | 0 | 0 | 0 | 0.82358 | 1.6472 | 0 | 20.3125 | 10.5647 | 17.0341 | 17.0341 | 33.4578 | 0 | 0 | 2024: 33.4578; 2025: 0; 2026: 0; 2027: 0; 2028: 0; 2029: 0; 2030: 1.6472; 2031: 0; 2032: 0; 2033: 33.4578; 2034: 0; 2035: 0; 2036: 0; 2039: 0; 2040: 0
2018-05-14 06:00 | 5 | 5 | 2 | 0 | 0 | 0 | 0.96356 | 1.9271 | 0 | 20.3125 | 10.5647 | 17.0341 | 17.0341 | 39.1446 | 0 | 0 | 2024: 39.1446; 2025: 0; 2026: 0; 2027: 0; 2028: 0; 2029: 0; 2030: 1.9271; 2031: 0; 2032: 0; 2033: 39.1446; 2034: 0; 2035: 0; 2036: 0; 2039: 0; 2040: 0.0020877
2018-05-14 07:00 | 5 | 6 | 2 | 0 | 0 | 0.0086652 | 1.0248 | 2.0497 | 0.069322 | 20.3125 | 10.5647 | 17.0341 | 17.0341 | 41.6339 | 0.069322 | 0 | 2024: 40.2258; 2025: 1.4081; 2026: 0; 2027: 1.1808; 2028: 0; 2029: 0; 2030: 1.9803; 2031: 0; 2032: 0; 2033: 40.2258; 2034: 1.4081; 2035: 0; 2036: 1.1808; 2039: 0.0086652; 2040: 0.032706
2018-05-14 08:00 | 5 | 7 | 2 | 0 | 0 | 0.041806 | 0.89909 | 1.7982 | 0.33444 | 20.3125 | 10.5647 | 17.0341 | 17.0341 | 36.5257 | 0.33444 | 0 | 2024: 29.7323; 2025: 6.7934; 2026: 0; 2027: 5.697; 2028: 0; 2029: 0; 2030: 1.4637; 2031: 0; 2032: 0; 2033: 29.7323; 2034: 6.7934; 2035: 0; 2036: 5.697; 2039: 0.041806; 2040: 0.042115
2018-05-14 09:00 | 5 | 8 | 2 | 0 | 0 | 0.11991 | 0.90992 | 1.8198 | 0.9593 | 20.3125 | 10.5647 | 17.0341 | 17.0341 | 36.9656 | 0.9593 | 0 | 2024: 17.4799; 2025: 19.4857; 2026: 0; 2027: 16.3408; 2028: 0; 2029: 0; 2030: 0.86055; 2031: 0; 2032: 0; 2033: 17.4799; 2034: 19.4857; 2035: 0; 2036: 16.3408; 2039: 0.11991; 2040: 0.14056
2018-05-14 10:00 | 5 | 9 | 2 | 0 | 0 | 0.15172 | 0.84561 | 1.6912 | 1.2137 | 20.3125 | 10.5647 | 17.0341 | 17.0341 | 34.3528 | 1.2137 | 0 | 2024: 9.699; 2025: 24.6539; 2026: 0; 2027: 20.6748; 2028: 0; 2029: 0; 2030: 0.47749; 2031: 0; 2032: 0; 2033: 9.699; 2034: 24.6539; 2035: 0; 2036: 20.6748; 2039: 0.15172; 2040: 0.19498
2018-05-14 11:00 | 5 | 10 | 2 | 0 | 0 | 0.10827 | 0.75495 | 1.5099 | 0.8662 | 20.3125 | 10.5647 | 17.0341 | 17.0341 | 30.6698 | 0.8662 | 0 | 2024: 13.0751; 2025: 17.5947; 2026: 0; 2027: 14.755; 2028: 0; 2029: 0; 2030: 0.6437; 2031: 0; 2032: 0; 2033: 13.0751; 2034: 17.5947; 2035: 0; 2036: 14.755; 2039: 0.10827; 2040: 0.09299
2018-05-14 12:00 | 5 | 11 | 2 | 0 | 0 | 0.09191 | 0.73524 | 1.4705 | 0.73528 | 20.3125 | 10.5647 | 17.0341 | 17.0341 | 29.8691 | 0.73528 | 0 | 2024: 14.9337; 2025: 14.9354; 2026: 0; 2027: 12.5249; 2028: 0; 2029: 0; 2030: 0.7352; 2031: 0; 2032: 0; 2033: 14.9337; 2034: 14.9354; 2035: 0; 2036: 12.5249; 2039: 0.09191; 2040: 0.12303
2018-05-14 13:00 | 5 | 12 | 2 | 0 | 0 | 0.19492 | 0.68663 | 1.3733 | 1.5594 | 20.3125 | 10.5647 | 17.0341 | 17.0341 | 27.8943 | 1.3733 | 0.18609 | 2024: 0; 2025: 27.8943; 2026: 1.966; 2027: 26.5622; 2028: 0.18609; 2029: 0.18609; 2030: 0; 2031: 0; 2032: 0; 2033: 0; 2034: 27.8943; 2035: 0; 2036: 26.5622; 2039: 0.19492; 2040: 0.10789
2018-05-14 14:00 | 5 | 13 | 2 | 0 | 0 | 0.074741 | 0.78182 | 1.5636 | 0.59792 | 20.3125 | 10.5647 | 17.0341 | 17.0341 | 31.7614 | 0.59792 | 0 | 2024: 19.6161; 2025: 12.1453; 2026: 0; 2027: 10.1851; 2028: 0; 2029: 0.18609; 2030: 0.96572; 2031: 0.17121; 2032: 0; 2033: 16.1385; 2034: 15.623; 2035: 0; 2036: 10.1851; 2039: 0.074741; 2040: 0.072957
2018-05-14 15:00 | 5 | 14 | 2 | 0 | 0 | 0.050721 | 0.87377 | 1.7475 | 0.40577 | 20.3125 | 10.5647 | 17.0341 | 17.0341 | 35.4969 | 0.40577 | 0 | 2024: 27.2548; 2025: 8.2421; 2026: 0; 2027: 6.9119; 2028: 0; 2029: 0; 2030: 1.3418; 2031: 0; 2032: 0; 2033: 27.2548; 2034: 8.2421; 2035: 0; 2036: 6.9119; 2039: 0.050721; 2040: 0.15865
2018-05-14 16:00 | 5 | 15 | 2 | 0 | 1 | 0.076794 | 0.90871 | 1.8174 | 0.61435 | 21.7915 | 12.0437 | 17.0341 | 17.0341 | 39.6044 | 0.61435 | 0 | 2024: 26.2167; 2025: 13.3876; 2026: 0; 2027: 10.465; 2028: 0; 2029: 0; 2030: 1.2031; 2031: 0; 2032: 0; 2033: 26.2167; 2034: 13.3876; 2035: 0; 2036: 10.465; 2039: 0.076794; 2040: 0.20791
2018-05-14 17:00 | 5 | 16 | 2 | 0 | 1 | 0.088209 | 0.97501 | 1.95 | 0.70567 | 21.7915 | 12.0437 | 17.0341 | 17.0341 | 42.4937 | 0.70567 | 0 | 2024: 27.1161; 2025: 15.3776; 2026: 0; 2027: 12.0205; 2028: 0; 2029: 0; 2030: 1.2443; 2031: 0; 2032: 0; 2033: 27.1161; 2034: 15.3776; 2035: 0; 2036: 12.0205; 2039: 0.088209; 2040: 0.064869
2018-05-14 18:00 | 5 | 17 | 2 | 0 | 1 | 0.03604 | 0.93015 | 1.8603 | 0.28832 | 21.7915 | 12.0437 | 17.0341 | 17.0341 | 40.5385 | 0.28832 | 0 | 2024: 34.2556; 2025: 6.2829; 2026: 0; 2027: 4.9113; 2028: 0; 2029: 0; 2030: 1.572; 2031: 0; 2032: 0; 2033: 34.2556; 2034: 6.2829; 2035: 0; 2036: 4.9113; 2039: 0.03604; 2040: 0.023981
2018-05-14 19:00 | 5 | 18 | 2 | 0 | 1 | 0 | 0.94591 | 1.8918 | 0 | 21.7915 | 12.0437 | 17.0341 | 17.0341 | 41.2255 | 0 | 0 | 2024: 41.2255; 2025: 0; 2026: 0; 2027: 0; 2028: 0; 2029: 0; 2030: 1.8918; 2031: 0; 2032: 0; 2033: 41.2255; 2034: 0; 2035: 0; 2036: 0; 2039: 0; 2040: 0
2018-05-14 20:00 | 5 | 19 | 2 | 0 | 0 | 0 | 0.98115 | 1.9623 | 0 | 20.3125 | 10.5647 | 17.0341 | 17.0341 | 39.8593 | 0 | 0 | 2024: 39.8593; 2025: 0; 2026: 0; 2027: 0; 2028: 0; 2029: 0; 2030: 1.9623; 2031: 0; 2032: 0; 2033: 39.8593; 2034: 0; 2035: 0; 2036: 0; 2039: 0; 2040: 0
2018-05-14 21:00 | 5 | 20 | 2 | 0 | 0 | 0 | 0.8301 | 1.6602 | 0 | 20.3125 | 10.5647 | 17.0341 | 17.0341 | 33.723 | 0 | 0 | 2024: 33.723; 2025: 0; 2026: 0; 2027: 0; 2028: 0; 2029: 0; 2030: 1.6602; 2031: 0; 2032: 0; 2033: 33.723; 2034: 0; 2035: 0; 2036: 0; 2039: 0; 2040: 0
2018-05-14 22:00 | 5 | 21 | 2 | 0 | 0 | 0 | 0.67333 | 1.3467 | 0 | 20.3125 | 10.5647 | 17.0341 | 17.0341 | 27.3541 | 0 | 0 | 2024: 27.3541; 2025: 0; 2026: 0; 2027: 0; 2028: 0; 2029: 0; 2030: 1.3467; 2031: 0; 2032: 0; 2033: 27.3541; 2034: 0; 2035: 0; 2036: 0; 2039: 0; 2040: 0
2018-05-14 23:00 | 5 | 22 | 2 | 0 | 0 | 0 | 0.56226 | 1.1245 | 0 | 20.3125 | 10.5647 | 17.0341 | 17.0341 | 22.8418 | 0 | 0 | 2024: 22.8418; 2025: 0; 2026: 0; 2027: 0; 2028: 0; 2029: 0; 2030: 1.1245; 2031: 0; 2032: 0; 2033: 22.8418; 2034: 0; 2035: 0; 2036: 0; 2039: 0; 2040: 0
2018-05-15 | 5 | 23 | 2 | 0 | 0 | 0 | 0.52463 | 1.0493 | 0 | 20.3125 | 10.5647 | 17.0341 | 17.0341 | 21.3132 | 0 | 0 | 2024: 21.3132; 2025: 0; 2026: 0; 2027: 0; 2028: 0; 2029: 0; 2030: 1.0493; 2031: 0; 2032: 0; 2033: 21.3132; 2034: 0; 2035: 0; 2036: 0; 2039: 0; 2040: 0
2018-05-15 01:00 | 5 | 0 | 3 | 0 | 0 | 0 | 0.56793 | 1.1359 | 0 | 20.3125 | 10.5647 | 17.0341 | 17.0341 | 23.0723 | 0 | 0 | 2024: 23.0723; 2025: 0; 2026: 0; 2027: 0; 2028: 0; 2029: 0; 2030: 1.1359; 2031: 0; 2032: 0; 2033: 23.0723; 2034: 0; 2035: 0; 2036: 0; 2039: 0; 2040: 0
2018-05-15 02:00 | 5 | 1 | 3 | 0 | 0 | 0 | 0.59642 | 1.1928 | 0 | 20.3125 | 10.5647 | 17.0341 | 17.0341 | 24.2295 | 0 | 0 | 2024: 24.2295; 2025: 0; 2026: 0; 2027: 0; 2028: 0; 2029: 0; 2030: 1.1928; 2031: 0; 2032: 0; 2033: 24.2295; 2034: 0; 2035: 0; 2036: 0; 2039: 0; 2040: 0
2018-05-15 03:00 | 5 | 2 | 3 | 0 | 0 | 0 | 0.66766 | 1.3353 | 0 | 20.3125 | 10.5647 | 17.0341 | 17.0341 | 27.1236 | 0 | 0 | 2024: 27.1236; 2025: 0; 2026: 0; 2027: 0; 2028: 0; 2029: 0; 2030: 1.3353; 2031: 0; 2032: 0; 2033: 27.1236; 2034: 0; 2035: 0; 2036: 0; 2039: 0; 2040: 0
2018-05-15 04:00 | 5 | 3 | 3 | 0 | 0 | 0 | 0.65027 | 1.3005 | 0 | 20.3125 | 10.5647 | 17.0341 | 17.0341 | 26.4172 | 0 | 0 | 2024: 26.4172; 2025: 0; 2026: 0; 2027: 0; 2028: 0; 2029: 0; 2030: 1.3005; 2031: 0; 2032: 0; 2033: 26.4172; 2034: 0; 2035: 0; 2036: 0; 2039: 0; 2040: 0
2018-05-15 05:00 | 5 | 4 | 3 | 0 | 0 | 0 | 0.80184 | 1.6037 | 0 | 20.3125 | 10.5647 | 17.0341 | 17.0341 | 32.5747 | 0 | 0 | 2024: 32.5747; 2025: 0; 2026: 0; 2027: 0; 2028: 0; 2029: 0; 2030: 1.6037; 2031: 0; 2032: 0; 2033: 32.5747; 2034: 0; 2035: 0; 2036: 0; 2039: 0; 2040: 0
2018-05-15 06:00 | 5 | 5 | 3 | 0 | 0 | 0.0031991 | 0.9196 | 1.8392 | 0.025593 | 20.3125 | 10.5647 | 17.0341 | 17.0341 | 37.3589 | 0.025593 | 0 | 2024: 36.839; 2025: 0.51985; 2026: 0; 2027: 0.43595; 2028: 0; 2029: 0; 2030: 1.8136; 2031: 0; 2032: 0; 2033: 36.839; 2034: 0.51985; 2035: 0; 2036: 0.43595; 2039: 0.0031991; 2040: 0.027872
2018-05-15 07:00 | 5 | 6 | 3 | 0 | 0 | 0.010026 | 0.92378 | 1.8476 | 0.080208 | 20.3125 | 10.5647 | 17.0341 | 17.0341 | 37.5287 | 0.080208 | 0 | 2024: 35.8995; 2025: 1.6292; 2026: 0; 2027: 1.3663; 2028: 0; 2029: 0; 2030: 1.7674; 2031: 0; 2032: 0; 2033: 35.8995; 2034: 1.6292; 2035: 0; 2036: 1.3663; 2039: 0.010026; 2040: 0.058379
2018-05-15 08:00 | 5 | 7 | 3 | 0 | 0 | 0.029227 | 0.90883 | 1.8177 | 0.23381 | 20.3125 | 10.5647 | 17.0341 | 17.0341 | 36.9211 | 0.23381 | 0 | 2024: 32.1718; 2025: 4.7493; 2026: 0; 2027: 3.9828; 2028: 0; 2029: 0; 2030: 1.5838; 2031: 0; 2032: 0; 2033: 32.1718; 2034: 4.7493; 2035: 0; 2036: 3.9828; 2039: 0.029227; 2040: 0.050485
2018-05-15 09:00 | 5 | 8 | 3 | 0 | 0 | 0.035767 | 0.81322 | 1.6264 | 0.28613 | 20.3125 | 10.5647 | 17.0341 | 17.0341 | 33.0371 | 0.28613 | 0 | 2024: 27.225; 2025: 5.8121; 2026: 0; 2027: 4.8741; 2028: 0; 2029: 0; 2030: 1.3403; 2031: 0; 2032: 0; 2033: 27.225; 2034: 5.8121; 2035: 0; 2036: 4.8741; 2039: 0.035767; 2040: 0.0626
2018-05-15 10:00 | 5 | 9 | 3 | 0 | 0 | 0.05417 | 0.804 | 1.608 | 0.43336 | 20.3125 | 10.5647 | 17.0341 | 17.0341 | 32.6623 | 0.43336 | 0 | 2024: 23.8597; 2025: 8.8026; 2026: 0; 2027: 7.3819; 2028: 0; 2029: 0; 2030: 1.1746; 2031: 0; 2032: 0; 2033: 23.8597; 2034: 8.8026; 2035: 0; 2036: 7.3819; 2039: 0.05417; 2040: 0.12544
2018-05-15 11:00 | 5 | 10 | 3 | 0 | 0 | 0.051718 | 0.83991 | 1.6798 | 0.41374 | 20.3125 | 10.5647 | 17.0341 | 17.0341 | 34.1214 | 0.41374 | 0 | 2024: 25.7173; 2025: 8.4041; 2026: 0; 2027: 7.0477; 2028: 0; 2029: 0; 2030: 1.2661; 2031: 0; 2032: 0; 2033: 25.7173; 2034: 8.4041; 2035: 0; 2036: 7.0477; 2039: 0.051718; 2040: 0.10589
2018-05-15 12:00 | 5 | 11 | 3 | 0 | 0 | 0.024117 | 0.7526 | 1.5052 | 0.19293 | 20.3125 | 10.5647 | 17.0341 | 17.0341 | 30.5743 | 0.19293 | 0 | 2024: 26.6554; 2025: 3.9189; 2026: 0; 2027: 3.2864; 2028: 0; 2029: 0; 2030: 1.3123; 2031: 0; 2032: 0; 2033: 26.6554; 2034: 3.9189; 2035: 0; 2036: 3.2864; 2039: 0.024117; 2040: 0.078966
2018-05-15 13:00 | 5 | 12 | 3 | 0 | 0 | 0.057096 | 0.73391 | 1.4678 | 0.45677 | 20.3125 | 10.5647 | 17.0341 | 17.0341 | 29.8152 | 0.45677 | 0 | 2024: 20.5371; 2025: 9.2781; 2026: 0; 2027: 7.7807; 2028: 0; 2029: 0; 2030: 1.0111; 2031: 0; 2032: 0; 2033: 20.5371; 2034: 9.2781; 2035: 0; 2036: 7.7807; 2039: 0.057096; 2040: 0.074871
2018-05-15 14:00 | 5 | 13 | 3 | 0 | 0 | 0.17268 | 0.79551 | 1.591 | 1.3815 | 20.3125 | 10.5647 | 17.0341 | 17.0341 | 32.3174 | 1.3815 | 0 | 2024: 4.2564; 2025: 28.061; 2026: 0; 2027: 23.5321; 2028: 0; 2029: 0; 2030: 0.20955; 2031: 0; 2032: 0; 2033: 4.2564; 2034: 28.061; 2035: 0; 2036: 23.5321; 2039: 0.17268; 2040: 0.18839
2018-05-15 15:00 | 5 | 14 | 3 | 0 | 0 | 0.32551 | 0.87768 | 1.7554 | 2.6041 | 20.3125 | 10.5647 | 17.0341 | 17.0341 | 35.6559 | 1.7554 | 0.84873 | 2024: 0; 2025: 35.6559; 2026: 8.9667; 2027: 44.3587; 2028: 0.84873; 2029: 0.84873; 2030: 0; 2031: 0; 2032: 0; 2033: 0; 2034: 35.6559; 2035: 0; 2036: 44.3587; 2039: 0.32551; 2040: 0.1049
2018-05-15 16:00 | 5 | 15 | 3 | 0 | 1 | 0.10011 | 1.0191 | 2.0383 | 0.80091 | 21.7915 | 12.0437 | 17.0341 | 17.0341 | 44.4166 | 0.80091 | 0 | 2024: 26.9636; 2025: 17.4531; 2026: 0; 2027: 13.6429; 2028: 0; 2029: 0.84873; 2030: 1.2373; 2031: 0.78084; 2032: 0; 2033: 9.948; 2034: 34.4686; 2035: 0; 2036: 13.6429; 2039: 0.10011; 2040: 0.14082
2018-05-15 17:00 | 5 | 16 | 3 | 0 | 1 | 0.038431 | 1.128 | 2.256 | 0.30745 | 21.7915 | 12.0437 | 17.0341 | 17.0341 | 49.162 | 0.30745 | 0 | 2024: 42.4623; 2025: 6.6997; 2026: 0; 2027: 5.2371; 2028: 0; 2029: 0; 2030: 1.9486; 2031: 0; 2032: 0; 2033: 42.4623; 2034: 6.6997; 2035: 0; 2036: 5.2371; 2039: 0.038431; 2040: 0.11712
2018-05-15 18:00 | 5 | 17 | 3 | 0 | 1 | 0.031306 | 1.1003 | 2.2007 | 0.25045 | 21.7915 | 12.0437 | 17.0341 | 17.0341 | 47.9563 | 0.25045 | 0 | 2024: 42.4987; 2025: 5.4577; 2026: 0; 2027: 4.2662; 2028: 0; 2029: 0; 2030: 1.9502; 2031: 0; 2032: 0; 2033: 42.4987; 2034: 5.4577; 2035: 0; 2036: 4.2662; 2039: 0.031306; 2040: 0.043936
2018-05-15 19:00 | 5 | 18 | 3 | 0 | 1 | 0 | 1.1097 | 2.2194 | 0 | 21.7915 | 12.0437 | 17.0341 | 17.0341 | 48.3639 | 0 | 0 | 2024: 48.3639; 2025: 0; 2026: 0; 2027: 0; 2028: 0; 2029: 0; 2030: 2.2194; 2031: 0; 2032: 0; 2033: 48.3639; 2034: 0; 2035: 0; 2036: 0; 2039: 0; 2040: 0.000363
2018-05-15 20:00 | 5 | 19 | 3 | 0 | 0 | 0 | 1.1143 | 2.2285 | 0 | 20.3125 | 10.5647 | 17.0341 | 17.0341 | 45.2673 | 0 | 0 | 2024: 45.2673; 2025: 0; 2026: 0; 2027: 0; 2028: 0; 2029: 0; 2030: 2.2285; 2031: 0; 2032: 0; 2033: 45.2673; 2034: 0; 2035: 0; 2036: 0; 2039: 0; 2040: 0
2018-05-15 21:00 | 5 | 20 | 3 | 0 | 0 | 0 | 0.9456 | 1.8912 | 0 | 20.3125 | 10.5647 | 17.0341 | 17.0341 | 38.4151 | 0 | 0 | 2024: 38.4151; 2025: 0; 2026: 0; 2027: 0; 2028: 0; 2029: 0; 2030: 1.8912; 2031: 0; 2032: 0; 2033: 38.4151; 2034: 0; 2035: 0; 2036: 0; 2039: 0; 2040: 0
2018-05-15 22:00 | 5 | 21 | 3 | 0 | 0 | 0 | 0.66158 | 1.3232 | 0 | 20.3125 | 10.5647 | 17.0341 | 17.0341 | 26.8768 | 0 | 0 | 2024: 26.8768; 2025: 0; 2026: 0; 2027: 0; 2028: 0; 2029: 0; 2030: 1.3232; 2031: 0; 2032: 0; 2033: 26.8768; 2034: 0; 2035: 0; 2036: 0; 2039: 0; 2040: 0
2018-05-15 23:00 | 5 | 22 | 3 | 0 | 0 | 0 | 0.5173 | 1.0346 | 0 | 20.3125 | 10.5647 | 17.0341 | 17.0341 | 21.0154 | 0 | 0 | 2024: 21.0154; 2025: 0; 2026: 0; 2027: 0; 2028: 0; 2029: 0; 2030: 1.0346; 2031: 0; 2032: 0; 2033: 21.0154; 2034: 0; 2035: 0; 2036: 0; 2039: 0; 2040: 0
2018-05-16 | 5 | 23 | 3 | 0 | 0 | 0 | 0.4823 | 0.96459 | 0 | 20.3125 | 10.5647 | 17.0341 | 17.0341 | 19.5933 | 0 | 0 | 2024: 19.5933; 2025: 0; 2026: 0; 2027: 0; 2028: 0; 2029: 0; 2030: 0.96459; 2031: 0; 2032: 0; 2033: 19.5933; 2034: 0; 2035: 0; 2036: 0; 2039: 0; 2040: 0
2018-05-16 01:00 | 5 | 0 | 4 | 0 | 0 | 0 | 0.44409 | 0.88817 | 0 | 20.3125 | 10.5647 | 17.0341 | 17.0341 | 18.041 | 0 | 0 | 2024: 18.041; 2025: 0; 2026: 0; 2027: 0; 2028: 0; 2029: 0; 2030: 0.88817; 2031: 0; 2032: 0; 2033: 18.041; 2034: 0; 2035: 0; 2036: 0; 2039: 0; 2040: 0
2018-05-16 02:00 | 5 | 1 | 4 | 0 | 0 | 0 | 0.43804 | 0.87607 | 0 | 20.3125 | 10.5647 | 17.0341 | 17.0341 | 17.7952 | 0 | 0 | 2024: 17.7952; 2025: 0; 2026: 0; 2027: 0; 2028: 0; 2029: 0; 2030: 0.87607; 2031: 0; 2032: 0; 2033: 17.7952; 2034: 0; 2035: 0; 2036: 0; 2039: 0; 2040: 0
2018-05-16 03:00 | 5 | 2 | 4 | 0 | 0 | 0 | 0.44574 | 0.89147 | 0 | 20.3125 | 10.5647 | 17.0341 | 17.0341 | 18.108 | 0 | 0 | 2024: 18.108; 2025: 0; 2026: 0; 2027: 0; 2028: 0; 2029: 0; 2030: 0.89147; 2031: 0; 2032: 0; 2033: 18.108; 2034: 0; 2035: 0; 2036: 0; 2039: 0; 2040: 0
2018-05-16 04:00 | 5 | 3 | 4 | 0 | 0 | 0 | 0.50073 | 1.0015 | 0 | 20.3125 | 10.5647 | 17.0341 | 17.0341 | 20.342 | 0 | 0 | 2024: 20.342; 2025: 0; 2026: 0; 2027: 0; 2028: 0; 2029: 0; 2030: 1.0015; 2031: 0; 2032: 0; 2033: 20.342; 2034: 0; 2035: 0; 2036: 0; 2039: 0; 2040: 0
2018-05-16 05:00 | 5 | 4 | 4 | 0 | 0 | 0.00060313 | 0.64238 | 1.2848 | 0.004825 | 20.3125 | 10.5647 | 17.0341 | 17.0341 | 26.0966 | 0.004825 | 0 | 2024: 25.9986; 2025: 0.098009; 2026: 0; 2027: 0.08219; 2028: 0; 2029: 0; 2030: 1.2799; 2031: 0; 2032: 0; 2033: 25.9986; 2034: 0.098009; 2035: 0; 2036: 0.08219; 2039: 0.00060313; 2040: 0.00078033
2018-05-16 06:00 | 5 | 5 | 4 | 0 | 0 | 0.046279 | 0.75512 | 1.5102 | 0.37023 | 20.3125 | 10.5647 | 17.0341 | 17.0341 | 30.6766 | 0.37023 | 0 | 2024: 23.1562; 2025: 7.5203; 2026: 0; 2027: 6.3066; 2028: 0; 2029: 0; 2030: 1.14; 2031: 0; 2032: 0; 2033: 23.1562; 2034: 7.5203; 2035: 0; 2036: 6.3066; 2039: 0.046279; 2040: 0.020179
2018-05-16 07:00 | 5 | 6 | 4 | 0 | 0 | 0.077171 | 0.83004 | 1.6601 | 0.61736 | 20.3125 | 10.5647 | 17.0341 | 17.0341 | 33.7202 | 0.61736 | 0 | 2024: 21.18; 2025: 12.5402; 2026: 0; 2027: 10.5163; 2028: 0; 2029: 0; 2030: 1.0427; 2031: 0; 2032: 0; 2033: 21.18; 2034: 12.5402; 2035: 0; 2036: 10.5163; 2039: 0.077171; 2040: 0.11692
2018-05-16 08:00 | 5 | 7 | 4 | 0 | 0 | 0.29375 | 0.76434 | 1.5287 | 2.35 | 20.3125 | 10.5647 | 17.0341 | 17.0341 | 31.0514 | 1.5287 | 0.82134 | 2024: 0; 2025: 31.0514; 2026: 8.6772; 2027: 40.0306; 2028: 0.82134; 2029: 0.82134; 2030: 0; 2031: 0; 2032: 0; 2033: 0; 2034: 31.0514; 2035: 0; 2036: 40.0306; 2039: 0.29375; 2040: 0.17125
2018-05-16 09:00 | 5 | 8 | 4 | 0 | 0 | 0.19353 | 0.77757 | 1.5551 | 1.5482 | 20.3125 | 10.5647 | 17.0341 | 17.0341 | 31.5887 | 1.5482 | 0 | 2024: 0.14088; 2025: 31.4478; 2026: 0; 2027: 26.3723; 2028: 0; 2029: 0.82134; 2030: 0.0069358; 2031: 0.0069358; 2032: 0; 2033: 0; 2034: 31.5887; 2035: 0; 2036: 26.3723; 2039: 0.19353; 2040: 0.22081
2018-05-16 10:00 | 5 | 9 | 4 | 0 | 0 | 0.27807 | 0.76398 | 1.528 | 2.2246 | 20.3125 | 10.5647 | 17.0341 | 17.0341 | 31.0365 | 1.528 | 0.69662 | 2024: 0; 2025: 31.0365; 2026: 7.3596; 2027: 37.8936; 2028: 0.69662; 2029: 1.5104; 2030: 0; 2031: 0; 2032: 0; 2033: 0; 2034: 31.0365; 2035: 0; 2036: 37.8936; 2039: 0.27807; 2040: 0.29534
2018-05-16 11:00 | 5 | 10 | 4 | 0 | 0 | 0.4613 | 0.76949 | 1.539 | 3.6904 | 20.3125 | 10.5647 | 17.0341 | 17.0341 | 31.2606 | 1.539 | 2.1514 | 2024: 0; 2025: 31.2606; 2026: 22.7291; 2027: 62.8627; 2028: 2.1514; 2029: 3.6618; 2030: 0; 2031: 0; 2032: 0; 2033: 0; 2034: 31.2606; 2035: 0; 2036: 62.8627; 2039: 0.4613; 2040: 0.58148
2018-05-16 12:00 | 5 | 11 | 4 | 0 | 0 | 0.51518 | 0.81627 | 1.6325 | 4.1214 | 20.3125 | 10.5647 | 17.0341 | 17.0341 | 33.161 | 1.6325 | 2.4889 | 2024: 0; 2025: 33.161; 2026: 26.2944; 2027: 70.2049; 2028: 2.4889; 2029: 6.1507; 2030: 0; 2031: 0; 2032: 0; 2033: 0; 2034: 33.161; 2035: 0; 2036: 70.2049; 2039: 0.51518; 2040: 0.45243
2018-05-16 13:00 | 5 | 12 | 4 | 0 | 0 | 0.24876 | 0.77199 | 1.544 | 1.9901 | 20.3125 | 10.5647 | 17.0341 | 17.0341 | 31.3621 | 1.544 | 0.44608 | 2024: 0; 2025: 31.3621; 2026: 4.7127; 2027: 33.8989; 2028: 0.44608; 2029: 6.5968; 2030: 0; 2031: 0; 2032: 0; 2033: 0; 2034: 31.3621; 2035: 0; 2036: 33.8989; 2039: 0.24876; 2040: 0.16415
2018-05-16 14:00 | 5 | 13 | 4 | 0 | 0 | 0.25908 | 0.79289 | 1.5858 | 2.0726 | 20.3125 | 10.5647 | 17.0341 | 17.0341 | 32.2113 | 1.5858 | 0.48682 | 2024: 0; 2025: 32.2113; 2026: 5.1431; 2027: 35.3051; 2028: 0.48682; 2029: 7.0836; 2030: 0; 2031: 0; 2032: 0; 2033: 0; 2034: 32.2113; 2035: 0; 2036: 35.3051; 2039: 0.25908; 2040: 0.41766
2018-05-16 15:00 | 5 | 14 | 4 | 0 | 0 | 0.47336 | 0.83502 | 1.67 | 3.7868 | 20.3125 | 10.5647 | 17.0341 | 17.0341 | 33.9228 | 1.67 | 2.1168 | 2024: 0; 2025: 33.9228; 2026: 22.3635; 2027: 64.5057; 2028: 2.1168; 2029: 9.2004; 2030: 0; 2031: 0; 2032: 0; 2033: 0; 2034: 33.9228; 2035: 0; 2036: 64.5057; 2039: 0.47336; 2040: 0.39671
2018-05-16 16:00 | 5 | 15 | 4 | 0 | 1 | 0.15706 | 0.92541 | 1.8508 | 1.2565 | 21.7915 | 12.0437 | 17.0341 | 17.0341 | 40.3319 | 1.2565 | 0 | 2024: 12.9507; 2025: 27.3813; 2026: 0; 2027: 21.4036; 2028: 0; 2029: 9.2004; 2030: 0.5943; 2031: 0.5943; 2032: 0; 2033: 0; 2034: 40.3319; 2035: 0; 2036: 21.4036; 2039: 0.15706; 2040: 0.37537
2018-05-16 17:00 | 5 | 16 | 4 | 0 | 1 | 0.12814 | 0.97102 | 1.942 | 1.0251 | 21.7915 | 12.0437 | 17.0341 | 17.0341 | 42.3198 | 1.0251 | 0 | 2024: 19.9811; 2025: 22.3387; 2026: 0; 2027: 17.4619; 2028: 0; 2029: 8.5544; 2030: 0.91692; 2031: 0.91692; 2032: 0; 2033: 0; 2034: 42.3198; 2035: 0; 2036: 17.4619; 2039: 0.12814; 2040: 0.041043
2018-05-16 18:00 | 5 | 17 | 4 | 0 | 1 | 0.014561 | 0.92974 | 1.8595 | 0.11649 | 21.7915 | 12.0437 | 17.0341 | 17.0341 | 40.5209 | 0.11649 | 0 | 2024: 37.9824; 2025: 2.5385; 2026: 0; 2027: 1.9843; 2028: 0; 2029: 7.5578; 2030: 1.743; 2031: 1.743; 2032: 0; 2033: 0; 2034: 40.5209; 2035: 0; 2036: 1.9843; 2039: 0.014561; 2040: 0.035368
2018-05-16 19:00 | 5 | 18 | 4 | 0 | 1 | 0.0030682 | 0.98131 | 1.9626 | 0.024546 | 21.7915 | 12.0437 | 17.0341 | 17.0341 | 42.7686 | 0.024546 | 0 | 2024: 42.2337; 2025: 0.53488; 2026: 0; 2027: 0.41811; 2028: 0; 2029: 5.6632; 2030: 1.9381; 2031: 1.9381; 2032: 0; 2033: 0; 2034: 42.7686; 2035: 0; 2036: 0.41811; 2039: 0.0030682; 2040: 0.0020883
2018-05-16 20:00 | 5 | 19 | 4 | 0 | 0 | 0 | 1.063 | 2.1261 | 0 | 20.3125 | 10.5647 | 17.0341 | 17.0341 | 43.1862 | 0 | 0 | 2024: 43.1862; 2025: 0; 2026: 0; 2027: 0; 2028: 0; 2029: 3.5566; 2030: 2.1261; 2031: 2.1261; 2032: 0; 2033: 0; 2034: 43.1862; 2035: 0; 2036: 0; 2039: 0; 2040: 0
2018-05-16 21:00 | 5 | 20 | 4 | 0 | 0 | 0 | 0.8125 | 1.625 | 0 | 20.3125 | 10.5647 | 17.0341 | 17.0341 | 33.0078 | 0 | 0 | 2024: 33.0078; 2025: 0; 2026: 0; 2027: 0; 2028: 0; 2029: 1.2456; 2030: 1.625; 2031: 1.146; 2032: 0; 2033: 9.7299; 2034: 23.2779; 2035: 0; 2036: 0; 2039: 0; 2040: 0
2018-05-16 22:00 | 5 | 21 | 4 | 0 | 0 | 0 | 0.6144 | 1.2288 | 0 | 20.3125 | 10.5647 | 17.0341 | 17.0341 | 24.9601 | 0 | 0 | 2024: 24.9601; 2025: 0; 2026: 0; 2027: 0; 2028: 0; 2029: 0; 2030: 1.2288; 2031: 0; 2032: 0; 2033: 24.9601; 2034: 0; 2035: 0; 2036: 0; 2039: 0; 2040: 0
2018-05-16 23:00 | 5 | 22 | 4 | 0 | 0 | 0 | 0.55393 | 1.1079 | 0 | 20.3125 | 10.5647 | 17.0341 | 17.0341 | 22.5035 | 0 | 0 | 2024: 22.5035; 2025: 0; 2026: 0; 2027: 0; 2028: 0; 2029: 0; 2030: 1.1079; 2031: 0; 2032: 0; 2033: 22.5035; 2034: 0; 2035: 0; 2036: 0; 2039: 0; 2040: 0
2018-05-17 | 5 | 23 | 4 | 0 | 0 | 0 | 0.54166 | 1.0833 | 0 | 20.3125 | 10.5647 | 17.0341 | 17.0341 | 22.0049 | 0 | 0 | 2024: 22.0049; 2025: 0; 2026: 0; 2027: 0; 2028: 0; 2029: 0; 2030: 1.0833; 2031: 0; 2032: 0; 2033: 22.0049; 2034: 0; 2035: 0; 2036: 0; 2039: 0; 2040: 0
2018-05-17 01:00 | 5 | 0 | 5 | 0 | 0 | 0 | 0.52422 | 1.0484 | 0 | 20.3125 | 10.5647 | 17.0341 | 17.0341 | 21.2963 | 0 | 0 | 2024: 21.2963; 2025: 0; 2026: 0; 2027: 0; 2028: 0; 2029: 0; 2030: 1.0484; 2031: 0; 2032: 0; 2033: 21.2963; 2034: 0; 2035: 0; 2036: 0; 2039: 0; 2040: 0
2018-05-17 02:00 | 5 | 1 | 5 | 0 | 0 | 0 | 0.53935 | 1.0787 | 0 | 20.3125 | 10.5647 | 17.0341 | 17.0341 | 21.9109 | 0 | 0 | 2024: 21.9109; 2025: 0; 2026: 0; 2027: 0; 2028: 0; 2029: 0; 2030: 1.0787; 2031: 0; 2032: 0; 2033: 21.9109; 2034: 0; 2035: 0; 2036: 0; 2039: 0; 2040: 0
2018-05-17 03:00 | 5 | 2 | 5 | 0 | 0 | 0 | 0.57013 | 1.1403 | 0 | 20.3125 | 10.5647 | 17.0341 | 17.0341 | 23.1616 | 0 | 0 | 2024: 23.1616; 2025: 0; 2026: 0; 2027: 0; 2028: 0; 2029: 0; 2030: 1.1403; 2031: 0; 2032: 0; 2033: 23.1616; 2034: 0; 2035: 0; 2036: 0; 2039: 0; 2040: 0
2018-05-17 04:00 | 5 | 3 | 5 | 0 | 0 | 0 | 0.62905 | 1.2581 | 0 | 20.3125 | 10.5647 | 17.0341 | 17.0341 | 25.5551 | 0 | 0 | 2024: 25.5551; 2025: 0; 2026: 0; 2027: 0; 2028: 0; 2029: 0; 2030: 1.2581; 2031: 0; 2032: 0; 2033: 25.5551; 2034: 0; 2035: 0; 2036: 0; 2039: 0; 2040: 0
2018-05-17 05:00 | 5 | 4 | 5 | 0 | 0 | 0 | 0.80261 | 1.6052 | 0 | 20.3125 | 10.5647 | 17.0341 | 17.0341 | 32.606 | 0 | 0 | 2024: 32.606; 2025: 0; 2026: 0; 2027: 0; 2028: 0; 2029: 0; 2030: 1.6052; 2031: 0; 2032: 0; 2033: 32.606; 2034: 0; 2035: 0; 2036: 0; 2039: 0; 2040: 0
2018-05-17 06:00 | 5 | 5 | 5 | 0 | 0 | 0.049401 | 0.9401 | 1.8802 | 0.39521 | 20.3125 | 10.5647 | 17.0341 | 17.0341 | 38.1917 | 0.39521 | 0 | 2024: 30.164; 2025: 8.0277; 2026: 0; 2027: 6.7321; 2028: 0; 2029: 0; 2030: 1.485; 2031: 0; 2032: 0; 2033: 30.164; 2034: 8.0277; 2035: 0; 2036: 6.7321; 2039: 0.049401; 2040: 0.012302
2018-05-17 07:00 | 5 | 6 | 5 | 0 | 0 | 0.082337 | 0.96726 | 1.9345 | 0.65869 | 20.3125 | 10.5647 | 17.0341 | 17.0341 | 39.295 | 0.65869 | 0 | 2024: 25.9153; 2025: 13.3797; 2026: 0; 2027: 11.2203; 2028: 0; 2029: 0; 2030: 1.2758; 2031: 0; 2032: 0; 2033: 25.9153; 2034: 13.3797; 2035: 0; 2036: 11.2203; 2039: 0.082337; 2040: 0.047949
2018-05-17 08:00 | 5 | 7 | 5 | 0 | 0 | 0.073748 | 0.94499 | 1.89 | 0.58998 | 20.3125 | 10.5647 | 17.0341 | 17.0341 | 38.3904 | 0.58998 | 0 | 2024: 26.4064; 2025: 11.9841; 2026: 0; 2027: 10.0499; 2028: 0; 2029: 0; 2030: 1.3; 2031: 0; 2032: 0; 2033: 26.4064; 2034: 11.9841; 2035: 0; 2036: 10.0499; 2039: 0.073748; 2040: 0.065746
2018-05-17 09:00 | 5 | 8 | 5 | 0 | 0 | 0.12554 | 0.85825 | 1.7165 | 1.0043 | 20.3125 | 10.5647 | 17.0341 | 17.0341 | 34.8663 | 1.0043 | 0 | 2024: 14.4668; 2025: 20.3994; 2026: 0; 2027: 17.1071; 2028: 0; 2029: 0; 2030: 0.71221; 2031: 0; 2032: 0; 2033: 14.4668; 2034: 20.3994; 2035: 0; 2036: 17.1071; 2039: 0.12554; 2040: 0.16496
2018-05-17 10:00 | 5 | 9 | 5 | 0 | 0 | 0.47337 | 0.84271 | 1.6854 | 3.7869 | 20.3125 | 10.5647 | 17.0341 | 17.0341 | 34.2352 | 1.6854 | 2.1015 | 2024: 0; 2025: 34.2352; 2026: 22.2019; 2027: 64.5072; 2028: 2.1015; 2029: 2.1015; 2030: 0; 2031: 0; 2032: 0; 2033: 0; 2034: 34.2352; 2035: 0; 2036: 64.5072; 2039: 0.47337; 2040: 0.40617
2018-05-17 11:00 | 5 | 10 | 5 | 0 | 0 | 0.58301 | 0.83708 | 1.6742 | 4.664 | 20.3125 | 10.5647 | 17.0341 | 17.0341 | 34.0066 | 1.6742 | 2.9899 | 2024: 0; 2025: 34.0066; 2026: 31.5873; 2027: 79.4481; 2028: 2.9899; 2029: 5.0914; 2030: 0; 2031: 0; 2032: 0; 2033: 0; 2034: 34.0066; 2035: 0; 2036: 79.4481; 2039: 0.58301; 2040: 0.7622
2018-05-17 12:00 | 5 | 11 | 5 | 0 | 0 | 0.58685 | 0.81248 | 1.625 | 4.6948 | 20.3125 | 10.5647 | 17.0341 | 17.0341 | 33.0072 | 1.625 | 3.0699 | 2024: 0; 2025: 33.0072; 2026: 32.4322; 2027: 79.9723; 2028: 3.0699; 2029: 8.1612; 2030: 0; 2031: 0; 2032: 0; 2033: 0; 2034: 33.0072; 2035: 0; 2036: 79.9723; 2039: 0.58685; 2040: 0.71779
2018-05-17 13:00 | 5 | 12 | 5 | 0 | 0 | 0.69099 | 0.79055 | 1.5811 | 5.5279 | 20.3125 | 10.5647 | 17.0341 | 17.0341 | 32.1159 | 1.5811 | 3.9469 | 2024: 0; 2025: 32.1159; 2026: 41.6974; 2027: 94.1638; 2028: 3.9469; 2029: 12.1081; 2030: 0; 2031: 0; 2032: 0; 2033: 0; 2034: 32.1159; 2035: 0; 2036: 94.1638; 2039: 0.69099; 2040: 0.69388
2018-05-17 14:00 | 5 | 13 | 5 | 0 | 0 | 0.62955 | 0.79286 | 1.5857 | 5.0364 | 20.3125 | 10.5647 | 17.0341 | 17.0341 | 32.2099 | 1.5857 | 3.4507 | 2024: 0; 2025: 32.2099; 2026: 36.4558; 2027: 85.7912; 2028: 0.3919; 2029: 12.5; 2030: 0; 2031: 0; 2032: 3.0588; 2033: 0; 2034: 32.2099; 2035: 32.3154; 2036: 85.7912; 2039: 0.62955; 2040: 0.63766
2018-05-17 15:00 | 5 | 14 | 5 | 0 | 0 | 0.45126 | 0.84667 | 1.6933 | 3.6101 | 20.3125 | 10.5647 | 17.0341 | 17.0341 | 34.3958 | 1.6933 | 1.9168 | 2024: 0; 2025: 34.3958; 2026: 20.2502; 2027: 61.495; 2028: 0; 2029: 12.5; 2030: 0; 2031: 0; 2032: 1.9168; 2033: 0; 2034: 34.3958; 2035: 20.2502; 2036: 61.495; 2039: 0.45126; 2040: 0.50214
2018-05-17 16:00 | 5 | 15 | 5 | 0 | 1 | 0.082116 | 0.9353 | 1.8706 | 0.65693 | 21.7915 | 12.0437 | 17.0341 | 17.0341 | 40.7629 | 0.65693 | 0 | 2024: 26.4474; 2025: 14.3155; 2026: 0; 2027: 11.1903; 2028: 0; 2029: 12.5; 2030: 1.2137; 2031: 1.2137; 2032: 0; 2033: 0; 2034: 40.7629; 2035: 0; 2036: 11.1903; 2039: 0.082116; 2040: 0.20202
2018-05-17 17:00 | 5 | 16 | 5 | 0 | 1 | 0.17401 | 0.97957 | 1.9591 | 1.392 | 21.7915 | 12.0437 | 17.0341 | 17.0341 | 42.6925 | 1.392 | 0 | 2024: 12.3577; 2025: 30.3348; 2026: 0; 2027: 23.7123; 2028: 0; 2029: 11.1808; 2030: 0.56709; 2031: 0.56709; 2032: 0; 2033: 0; 2034: 42.6925; 2035: 0; 2036: 23.7123; 2039: 0.17401; 2040: 0.15587
2018-05-17 18:00 | 5 | 17 | 5 | 0 | 1 | 0.055827 | 1.0067 | 2.0135 | 0.44662 | 21.7915 | 12.0437 | 17.0341 | 17.0341 | 43.8764 | 0.44662 | 0 | 2024: 34.144; 2025: 9.7324; 2026: 0; 2027: 7.6077; 2028: 0; 2029: 10.5644; 2030: 1.5669; 2031: 1.5669; 2032: 0; 2033: 0; 2034: 43.8764; 2035: 0; 2036: 7.6077; 2039: 0.055827; 2040: 0.014643
2018-05-17 19:00 | 5 | 18 | 5 | 0 | 1 | 0 | 1.0167 | 2.0334 | 0 | 21.7915 | 12.0437 | 17.0341 | 17.0341 | 44.3114 | 0 | 0 | 2024: 44.3114; 2025: 0; 2026: 0; 2027: 0; 2028: 0; 2029: 8.8613; 2030: 2.0334; 2031: 2.0334; 2032: 0; 2033: 0; 2034: 44.3114; 2035: 0; 2036: 0; 2039: 0; 2040: 0
2018-05-17 20:00 | 5 | 19 | 5 | 0 | 0 | 0 | 1.0827 | 2.1654 | 0 | 20.3125 | 10.5647 | 17.0341 | 17.0341 | 43.9841 | 0 | 0 | 2024: 43.9841; 2025: 0; 2026: 0; 2027: 0; 2028: 0; 2029: 6.6511; 2030: 2.1654; 2031: 2.1654; 2032: 0; 2033: 0; 2034: 43.9841; 2035: 0; 2036: 0; 2039: 0; 2040: 0
2018-05-17 21:00 | 5 | 20 | 5 | 0 | 0 | 0 | 0.87525 | 1.7505 | 0 | 20.3125 | 10.5647 | 17.0341 | 17.0341 | 35.557 | 0 | 0 | 2024: 35.557; 2025: 0; 2026: 0; 2027: 0; 2028: 0; 2029: 4.2974; 2030: 1.7505; 2031: 1.7505; 2032: 0; 2033: 0; 2034: 35.557; 2035: 0; 2036: 0; 2039: 0; 2040: 0
2018-05-17 22:00 | 5 | 21 | 5 | 0 | 0 | 0 | 0.73084 | 1.4617 | 0 | 20.3125 | 10.5647 | 17.0341 | 17.0341 | 29.6903 | 0 | 0 | 2024: 29.6903; 2025: 0; 2026: 0; 2027: 0; 2028: 0; 2029: 2.3947; 2030: 1.4617; 2031: 1.4617; 2032: 0; 2033: 0; 2034: 29.6903; 2035: 0; 2036: 0; 2039: 0; 2040: 0
2018-05-17 23:00 | 5 | 22 | 5 | 0 | 0 | 0 | 0.66113 | 1.3223 | 0 | 20.3125 | 10.5647 | 17.0341 | 17.0341 | 26.8585 | 0 | 0 | 2024: 26.8585; 2025: 0; 2026: 0; 2027: 0; 2028: 0; 2029: 0.8059; 2030: 1.3223; 2031: 0.74143; 2032: 0; 2033: 11.7982; 2034: 15.0603; 2035: 0; 2036: 0; 2039: 0; 2040: 0
2018-05-18 | 5 | 23 | 5 | 0 | 0 | 0 | 0.64729 | 1.2946 | 0 | 20.3125 | 10.5647 | 17.0341 | 17.0341 | 26.2961 | 0 | 0 | 2024: 26.2961; 2025: 0; 2026: 0; 2027: 0; 2028: 0; 2029: 0; 2030: 1.2946; 2031: 0; 2032: 0; 2033: 26.2961; 2034: 0; 2035: 0; 2036: 0; 2039: 0; 2040: 0
2018-05-18 01:00 | 5 | 0 | 6 | 0 | 0 | 0 | 0.65854 | 1.3171 | 0 | 20.3125 | 10.5647 | 17.0341 | 17.0341 | 26.753 | 0 | 0 | 2024: 26.753; 2025: 0; 2026: 0; 2027: 0; 2028: 0; 2029: 0; 2030: 1.3171; 2031: 0; 2032: 0; 2033: 26.753; 2034: 0; 2035: 0; 2036: 0; 2039: 0; 2040: 0
2018-05-18 02:00 | 5 | 1 | 6 | 0 | 0 | 0 | 0.6696 | 1.3392 | 0 | 20.3125 | 10.5647 | 17.0341 | 17.0341 | 27.2025 | 0 | 0 | 2024: 27.2025; 2025: 0; 2026: 0; 2027: 0; 2028: 0; 2029: 0; 2030: 1.3392; 2031: 0; 2032: 0; 2033: 27.2025; 2034: 0; 2035: 0; 2036: 0; 2039: 0; 2040: 0
2018-05-18 03:00 | 5 | 2 | 6 | 0 | 0 | 0 | 0.6901 | 1.3802 | 0 | 20.3125 | 10.5647 | 17.0341 | 17.0341 | 28.0354 | 0 | 0 | 2024: 28.0354; 2025: 0; 2026: 0; 2027: 0; 2028: 0; 2029: 0; 2030: 1.3802; 2031: 0; 2032: 0; 2033: 28.0354; 2034: 0; 2035: 0; 2036: 0; 2039: 0; 2040: 0
2018-05-18 04:00 | 5 | 3 | 6 | 0 | 0 | 0 | 0.73383 | 1.4677 | 0 | 20.3125 | 10.5647 | 17.0341 | 17.0341 | 29.8118 | 0 | 0 | 2024: 29.8118; 2025: 0; 2026: 0; 2027: 0; 2028: 0; 2029: 0; 2030: 1.4677; 2031: 0; 2032: 0; 2033: 29.8118; 2034: 0; 2035: 0; 2036: 0; 2039: 0; 2040: 0
2018-05-18 05:00 | 5 | 4 | 6 | 0 | 0 | 0.001906 | 0.89103 | 1.7821 | 0.015248 | 20.3125 | 10.5647 | 17.0341 | 17.0341 | 36.198 | 0.015248 | 0 | 2024: 35.8883; 2025: 0.30973; 2026: 0; 2027: 0.25974; 2028: 0; 2029: 0; 2030: 1.7668; 2031: 0; 2032: 0; 2033: 35.8883; 2034: 0.30973; 2035: 0; 2036: 0.25974; 2039: 0.001906; 2040: 0.005958
2018-05-18 06:00 | 5 | 5 | 6 | 0 | 0 | 0.06286 | 1.0276 | 2.0553 | 0.50288 | 20.3125 | 10.5647 | 17.0341 | 17.0341 | 41.7481 | 0.50288 | 0 | 2024: 31.5334; 2025: 10.2147; 2026: 0; 2027: 8.5661; 2028: 0; 2029: 0; 2030: 1.5524; 2031: 0; 2032: 0; 2033: 31.5334; 2034: 10.2147; 2035: 0; 2036: 8.5661; 2039: 0.06286; 2040: 0.070343
2018-05-18 07:00 | 5 | 6 | 6 | 0 | 0 | 0.24242 | 0.98268 | 1.9654 | 1.9394 | 20.3125 | 10.5647 | 17.0341 | 17.0341 | 39.9215 | 1.9394 | 0 | 2024: 0.5278; 2025: 39.3937; 2026: 0; 2027: 33.0357; 2028: 0; 2029: 0; 2030: 0.025984; 2031: 0; 2032: 0; 2033: 0.5278; 2034: 39.3937; 2035: 0; 2036: 33.0357; 2039: 0.24242; 2040: 0.26562
2018-05-18 08:00 | 5 | 7 | 6 | 0 | 0 | 0.42816 | 0.89625 | 1.7925 | 3.4253 | 20.3125 | 10.5647 | 17.0341 | 17.0341 | 36.4103 | 1.7925 | 1.6328 | 2024: 0; 2025: 36.4103; 2026: 17.25; 2027: 58.347; 2028: 1.6328; 2029: 1.6328; 2030: 0; 2031: 0; 2032: 0; 2033: 0; 2034: 36.4103; 2035: 0; 2036: 58.347; 2039: 0.42816; 2040: 0.47083
2018-05-18 09:00 | 5 | 8 | 6 | 0 | 0 | 0.57118 | 0.92216 | 1.8443 | 4.5694 | 20.3125 | 10.5647 | 17.0341 | 17.0341 | 37.4629 | 1.8443 | 2.7251 | 2024: 0; 2025: 37.4629; 2026: 28.7898; 2027: 77.8361; 2028: 2.7251; 2029: 4.3579; 2030: 0; 2031: 0; 2032: 0; 2033: 0; 2034: 37.4629; 2035: 0; 2036: 77.8361; 2039: 0.57118; 2040: 0.34124
2018-05-18 10:00 | 5 | 9 | 6 | 0 | 0 | 0.14736 | 0.94497 | 1.8899 | 1.1789 | 20.3125 | 10.5647 | 17.0341 | 17.0341 | 38.3893 | 1.1789 | 0 | 2024: 14.4427; 2025: 23.9467; 2026: 0; 2027: 20.0818; 2028: 0; 2029: 4.3579; 2030: 0.71102; 2031: 0.71102; 2032: 0; 2033: 0; 2034: 38.3893; 2035: 0; 2036: 20.0818; 2039: 0.14736; 2040: 0.2883
2018-05-18 11:00 | 5 | 10 | 6 | 0 | 0 | 0.44983 | 0.89536 | 1.7907 | 3.5986 | 20.3125 | 10.5647 | 17.0341 | 17.0341 | 36.374 | 1.7907 | 1.8079 | 2024: 0; 2025: 36.374; 2026: 19.0998; 2027: 61.2992; 2028: 1.8079; 2029: 5.3929; 2030: 0; 2031: 0; 2032: 0; 2033: 0; 2034: 36.374; 2035: 0; 2036: 61.2992; 2039: 0.44983; 2040: 0.63929
2018-05-18 12:00 | 5 | 11 | 6 | 0 | 0 | 0.49061 | 0.74398 | 1.488 | 3.9249 | 20.3125 | 10.5647 | 17.0341 | 17.0341 | 30.2242 | 1.488 | 2.4369 | 2024: 0; 2025: 30.2242; 2026: 25.7454; 2027: 66.857; 2028: 2.4369; 2029: 7.8298; 2030: 0; 2031: 0; 2032: 0; 2033: 0; 2034: 30.2242; 2035: 0; 2036: 66.857; 2039: 0.49061; 2040: 0.38037
2018-05-18 13:00 | 5 | 12 | 6 | 0 | 0 | 0.24504 | 0.73464 | 1.4693 | 1.9603 | 20.3125 | 10.5647 | 17.0341 | 17.0341 | 29.8449 | 1.4693 | 0.49099 | 2024: 0; 2025: 29.8449; 2026: 5.1872; 2027: 33.3917; 2028: 0.49099; 2029: 8.3208; 2030: 0; 2031: 0; 2032: 0; 2033: 0; 2034: 29.8449; 2035: 0; 2036: 33.3917; 2039: 0.24504; 2040: 0.21567
2018-05-18 14:00 | 5 | 13 | 6 | 0 | 0 | 0.15602 | 0.79967 | 1.5993 | 1.2482 | 20.3125 | 10.5647 | 17.0341 | 17.0341 | 32.4866 | 1.2482 | 0 | 2024: 7.1327; 2025: 25.3539; 2026: 0; 2027: 21.2619; 2028: 0; 2029: 8.3208; 2030: 0.35115; 2031: 0.35115; 2032: 0; 2033: 0; 2034: 32.4866; 2035: 0; 2036: 21.2619; 2039: 0.15602; 2040: 0.2519
2018-05-18 15:00 | 5 | 14 | 6 | 0 | 0 | 0.24189 | 0.88695 | 1.7739 | 1.9351 | 20.3125 | 10.5647 | 17.0341 | 17.0341 | 36.0325 | 1.7739 | 0.16122 | 2024: 0; 2025: 36.0325; 2026: 1.7032; 2027: 32.9632; 2028: 0.16122; 2029: 8.1004; 2030: 0; 2031: 0; 2032: 0; 2033: 0; 2034: 36.0325; 2035: 0; 2036: 32.9632; 2039: 0.24189; 2040: 0.18636
2018-05-18 16:00 | 5 | 15 | 6 | 0 | 1 | 0.09629 | 0.96648 | 1.933 | 0.77032 | 21.7915 | 12.0437 | 17.0341 | 17.0341 | 42.1222 | 0.77032 | 0 | 2024: 25.3357; 2025: 16.7865; 2026: 0; 2027: 13.1218; 2028: 0; 2029: 8.1004; 2030: 1.1626; 2031: 1.1626; 2032: 0; 2033: 0; 2034: 42.1222; 2035: 0; 2036: 13.1218; 2039: 0.09629; 2040: 0.12812
2018-05-18 17:00 | 5 | 16 | 6 | 0 | 1 | 0.059641 | 0.9467 | 1.8934 | 0.47712 | 21.7915 | 12.0437 | 17.0341 | 17.0341 | 41.26 | 0.47712 | 0 | 2024: 30.8628; 2025: 10.3973; 2026: 0; 2027: 8.1274; 2028: 0; 2029: 6.8366; 2030: 1.4163; 2031: 1.4163; 2032: 0; 2033: 0; 2034: 41.26; 2035: 0; 2036: 8.1274; 2039: 0.059641; 2040: 0.15283
2018-05-18 18:00 | 5 | 17 | 6 | 0 | 1 | 0.015789 | 0.97939 | 1.9588 | 0.12631 | 21.7915 | 12.0437 | 17.0341 | 17.0341 | 42.6849 | 0.12631 | 0 | 2024: 39.9324; 2025: 2.7525; 2026: 0; 2027: 2.1516; 2028: 0; 2029: 5.2972; 2030: 1.8325; 2031: 1.8325; 2032: 0; 2033: 0; 2034: 42.6849; 2035: 0; 2036: 2.1516; 2039: 0.015789; 2040: 0.021721
2018-05-18 19:00 | 5 | 18 | 6 | 0 | 1 | 0 | 1.0335 | 2.067 | 0 | 21.7915 | 12.0437 | 17.0341 | 17.0341 | 45.0441 | 0 | 0 | 2024: 45.0441; 2025: 0; 2026: 0; 2027: 0; 2028: 0; 2029: 3.3054; 2030: 2.067; 2031: 2.067; 2032: 0; 2033: 0; 2034: 45.0441; 2035: 0; 2036: 0; 2039: 0; 2040: 0
2018-05-18 20:00 | 5 | 19 | 6 | 0 | 0 | 0 | 1.1147 | 2.2295 | 0 | 20.3125 | 10.5647 | 17.0341 | 17.0341 | 45.2859 | 0 | 0 | 2024: 45.2859; 2025: 0; 2026: 0; 2027: 0; 2028: 0; 2029: 1.0586; 2030: 2.2295; 2031: 0.97388; 2032: 0; 2033: 25.5039; 2034: 19.782; 2035: 0; 2036: 0; 2039: 0; 2040: 0
2018-05-18 21:00 | 5 | 20 | 6 | 0 | 0 | 0 | 1.0047 | 2.0094 | 0 | 20.3125 | 10.5647 | 17.0341 | 17.0341 | 40.8152 | 0 | 0 | 2024: 40.8152; 2025: 0; 2026: 0; 2027: 0; 2028: 0; 2029: 0; 2030: 2.0094; 2031: 0; 2032: 0; 2033: 40.8152; 2034: 0; 2035: 0; 2036: 0; 2039: 0; 2040: 0
2018-05-18 22:00 | 5 | 21 | 6 | 0 | 0 | 0 | 0.83728 | 1.6746 | 0 | 20.3125 | 10.5647 | 17.0341 | 17.0341 | 34.0145 | 0 | 0 | 2024: 34.0145; 2025: 0; 2026: 0; 2027: 0; 2028: 0; 2029: 0; 2030: 1.6746; 2031: 0; 2032: 0; 2033: 34.0145; 2034: 0; 2035: 0; 2036: 0; 2039: 0; 2040: 0
2018-05-18 23:00 | 5 | 22 | 6 | 0 | 0 | 0 | 0.72765 | 1.4553 | 0 | 20.3125 | 10.5647 | 17.0341 | 17.0341 | 29.5608 | 0 | 0 | 2024: 29.5608; 2025: 0; 2026: 0; 2027: 0; 2028: 0; 2029: 0; 2030: 1.4553; 2031: 0; 2032: 0; 2033: 29.5608; 2034: 0; 2035: 0; 2036: 0; 2039: 0; 2040: 0
2018-05-19 | 5 | 23 | 6 | 0 | 0 | 0 | 0.68454 | 1.3691 | 0 | 20.3125 | 10.5647 | 17.0341 | 17.0341 | 27.8096 | 0 | 0 | 2024: 27.8096; 2025: 0; 2026: 0; 2027: 0; 2028: 0; 2029: 0; 2030: 1.3691; 2031: 0; 2032: 0; 2033: 27.8096; 2034: 0; 2035: 0; 2036: 0; 2039: 0; 2040: 0
2018-05-19 01:00 | 5 | 0 | 7 | 0 | 0 | 0 | 0.68759 | 1.3752 | 0 | 20.3125 | 10.5647 | 17.0341 | 17.0341 | 27.9334 | 0 | 0 | 2024: 27.9334; 2025: 0; 2026: 0; 2027: 0; 2028: 0; 2029: 0; 2030: 1.3752; 2031: 0; 2032: 0; 2033: 27.9334; 2034: 0; 2035: 0; 2036: 0; 2039: 0; 2040: 0
2018-05-19 02:00 | 5 | 1 | 7 | 0 | 0 | 0 | 0.72697 | 1.4539 | 0 | 20.3125 | 10.5647 | 17.0341 | 17.0341 | 29.533 | 0 | 0 | 2024: 29.533; 2025: 0; 2026: 0; 2027: 0; 2028: 0; 2029: 0; 2030: 1.4539; 2031: 0; 2032: 0; 2033: 29.533; 2034: 0; 2035: 0; 2036: 0; 2039: 0; 2040: 0
2018-05-19 03:00 | 5 | 2 | 7 | 0 | 0 | 0 | 0.76802 | 1.536 | 0 | 20.3125 | 10.5647 | 17.0341 | 17.0341 | 31.2009 | 0 | 0 | 2024: 31.2009; 2025: 0; 2026: 0; 2027: 0; 2028: 0; 2029: 0; 2030: 1.536; 2031: 0; 2032: 0; 2033: 31.2009; 2034: 0; 2035: 0; 2036: 0; 2039: 0; 2040: 0
2018-05-19 04:00 | 5 | 3 | 7 | 0 | 0 | 0 | 0.80045 | 1.6009 | 0 | 20.3125 | 10.5647 | 17.0341 | 17.0341 | 32.5185 | 0 | 0 | 2024: 32.5185; 2025: 0; 2026: 0; 2027: 0; 2028: 0; 2029: 0; 2030: 1.6009; 2031: 0; 2032: 0; 2033: 32.5185; 2034: 0; 2035: 0; 2036: 0; 2039: 0; 2040: 0
2018-05-19 05:00 | 5 | 4 | 7 | 0 | 0 | 0 | 0.87926 | 1.7585 | 0 | 20.3125 | 10.5647 | 17.0341 | 17.0341 | 35.7201 | 0 | 0 | 2024: 35.7201; 2025: 0; 2026: 0; 2027: 0; 2028: 0; 2029: 0; 2030: 1.7585; 2031: 0; 2032: 0; 2033: 35.7201; 2034: 0; 2035: 0; 2036: 0; 2039: 0; 2040: 0.00071033
2018-05-19 06:00 | 5 | 5 | 7 | 0 | 0 | 0.052821 | 0.93558 | 1.8712 | 0.42257 | 20.3125 | 10.5647 | 17.0341 | 17.0341 | 38.008 | 0.42257 | 0 | 2024: 29.4246; 2025: 8.5834; 2026: 0; 2027: 7.1981; 2028: 0; 2029: 0; 2030: 1.4486; 2031: 0; 2032: 0; 2033: 29.4246; 2034: 8.5834; 2035: 0; 2036: 7.1981; 2039: 0.052821; 2040: 0.016588
2018-05-19 07:00 | 5 | 6 | 7 | 0 | 0 | 0.065282 | 0.99876 | 1.9975 | 0.52226 | 20.3125 | 10.5647 | 17.0341 | 17.0341 | 40.5747 | 0.52226 | 0 | 2024: 29.9663; 2025: 10.6084; 2026: 0; 2027: 8.8962; 2028: 0; 2029: 0; 2030: 1.4753; 2031: 0; 2032: 0; 2033: 29.9663; 2034: 10.6084; 2035: 0; 2036: 8.8962; 2039: 0.065282; 2040: 0.072287
2018-05-19 08:00 | 5 | 7 | 7 | 0 | 0 | 0.16816 | 1.0849 | 2.1697 | 1.3452 | 20.3125 | 10.5647 | 17.0341 | 17.0341 | 44.0727 | 1.3452 | 0 | 2024: 16.7473; 2025: 27.3254; 2026: 0; 2027: 22.9151; 2028: 0; 2029: 0; 2030: 0.82448; 2031: 0; 2032: 0; 2033: 16.7473; 2034: 27.3254; 2035: 0; 2036: 22.9151; 2039: 0.16816; 2040: 0.15533
2018-05-19 09:00 | 5 | 8 | 7 | 0 | 0 | 0.080518 | 1.1049 | 2.2098 | 0.64415 | 20.3125 | 10.5647 | 17.0341 | 17.0341 | 44.8863 | 0.64415 | 0 | 2024: 31.802; 2025: 13.0842; 2026: 0; 2027: 10.9725; 2028: 0; 2029: 0; 2030: 1.5656; 2031: 0; 2032: 0; 2033: 31.802; 2034: 13.0842; 2035: 0; 2036: 10.9725; 2039: 0.080518; 2040: 0.15743
2018-05-19 10:00 | 5 | 9 | 7 | 0 | 0 | 0.16078 | 0.95404 | 1.9081 | 1.2862 | 20.3125 | 10.5647 | 17.0341 | 17.0341 | 38.758 | 1.2862 | 0 | 2024: 12.6319; 2025: 26.1261; 2026: 0; 2027: 21.9095; 2028: 0; 2029: 0; 2030: 0.62188; 2031: 0; 2032: 0; 2033: 12.6319; 2034: 26.1261; 2035: 0; 2036: 21.9095; 2039: 0.16078; 2040: 0.15187
2018-05-19 11:00 | 5 | 10 | 7 | 0 | 0 | 0.13795 | 0.98591 | 1.9718 | 1.1036 | 20.3125 | 10.5647 | 17.0341 | 17.0341 | 40.0525 | 1.1036 | 0 | 2024: 17.6365; 2025: 22.4161; 2026: 0; 2027: 18.7982; 2028: 0; 2029: 0; 2030: 0.86826; 2031: 0; 2032: 0; 2033: 17.6365; 2034: 22.4161; 2035: 0; 2036: 18.7982; 2039: 0.13795; 2040: 0.18102
2018-05-19 12:00 | 5 | 11 | 7 | 0 | 0 | 0.34614 | 0.88669 | 1.7734 | 2.7691 | 20.3125 | 10.5647 | 17.0341 | 17.0341 | 36.0218 | 1.7734 | 0.9957 | 2024: 0; 2025: 36.0218; 2026: 10.5193; 2027: 47.1689; 2028: 0.9957; 2029: 0.9957; 2030: 0; 2031: 0; 2032: 0; 2033: 0; 2034: 36.0218; 2035: 0; 2036: 47.1689; 2039: 0.34614; 2040: 0.23163
2018-05-19 13:00 | 5 | 12 | 7 | 0 | 0 | 0.28758 | 0.83289 | 1.6658 | 2.3007 | 20.3125 | 10.5647 | 17.0341 | 17.0341 | 33.8361 | 1.6658 | 0.63488 | 2024: 0; 2025: 33.8361; 2026: 6.7073; 2027: 39.1897; 2028: 0.63488; 2029: 1.6306; 2030: 0; 2031: 0; 2032: 0; 2033: 0; 2034: 33.8361; 2035: 0; 2036: 39.1897; 2039: 0.28758; 2040: 0.17912
2018-05-19 14:00 | 5 | 13 | 7 | 0 | 0 | 0.24108 | 0.8268 | 1.6536 | 1.9286 | 20.3125 | 10.5647 | 17.0341 | 17.0341 | 33.5888 | 1.6536 | 0.27501 | 2024: 0; 2025: 33.5888; 2026: 2.9054; 2027: 32.8522; 2028: 0.27501; 2029: 1.9056; 2030: 0; 2031: 0; 2032: 0; 2033: 0; 2034: 33.5888; 2035: 0; 2036: 32.8522; 2039: 0.24108; 2040: 0.2724
2018-05-19 15:00 | 5 | 14 | 7 | 0 | 0 | 0.1405 | 0.84951 | 1.699 | 1.124 | 20.3125 | 10.5647 | 17.0341 | 17.0341 | 34.5112 | 1.124 | 0 | 2024: 11.6806; 2025: 22.8306; 2026: 0; 2027: 19.1458; 2028: 0; 2029: 1.9056; 2030: 0.57504; 2031: 0.57504; 2032: 0; 2033: 0; 2034: 34.5112; 2035: 0; 2036: 19.1458; 2039: 0.1405; 2040: 0.34372
2018-05-19 16:00 | 5 | 15 | 7 | 0 | 1 | 0.21124 | 0.92354 | 1.8471 | 1.6899 | 21.7915 | 12.0437 | 17.0341 | 17.0341 | 40.2507 | 1.6899 | 0 | 2024: 3.4256; 2025: 36.8252; 2026: 0; 2027: 28.7858; 2028: 0; 2029: 1.2805; 2030: 0.1572; 2031: 0.1572; 2032: 0; 2033: 0; 2034: 40.2507; 2035: 0; 2036: 28.7858; 2039: 0.21124; 2040: 0.45646
2018-05-19 17:00 | 5 | 16 | 7 | 0 | 1 | 0.097151 | 0.94879 | 1.8976 | 0.7772 | 21.7915 | 12.0437 | 17.0341 | 17.0341 | 41.3513 | 0.7772 | 0 | 2024: 24.4149; 2025: 16.9364; 2026: 0; 2027: 13.239; 2028: 0; 2029: 1.1097; 2030: 1.1204; 2031: 1.0209; 2032: 0; 2033: 2.1681; 2034: 39.1832; 2035: 0; 2036: 13.239; 2039: 0.097151; 2040: 0.20166
2018-05-19 18:00 | 5 | 17 | 7 | 0 | 1 | 0.049071 | 0.94128 | 1.8826 | 0.39257 | 21.7915 | 12.0437 | 17.0341 | 17.0341 | 41.0239 | 0.39257 | 0 | 2024: 32.4693; 2025: 8.5546; 2026: 0; 2027: 6.687; 2028: 0; 2029: 0; 2030: 1.49; 2031: 0; 2032: 0; 2033: 32.4693; 2034: 8.5546; 2035: 0; 2036: 6.687; 2039: 0.049071; 2040: 0.057843
2018-05-19 19:00 | 5 | 18 | 7 | 0 | 1 | 0.0022714 | 0.99654 | 1.9931 | 0.018171 | 21.7915 | 12.0437 | 17.0341 | 17.0341 | 43.432 | 0.018171 | 0 | 2024: 43.036; 2025: 0.39598; 2026: 0; 2027: 0.30953; 2028: 0; 2029: 0; 2030: 1.9749; 2031: 0; 2032: 0; 2033: 43.036; 2034: 0.39598; 2035: 0; 2036: 0.30953; 2039: 0.0022714; 2040: 0.002804
2018-05-19 20:00 | 5 | 19 | 7 | 0 | 0 | 0 | 1.036 | 2.0721 | 0 | 20.3125 | 10.5647 | 17.0341 | 17.0341 | 42.0893 | 0 | 0 | 2024: 42.0893; 2025: 0; 2026: 0; 2027: 0; 2028: 0; 2029: 0; 2030: 2.0721; 2031: 0; 2032: 0; 2033: 42.0893; 2034: 0; 2035: 0; 2036: 0; 2039: 0; 2040: 0
2018-05-19 21:00 | 5 | 20 | 7 | 0 | 0 | 0 | 0.85963 | 1.7193 | 0 | 20.3125 | 10.5647 | 17.0341 | 17.0341 | 34.9223 | 0 | 0 | 2024: 34.9223; 2025: 0; 2026: 0; 2027: 0; 2028: 0; 2029: 0; 2030: 1.7193; 2031: 0; 2032: 0; 2033: 34.9223; 2034: 0; 2035: 0; 2036: 0; 2039: 0; 2040: 0
2018-05-19 22:00 | 5 | 21 | 7 | 0 | 0 | 0 | 0.67832 | 1.3566 | 0 | 20.3125 | 10.5647 | 17.0341 | 17.0341 | 27.5566 | 0 | 0 | 2024: 27.5566; 2025: 0; 2026: 0; 2027: 0; 2028: 0; 2029: 0; 2030: 1.3566; 2031: 0; 2032: 0; 2033: 27.5566; 2034: 0; 2035: 0; 2036: 0; 2039: 0; 2040: 0
2018-05-19 23:00 | 5 | 22 | 7 | 0 | 0 | 0 | 0.58868 | 1.1774 | 0 | 20.3125 | 10.5647 | 17.0341 | 17.0341 | 23.9152 | 0 | 0 | 2024: 23.9152; 2025: 0; 2026: 0; 2027: 0; 2028: 0; 2029: 0; 2030: 1.1774; 2031: 0; 2032: 0; 2033: 23.9152; 2034: 0; 2035: 0; 2036: 0; 2039: 0; 2040: 0
2018-05-20 | 5 | 23 | 7 | 0 | 0 | 0 | 0.57623 | 1.1525 | 0 | 20.3125 | 10.5647 | 17.0341 | 17.0341 | 23.4094 | 0 | 0 | 2024: 23.4094; 2025: 0; 2026: 0; 2027: 0; 2028: 0; 2029: 0; 2030: 1.1525; 2031: 0; 2032: 0; 2033: 23.4094; 2034: 0; 2035: 0; 2036: 0; 2039: 0; 2040: 0
2018-05-20 01:00 | 5 | 0 | 1 | 0 | 0 | 0 | 0.6149 | 1.2298 | 0 | 20.3125 | 10.5647 | 17.0341 | 17.0341 | 24.9803 | 0 | 0 | 2024: 24.9803; 2025: 0; 2026: 0; 2027: 0; 2028: 0; 2029: 0; 2030: 1.2298; 2031: 0; 2032: 0; 2033: 24.9803; 2034: 0; 2035: 0; 2036: 0; 2039: 0; 2040: 0
2018-05-20 02:00 | 5 | 1 | 1 | 0 | 0 | 0 | 0.65107 | 1.3021 | 0 | 20.3125 | 10.5647 | 17.0341 | 17.0341 | 26.4495 | 0 | 0 | 2024: 26.4495; 2025: 0; 2026: 0; 2027: 0; 2028: 0; 2029: 0; 2030: 1.3021; 2031: 0; 2032: 0; 2033: 26.4495; 2034: 0; 2035: 0; 2036: 0; 2039: 0; 2040: 0
2018-05-20 03:00 | 5 | 2 | 1 | 0 | 0 | 0 | 0.67078 | 1.3416 | 0 | 20.3125 | 10.5647 | 17.0341 | 17.0341 | 27.2503 | 0 | 0 | 2024: 27.2503; 2025: 0; 2026: 0; 2027: 0; 2028: 0; 2029: 0; 2030: 1.3416; 2031: 0; 2032: 0; 2033: 27.2503; 2034: 0; 2035: 0; 2036: 0; 2039: 0; 2040: 0
2018-05-20 04:00 | 5 | 3 | 1 | 0 | 0 | 0 | 0.72146 | 1.4429 | 0 | 20.3125 | 10.5647 | 17.0341 | 17.0341 | 29.3095 | 0 | 0 | 2024: 29.3095; 2025: 0; 2026: 0; 2027: 0; 2028: 0; 2029: 0; 2030: 1.4429; 2031: 0; 2032: 0; 2033: 29.3095; 2034: 0; 2035: 0; 2036: 0; 2039: 0; 2040: 0
2018-05-20 05:00 | 5 | 4 | 1 | 0 | 0 | 0.0030665 | 0.8269 | 1.6538 | 0.024532 | 20.3125 | 10.5647 | 17.0341 | 17.0341 | 33.5928 | 0.024532 | 0 | 2024: 33.0945; 2025: 0.49831; 2026: 0; 2027: 0.41789; 2028: 0; 2029: 0; 2030: 1.6293; 2031: 0; 2032: 0; 2033: 33.0945; 2034: 0.49831; 2035: 0; 2036: 0.41789; 2039: 0.0030665; 2040: 0.003486
2018-05-20 06:00 | 5 | 5 | 1 | 0 | 0 | 0.065227 | 0.90312 | 1.8062 | 0.52182 | 20.3125 | 10.5647 | 17.0341 | 17.0341 | 36.6892 | 0.52182 | 0 | 2024: 26.0898; 2025: 10.5995; 2026: 0; 2027: 8.8888; 2028: 0; 2029: 0; 2030: 1.2844; 2031: 0; 2032: 0; 2033: 26.0898; 2034: 10.5995; 2035: 0; 2036: 8.8888; 2039: 0.065227; 2040: 0.072728
2018-05-20 07:00 | 5 | 6 | 1 | 0 | 0 | 0.24779 | 0.93226 | 1.8645 | 1.9823 | 20.3125 | 10.5647 | 17.0341 | 17.0341 | 37.8729 | 1.8645 | 0.11782 | 2024: 0; 2025: 37.8729; 2026: 1.2448; 2027: 33.7674; 2028: 0.11782; 2029: 0.11782; 2030: 0; 2031: 0; 2032: 0; 2033: 0; 2034: 37.8729; 2035: 0; 2036: 33.7674; 2039: 0.24779; 2040: 0.2736
2018-05-20 08:00 | 5 | 7 | 1 | 0 | 0 | 0.42969 | 1.0118 | 2.0235 | 3.4375 | 20.3125 | 10.5647 | 17.0341 | 17.0341 | 41.1028 | 2.0235 | 1.414 | 2024: 0; 2025: 41.1028; 2026: 14.9386; 2027: 58.5553; 2028: 1.414; 2029: 1.5318; 2030: 0; 2031: 0; 2032: 0; 2033: 0; 2034: 41.1028; 2035: 0; 2036: 58.5553; 2039: 0.42969; 2040: 0.47562
2018-05-20 09:00 | 5 | 8 | 1 | 0 | 0 | 0.5693 | 1.0258 | 2.0517 | 4.5544 | 20.3125 | 10.5647 | 17.0341 | 17.0341 | 41.6749 | 2.0517 | 2.5027 | 2024: 0; 2025: 41.6749; 2026: 26.4403; 2027: 77.5799; 2028: 2.5027; 2029: 4.0345; 2030: 0; 2031: 0; 2032: 0; 2033: 0; 2034: 41.6749; 2035: 0; 2036: 77.5799; 2039: 0.5693; 2040: 0.62773
2018-05-20 10:00 | 5 | 9 | 1 | 0 | 0 | 0.66893 | 0.93731 | 1.8746 | 5.3514 | 20.3125 | 10.5647 | 17.0341 | 17.0341 | 38.0783 | 1.8746 | 3.4768 | 2024: 0; 2025: 38.0783; 2026: 36.7314; 2027: 91.1568; 2028: 3.4768; 2029: 7.5113; 2030: 0; 2031: 0; 2032: 0; 2033: 0; 2034: 38.0783; 2035: 0; 2036: 91.1568; 2039: 0.66893; 2040: 0.74141
2018-05-20 11:00 | 5 | 10 | 1 | 0 | 0 | 0.72953 | 0.94319 | 1.8864 | 5.8362 | 20.3125 | 10.5647 | 17.0341 | 17.0341 | 38.3172 | 1.8864 | 3.9498 | 2024: 0; 2025: 38.3172; 2026: 41.7288; 2027: 99.4148; 2028: 3.9498; 2029: 11.4611; 2030: 0; 2031: 0; 2032: 0; 2033: 0; 2034: 38.3172; 2035: 0; 2036: 99.4148; 2039: 0.72953; 2040: 0.76923
2018-05-20 12:00 | 5 | 11 | 1 | 0 | 0 | 0.74647 | 0.91043 | 1.8209 | 5.9718 | 20.3125 | 10.5647 | 17.0341 | 17.0341 | 36.9863 | 1.8209 | 4.1509 | 2024: 0; 2025: 36.9863; 2026: 43.8532; 2027: 101.724; 2028: 1.0389; 2029: 12.5; 2030: 0; 2031: 0; 2032: 3.112; 2033: 0; 2034: 36.9863; 2035: 32.8778; 2036: 101.724; 2039: 0.74647; 2040: 0.76923
2018-05-20 13:00 | 5 | 12 | 1 | 0 | 0 | 0.72471 | 0.95066 | 1.9013 | 5.7977 | 20.3125 | 10.5647 | 17.0341 | 17.0341 | 38.6204 | 1.9013 | 3.8964 | 2024: 0; 2025: 38.6204; 2026: 41.1644; 2027: 98.7591; 2028: 0; 2029: 12.5; 2030: 0; 2031: 0; 2032: 3.8964; 2033: 0; 2034: 38.6204; 2035: 41.1644; 2036: 98.7591; 2039: 0.72471; 2040: 0.76923
2018-05-20 14:00 | 5 | 13 | 1 | 0 | 0 | 0.66252 | 0.92569 | 1.8514 | 5.3002 | 20.3125 | 10.5647 | 17.0341 | 17.0341 | 37.6063 | 1.8514 | 3.4488 | 2024: 0; 2025: 37.6063; 2026: 36.4355; 2027: 90.2838; 2028: 0; 2029: 12.5; 2030: 0; 2031: 0; 2032: 3.4488; 2033: 0; 2034: 37.6063; 2035: 36.4355; 2036: 90.2838; 2039: 0.66252; 2040: 0.73357
2018-05-20 15:00 | 5 | 14 | 1 | 0 | 0 | 0.56061 | 0.89326 | 1.7865 | 4.4849 | 20.3125 | 10.5647 | 17.0341 | 17.0341 | 36.2888 | 1.7865 | 2.6983 | 2024: 0; 2025: 36.2888; 2026: 28.5073; 2027: 76.396; 2028: 0; 2029: 12.5; 2030: 0; 2031: 0; 2032: 2.6983; 2033: 0; 2034: 36.2888; 2035: 28.5073; 2036: 76.396; 2039: 0.56061; 2040: 0.62091
2018-05-20 16:00 | 5 | 15 | 1 | 0 | 1 | 0.42614 | 0.94301 | 1.886 | 3.4092 | 21.7915 | 12.0437 | 17.0341 | 17.0341 | 41.0992 | 1.886 | 1.5231 | 2024: 0; 2025: 41.0992; 2026: 18.3442; 2027: 58.0721; 2028: 0; 2029: 12.5; 2030: 0; 2031: 0; 2032: 1.5231; 2033: 0; 2034: 41.0992; 2035: 18.3442; 2036: 58.0721; 2039: 0.42614; 2040: 0.38739
2018-05-20 17:00 | 5 | 16 | 1 | 0 | 1 | 0.2479 | 1.0124 | 2.0248 | 1.9832 | 21.7915 | 12.0437 | 17.0341 | 17.0341 | 44.123 | 1.9832 | 0 | 2024: 0.90702; 2025: 43.216; 2026: 0; 2027: 33.7814; 2028: 0; 2029: 12.5; 2030: 0.041623; 2031: 0.041623; 2032: 0; 2033: 0; 2034: 44.123; 2035: 0; 2036: 33.7814; 2039: 0.2479; 2040: 0.27356
2018-05-20 18:00 | 5 | 17 | 1 | 0 | 1 | 0.067738 | 1.0555 | 2.111 | 0.5419 | 21.7915 | 12.0437 | 17.0341 | 17.0341 | 46.0013 | 0.5419 | 0 | 2024: 34.1925; 2025: 11.8088; 2026: 0; 2027: 9.2308; 2028: 0; 2029: 12.4548; 2030: 1.5691; 2031: 1.5691; 2032: 0; 2033: 0; 2034: 46.0013; 2035: 0; 2036: 9.2308; 2039: 0.067738; 2040: 0.075674
2018-05-20 19:00 | 5 | 18 | 1 | 0 | 1 | 0.0034839 | 1.0808 | 2.1617 | 0.027871 | 21.7915 | 12.0437 | 17.0341 | 17.0341 | 47.1057 | 0.027871 | 0 | 2024: 46.4984; 2025: 0.60735; 2026: 0; 2027: 0.47476; 2028: 0; 2029: 10.7492; 2030: 2.1338; 2031: 2.1338; 2032: 0; 2033: 0; 2034: 47.1057; 2035: 0; 2036: 0.47476; 2039: 0.0034839; 2040: 0.0039897
2018-05-20 20:00 | 5 | 19 | 1 | 0 | 0 | 0 | 1.0747 | 2.1494 | 0 | 20.3125 | 10.5647 | 17.0341 | 17.0341 | 43.6602 | 0 | 0 | 2024: 43.6602; 2025: 0; 2026: 0; 2027: 0; 2028: 0; 2029: 8.4299; 2030: 2.1494; 2031: 2.1494; 2032: 0; 2033: 0; 2034: 43.6602; 2035: 0; 2036: 0; 2039: 0; 2040: 0
2018-05-20 21:00 | 5 | 20 | 1 | 0 | 0 | 0 | 0.89027 | 1.7805 | 0 | 20.3125 | 10.5647 | 17.0341 | 17.0341 | 36.1674 | 0 | 0 | 2024: 36.1674; 2025: 0; 2026: 0; 2027: 0; 2028: 0; 2029: 6.0936; 2030: 1.7805; 2031: 1.7805; 2032: 0; 2033: 0; 2034: 36.1674; 2035: 0; 2036: 0; 2039: 0; 2040: 0
2018-05-20 22:00 | 5 | 21 | 1 | 0 | 0 | 0 | 0.70737 | 1.4147 | 0 | 20.3125 | 10.5647 | 17.0341 | 17.0341 | 28.7369 | 0 | 0 | 2024: 28.7369; 2025: 0; 2026: 0; 2027: 0; 2028: 0; 2029: 4.1582; 2030: 1.4147; 2031: 1.4147; 2032: 0; 2033: 0; 2034: 28.7369; 2035: 0; 2036: 0; 2039: 0; 2040: 0
2018-05-20 23:00 | 5 | 22 | 1 | 0 | 0 | 0 | 0.6384 | 1.2768 | 0 | 20.3125 | 10.5647 | 17.0341 | 17.0341 | 25.935 | 0 | 0 | 2024: 25.935; 2025: 0; 2026: 0; 2027: 0; 2028: 0; 2029: 2.6204; 2030: 1.2768; 2031: 1.2768; 2032: 0; 2033: 0; 2034: 25.935; 2035: 0; 2036: 0; 2039: 0; 2040: 0
2018-05-21 | 5 | 23 | 1 | 0 | 0 | 0 | 0.62825 | 1.2565 | 0 | 20.3125 | 10.5647 | 17.0341 | 17.0341 | 25.5228 | 0 | 0 | 2024: 25.5228; 2025: 0; 2026: 0; 2027: 0; 2028: 0; 2029: 1.2326; 2030: 1.2565; 2031: 1.134; 2032: 0; 2033: 2.4885; 2034: 23.0343; 2035: 0; 2036: 0; 2039: 0; 2040: 0
2018-05-21 01:00 | 5 | 0 | 2 | 0 | 0 | 0 | 0.63888 | 1.2778 | 0 | 20.3125 | 10.5647 | 17.0341 | 17.0341 | 25.9547 | 0 | 0 | 2024: 25.9547; 2025: 0; 2026: 0; 2027: 0; 2028: 0; 2029: 0; 2030: 1.2778; 2031: 0; 2032: 0; 2033: 25.9547; 2034: 0; 2035: 0; 2036: 0; 2039: 0; 2040: 0
2018-05-21 02:00 | 5 | 1 | 2 | 0 | 0 | 0 | 0.64524 | 1.2905 | 0 | 20.3125 | 10.5647 | 17.0341 | 17.0341 | 26.213 | 0 | 0 | 2024: 26.213; 2025: 0; 2026: 0; 2027: 0; 2028: 0; 2029: 0; 2030: 1.2905; 2031: 0; 2032: 0; 2033: 26.213; 2034: 0; 2035: 0; 2036: 0; 2039: 0; 2040: 0
2018-05-21 03:00 | 5 | 2 | 2 | 0 | 0 | 0 | 0.65408 | 1.3082 | 0 | 20.3125 | 10.5647 | 17.0341 | 17.0341 | 26.5719 | 0 | 0 | 2024: 26.5719; 2025: 0; 2026: 0; 2027: 0; 2028: 0; 2029: 0; 2030: 1.3082; 2031: 0; 2032: 0; 2033: 26.5719; 2034: 0; 2035: 0; 2036: 0; 2039: 0; 2040: 0
2018-05-21 04:00 | 5 | 3 | 2 | 0 | 0 | 0 | 0.70849 | 1.417 | 0 | 20.3125 | 10.5647 | 17.0341 | 17.0341 | 28.7823 | 0 | 0 | 2024: 28.7823; 2025: 0; 2026: 0; 2027: 0; 2028: 0; 2029: 0; 2030: 1.417; 2031: 0; 2032: 0; 2033: 28.7823; 2034: 0; 2035: 0; 2036: 0; 2039: 0; 2040: 0
2018-05-21 05:00 | 5 | 4 | 2 | 0 | 0 | 0.0039662 | 0.9006 | 1.8012 | 0.03173 | 20.3125 | 10.5647 | 17.0341 | 17.0341 | 36.5868 | 0.03173 | 0 | 2024: 35.9423; 2025: 0.64451; 2026: 0; 2027: 0.54049; 2028: 0; 2029: 0; 2030: 1.7695; 2031: 0; 2032: 0; 2033: 35.9423; 2034: 0.64451; 2035: 0; 2036: 0.54049; 2039: 0.0039662; 2040: 0.0043997
2018-05-21 06:00 | 5 | 5 | 2 | 0 | 0 | 0.068342 | 0.95522 | 1.9104 | 0.54674 | 20.3125 | 10.5647 | 17.0341 | 17.0341 | 38.8056 | 0.54674 | 0 | 2024: 27.7; 2025: 11.1056; 2026: 0; 2027: 9.3132; 2028: 0; 2029: 0; 2030: 1.3637; 2031: 0; 2032: 0; 2033: 27.7; 2034: 11.1056; 2035: 0; 2036: 9.3132; 2039: 0.068342; 2040: 0.075382
2018-05-21 07:00 | 5 | 6 | 2 | 0 | 0 | 0.25635 | 0.92023 | 1.8405 | 2.0508 | 20.3125 | 10.5647 | 17.0341 | 17.0341 | 37.3845 | 1.8405 | 0.21035 | 2024: 0; 2025: 37.3845; 2026: 2.2223; 2027: 34.9339; 2028: 0.21035; 2029: 0.21035; 2030: 0; 2031: 0; 2032: 0; 2033: 0; 2034: 37.3845; 2035: 0; 2036: 34.9339; 2039: 0.25635; 2040: 0.28316
2018-05-21 08:00 | 5 | 7 | 2 | 0 | 0 | 0.44579 | 0.87917 | 1.7583 | 3.5663 | 20.3125 | 10.5647 | 17.0341 | 17.0341 | 35.7164 | 1.7583 | 1.8079 | 2024: 0; 2025: 35.7164; 2026: 19.1005; 2027: 60.7488; 2028: 1.8079; 2029: 2.0183; 2030: 0; 2031: 0; 2032: 0; 2033: 0; 2034: 35.7164; 2035: 0; 2036: 60.7488; 2039: 0.44579; 2040: 0.49313
2018-05-21 09:00 | 5 | 8 | 2 | 0 | 0 | 0.59002 | 0.87717 | 1.7543 | 4.7202 | 20.3125 | 10.5647 | 17.0341 | 17.0341 | 35.6352 | 1.7543 | 2.9658 | 2024: 0; 2025: 35.6352; 2026: 31.3332; 2027: 80.4042; 2028: 2.9658; 2029: 4.9841; 2030: 0; 2031: 0; 2032: 0; 2033: 0; 2034: 35.6352; 2035: 0; 2036: 80.4042; 2039: 0.59002; 2040: 0.65229
2018-05-21 10:00 | 5 | 9 | 2 | 0 | 0 | 0.6989 | 0.83713 | 1.6743 | 5.5912 | 20.3125 | 10.5647 | 17.0341 | 17.0341 | 34.0086 | 1.6743 | 3.9169 | 2024: 0; 2025: 34.0086; 2026: 41.3812; 2027: 95.241; 2028: 3.9169; 2029: 8.901; 2030: 0; 2031: 0; 2032: 0; 2033: 0; 2034: 34.0086; 2035: 0; 2036: 95.241; 2039: 0.6989; 2040: 0.64495
2018-05-21 11:00 | 5 | 10 | 2 | 0 | 0 | 0.62735 | 0.77856 | 1.5571 | 5.0188 | 20.3125 | 10.5647 | 17.0341 | 17.0341 | 31.6288 | 1.5571 | 3.4617 | 2024: 0; 2025: 31.6288; 2026: 36.5715; 2027: 85.4904; 2028: 3.4617; 2029: 12.3627; 2030: 0; 2031: 0; 2032: 0; 2033: 0; 2034: 31.6288; 2035: 0; 2036: 85.4904; 2039: 0.62735; 2040: 0.76923
2018-05-21 12:00 | 5 | 11 | 2 | 0 | 0 | 0.77964 | 0.74948 | 1.499 | 6.2371 | 20.3125 | 10.5647 | 17.0341 | 17.0341 | 30.4475 | 1.499 | 4.7382 | 2024: 0; 2025: 30.4475; 2026: 50.0573; 2027: 106.2437; 2028: 0.1373; 2029: 12.5; 2030: 0; 2031: 0; 2032: 4.6009; 2033: 0; 2034: 30.4475; 2035: 48.6068; 2036: 106.2437; 2039: 0.77964; 2040: 0.76923
2018-05-21 13:00 | 5 | 12 | 2 | 0 | 0 | 0.75784 | 0.70973 | 1.4195 | 6.0627 | 20.3125 | 10.5647 | 17.0341 | 17.0341 | 28.8328 | 1.4195 | 4.6433 | 2024: 0; 2025: 28.8328; 2026: 49.0551; 2027: 103.2737; 2028: 0; 2029: 12.5; 2030: 0; 2031: 0; 2032: 4.6433; 2033: 0; 2034: 28.8328; 2035: 49.0551; 2036: 103.2737; 2039: 0.75784; 2040: 0.64913
2018-05-21 14:00 | 5 | 13 | 2 | 0 | 0 | 0.69237 | 0.73483 | 1.4697 | 5.539 | 20.3125 | 10.5647 | 17.0341 | 17.0341 | 29.8525 | 1.4697 | 4.0693 | 2024: 0; 2025: 29.8525; 2026: 42.9915; 2027: 94.3521; 2028: 0; 2029: 12.5; 2030: 0; 2031: 0; 2032: 4.0693; 2033: 0; 2034: 29.8525; 2035: 42.9915; 2036: 94.3521; 2039: 0.69237; 2040: 0.57936
2018-05-21 15:00 | 5 | 14 | 2 | 0 | 0 | 0.38503 | 0.82741 | 1.6548 | 3.0802 | 20.3125 | 10.5647 | 17.0341 | 17.0341 | 33.6137 | 1.6548 | 1.4254 | 2024: 0; 2025: 33.6137; 2026: 15.0588; 2027: 52.4687; 2028: 0; 2029: 12.5; 2030: 0; 2031: 0; 2032: 1.4254; 2033: 0; 2034: 33.6137; 2035: 15.0588; 2036: 52.4687; 2039: 0.38503; 2040: 0.43284
2018-05-21 16:00 | 5 | 15 | 2 | 0 | 1 | 0.29305 | 0.86884 | 1.7377 | 2.3444 | 21.7915 | 12.0437 | 17.0341 | 17.0341 | 37.8665 | 1.7377 | 0.60669 | 2024: 0; 2025: 37.8665; 2026: 7.3069; 2027: 39.9343; 2028: 0; 2029: 12.5; 2030: 0; 2031: 0; 2032: 0.60669; 2033: 0; 2034: 37.8665; 2035: 7.3069; 2036: 39.9343; 2039: 0.29305; 2040: 0.41254
2018-05-21 17:00 | 5 | 16 | 2 | 0 | 1 | 0.17053 | 0.93996 | 1.8799 | 1.3643 | 21.7915 | 12.0437 | 17.0341 | 17.0341 | 40.9664 | 1.3643 | 0 | 2024: 11.2371; 2025: 29.7293; 2026: 0; 2027: 23.2391; 2028: 0; 2029: 12.5; 2030: 0.51566; 2031: 0.51566; 2032: 0; 2033: 0; 2034: 40.9664; 2035: 0; 2036: 23.2391; 2039: 0.17053; 2040: 0.21098
2018-05-21 18:00 | 5 | 17 | 2 | 0 | 1 | 0.06698 | 0.94067 | 1.8813 | 0.53584 | 21.7915 | 12.0437 | 17.0341 | 17.0341 | 40.9971 | 0.53584 | 0 | 2024: 29.3204; 2025: 11.6767; 2026: 0; 2027: 9.1276; 2028: 0; 2029: 11.9395; 2030: 1.3455; 2031: 1.3455; 2032: 0; 2033: 0; 2034: 40.9971; 2035: 0; 2036: 9.1276; 2039: 0.06698; 2040: 0.074855
2018-05-21 19:00 | 5 | 18 | 2 | 0 | 1 | 0.0049539 | 0.9552 | 1.9104 | 0.039631 | 21.7915 | 12.0437 | 17.0341 | 17.0341 | 41.6305 | 0.039631 | 0 | 2024: 40.7669; 2025: 0.86363; 2026: 0; 2027: 0.67509; 2028: 0; 2029: 10.477; 2030: 1.8708; 2031: 1.8708; 2032: 0; 2033: 0; 2034: 41.6305; 2035: 0; 2036: 0.67509; 2039: 0.0049539; 2040: 0.0049383
2018-05-21 20:00 | 5 | 19 | 2 | 0 | 0 | 0 | 1.0242 | 2.0484 | 0 | 20.3125 | 10.5647 | 17.0341 | 17.0341 | 41.6073 | 0 | 0 | 2024: 41.6073; 2025: 0; 2026: 0; 2027: 0; 2028: 0; 2029: 8.4435; 2030: 2.0484; 2031: 2.0484; 2032: 0; 2033: 0; 2034: 41.6073; 2035: 0; 2036: 0; 2039: 0; 2040: 0
2018-05-21 21:00 | 5 | 20 | 2 | 0 | 0 | 0 | 0.93481 | 1.8696 | 0 | 20.3125 | 10.5647 | 17.0341 | 17.0341 | 37.9765 | 0 | 0 | 2024: 37.9765; 2025: 0; 2026: 0; 2027: 0; 2028: 0; 2029: 6.2171; 2030: 1.8696; 2031: 1.8696; 2032: 0; 2033: 0; 2034: 37.9765; 2035: 0; 2036: 0; 2039: 0; 2040: 0
2018-05-21 22:00 | 5 | 21 | 2 | 0 | 0 | 0 | 0.78294 | 1.5659 | 0 | 20.3125 | 10.5647 | 17.0341 | 17.0341 | 31.8071 | 0 | 0 | 2024: 31.8071; 2025: 0; 2026: 0; 2027: 0; 2028: 0; 2029: 4.1849; 2030: 1.5659; 2031: 1.5659; 2032: 0; 2033: 0; 2034: 31.8071; 2035: 0; 2036: 0; 2039: 0; 2040: 0
2018-05-21 23:00 | 5 | 22 | 2 | 0 | 0 | 0 | 0.67027 | 1.3405 | 0 | 20.3125 | 10.5647 | 17.0341 | 17.0341 | 27.2295 | 0 | 0 | 2024: 27.2295; 2025: 0; 2026: 0; 2027: 0; 2028: 0; 2029: 2.4828; 2030: 1.3405; 2031: 1.3405; 2032: 0; 2033: 0; 2034: 27.2295; 2035: 0; 2036: 0; 2039: 0; 2040: 0
2018-05-22 | 5 | 23 | 2 | 0 | 0 | 0 | 0.71952 | 1.439 | 0 | 20.3125 | 10.5647 | 17.0341 | 17.0341 | 29.2306 | 0 | 0 | 2024: 29.2306; 2025: 0; 2026: 0; 2027: 0; 2028: 0; 2029: 1.0257; 2030: 1.439; 2031: 0.94367; 2032: 0; 2033: 10.0622; 2034: 19.1683; 2035: 0; 2036: 0; 2039: 0; 2040: 0
2018-05-22 01:00 | 5 | 0 | 3 | 0 | 0 | 0 | 0.68901 | 1.378 | 0 | 20.3125 | 10.5647 | 17.0341 | 17.0341 | 27.9909 | 0 | 0 | 2024: 27.9909; 2025: 0; 2026: 0; 2027: 0; 2028: 0; 2029: 0; 2030: 1.378; 2031: 0; 2032: 0; 2033: 27.9909; 2034: 0; 2035: 0; 2036: 0; 2039: 0; 2040: 0
2018-05-22 02:00 | 5 | 1 | 3 | 0 | 0 | 0 | 0.69438 | 1.3888 | 0 | 20.3125 | 10.5647 | 17.0341 | 17.0341 | 28.2094 | 0 | 0 | 2024: 28.2094; 2025: 0; 2026: 0; 2027: 0; 2028: 0; 2029: 0; 2030: 1.3888; 2031: 0; 2032: 0; 2033: 28.2094; 2034: 0; 2035: 0; 2036: 0; 2039: 0; 2040: 0
2018-05-22 03:00 | 5 | 2 | 3 | 0 | 0 | 0 | 0.68317 | 1.3663 | 0 | 20.3125 | 10.5647 | 17.0341 | 17.0341 | 27.7537 | 0 | 0 | 2024: 27.7537; 2025: 0; 2026: 0; 2027: 0; 2028: 0; 2029: 0; 2030: 1.3663; 2031: 0; 2032: 0; 2033: 27.7537; 2034: 0; 2035: 0; 2036: 0; 2039: 0; 2040: 0
2018-05-22 04:00 | 5 | 3 | 3 | 0 | 0 | 0 | 0.76397 | 1.5279 | 0 | 20.3125 | 10.5647 | 17.0341 | 17.0341 | 31.0364 | 0 | 0 | 2024: 31.0364; 2025: 0; 2026: 0; 2027: 0; 2028: 0; 2029: 0; 2030: 1.5279; 2031: 0; 2032: 0; 2033: 31.0364; 2034: 0; 2035: 0; 2036: 0; 2039: 0; 2040: 0
2018-05-22 05:00 | 5 | 4 | 3 | 0 | 0 | 0.0040264 | 0.91875 | 1.8375 | 0.032211 | 20.3125 | 10.5647 | 17.0341 | 17.0341 | 37.3243 | 0.032211 | 0 | 2024: 36.67; 2025: 0.65429; 2026: 0; 2027: 0.54869; 2028: 0; 2029: 0; 2030: 1.8053; 2031: 0; 2032: 0; 2033: 36.67; 2034: 0.65429; 2035: 0; 2036: 0.54869; 2039: 0.0040264; 2040: 0.0045243
2018-05-22 06:00 | 5 | 5 | 3 | 0 | 0 | 0.068747 | 0.92744 | 1.8549 | 0.54998 | 20.3125 | 10.5647 | 17.0341 | 17.0341 | 37.6771 | 0.54998 | 0 | 2024: 26.5056; 2025: 11.1714; 2026: 0; 2027: 9.3684; 2028: 0; 2029: 0; 2030: 1.3049; 2031: 0; 2032: 0; 2033: 26.5056; 2034: 11.1714; 2035: 0; 2036: 9.3684; 2039: 0.068747; 2040: 0.076828
2018-05-22 07:00 | 5 | 6 | 3 | 0 | 0 | 0.25773 | 0.91558 | 1.8312 | 2.0619 | 20.3125 | 10.5647 | 17.0341 | 17.0341 | 37.1954 | 1.8312 | 0.23071 | 2024: 0; 2025: 37.1954; 2026: 2.4373; 2027: 35.1221; 2028: 0.23071; 2029: 0.23071; 2030: 0; 2031: 0; 2032: 0; 2033: 0; 2034: 37.1954; 2035: 0; 2036: 35.1221; 2039: 0.25773; 2040: 0.28462
2018-05-22 08:00 | 5 | 7 | 3 | 0 | 0 | 0.44566 | 0.91367 | 1.8273 | 3.5653 | 20.3125 | 10.5647 | 17.0341 | 17.0341 | 37.1177 | 1.8273 | 1.7379 | 2024: 0; 2025: 37.1177; 2026: 18.3608; 2027: 60.7312; 2028: 1.7379; 2029: 1.9686; 2030: 0; 2031: 0; 2032: 0; 2033: 0; 2034: 37.1177; 2035: 0; 2036: 60.7312; 2039: 0.44566; 2040: 0.49166
2018-05-22 09:00 | 5 | 8 | 3 | 0 | 0 | 0.58844 | 0.88961 | 1.7792 | 4.7075 | 20.3125 | 10.5647 | 17.0341 | 17.0341 | 36.1403 | 1.7792 | 2.9283 | 2024: 0; 2025: 36.1403; 2026: 30.937; 2027: 80.189; 2028: 2.9283; 2029: 4.897; 2030: 0; 2031: 0; 2032: 0; 2033: 0; 2034: 36.1403; 2035: 0; 2036: 80.189; 2039: 0.58844; 2040: 0.64772
2018-05-22 10:00 | 5 | 9 | 3 | 0 | 0 | 0.68896 | 0.90289 | 1.8058 | 5.5117 | 20.3125 | 10.5647 | 17.0341 | 17.0341 | 36.6798 | 1.8058 | 3.7059 | 2024: 0; 2025: 36.6798; 2026: 39.1522; 2027: 93.8873; 2028: 3.7059; 2029: 8.6029; 2030: 0; 2031: 0; 2032: 0; 2033: 0; 2034: 36.6798; 2035: 0; 2036: 93.8873; 2039: 0.68896; 2040: 0.76239
2018-05-22 11:00 | 5 | 10 | 3 | 0 | 0 | 0.75211 | 0.81258 | 1.6252 | 6.0168 | 20.3125 | 10.5647 | 17.0341 | 17.0341 | 33.0113 | 1.6252 | 4.3917 | 2024: 0; 2025: 33.0113; 2026: 46.3969; 2027: 102.4919; 2028: 3.8971; 2029: 12.5; 2030: 0; 2031: 0; 2032: 0.49458; 2033: 0; 2034: 33.0113; 2035: 5.2251; 2036: 102.4919; 2039: 0.75211; 2040: 0.76923
2018-05-22 12:00 | 5 | 11 | 3 | 0 | 0 | 0.7725 | 0.715 | 1.43 | 6.18 | 20.3125 | 10.5647 | 17.0341 | 17.0341 | 29.0468 | 1.43 | 4.75 | 2024: 0; 2025: 29.0468; 2026: 50.1829; 2027: 105.2716; 2028: 0; 2029: 12.5; 2030: 0; 2031: 0; 2032: 4.75; 2033: 0; 2034: 29.0468; 2035: 50.1829; 2036: 105.2716; 2039: 0.7725; 2040: 0.76923
2018-05-22 13:00 | 5 | 12 | 3 | 0 | 0 | 0.74851 | 0.7416 | 1.4832 | 5.9881 | 20.3125 | 10.5647 | 17.0341 | 17.0341 | 30.1274 | 1.4832 | 4.5049 | 2024: 0; 2025: 30.1274; 2026: 47.5928; 2027: 102.0017; 2028: 0; 2029: 12.5; 2030: 0; 2031: 0; 2032: 4.5049; 2033: 0; 2034: 30.1274; 2035: 47.5928; 2036: 102.0017; 2039: 0.74851; 2040: 0.76923
2018-05-22 14:00 | 5 | 13 | 3 | 0 | 0 | 0.68187 | 0.7934 | 1.5868 | 5.455 | 20.3125 | 10.5647 | 17.0341 | 17.0341 | 32.232 | 1.5868 | 3.8682 | 2024: 0; 2025: 32.232; 2026: 40.8661; 2027: 92.9207; 2028: 0; 2029: 12.5; 2030: 0; 2031: 0; 2032: 3.8682; 2033: 0; 2034: 32.232; 2035: 40.8661; 2036: 92.9207; 2039: 0.68187; 2040: 0.75352
2018-05-22 15:00 | 5 | 14 | 3 | 0 | 0 | 0.57731 | 0.83021 | 1.6604 | 4.6184 | 20.3125 | 10.5647 | 17.0341 | 17.0341 | 33.7271 | 1.6604 | 2.958 | 2024: 0; 2025: 33.7271; 2026: 31.2509; 2027: 78.6713; 2028: 0; 2029: 12.5; 2030: 0; 2031: 0; 2032: 2.958; 2033: 0; 2034: 33.7271; 2035: 31.2509; 2036: 78.6713; 2039: 0.57731; 2040: 0.63733
2018-05-22 16:00 | 5 | 15 | 3 | 0 | 1 | 0.34506 | 0.96063 | 1.9213 | 2.7605 | 21.7915 | 12.0437 | 17.0341 | 17.0341 | 41.8672 | 1.9213 | 0.83923 | 2024: 0; 2025: 41.8672; 2026: 10.1075; 2027: 47.0227; 2028: 0; 2029: 12.5; 2030: 0; 2031: 0; 2032: 0.83923; 2033: 0; 2034: 41.8672; 2035: 10.1075; 2036: 47.0227; 2039: 0.34506; 2040: 0.4822
2018-05-22 17:00 | 5 | 16 | 3 | 0 | 1 | 0.21054 | 0.99658 | 1.9932 | 1.6844 | 21.7915 | 12.0437 | 17.0341 | 17.0341 | 43.4337 | 1.6844 | 0 | 2024: 6.7292; 2025: 36.7045; 2026: 0; 2027: 28.6915; 2028: 0; 2029: 12.5; 2030: 0.3088; 2031: 0.3088; 2032: 0; 2033: 0; 2034: 43.4337; 2035: 0; 2036: 28.6915; 2039: 0.21054; 2040: 0.25934
2018-05-22 18:00 | 5 | 17 | 3 | 0 | 1 | 0.066562 | 0.98679 | 1.9736 | 0.5325 | 21.7915 | 12.0437 | 17.0341 | 17.0341 | 43.0074 | 0.5325 | 0 | 2024: 31.4035; 2025: 11.6039; 2026: 0; 2027: 9.0707; 2028: 0; 2029: 12.1643; 2030: 1.4411; 2031: 1.4411; 2032: 0; 2033: 0; 2034: 43.0074; 2035: 0; 2036: 9.0707; 2039: 0.066562; 2040: 0.075445
2018-05-22 19:00 | 5 | 18 | 3 | 0 | 1 | 0.0039486 | 1.0008 | 2.0015 | 0.031589 | 21.7915 | 12.0437 | 17.0341 | 17.0341 | 43.6158 | 0.031589 | 0 | 2024: 42.9274; 2025: 0.68837; 2026: 0; 2027: 0.53809; 2028: 0; 2029: 10.5979; 2030: 1.9699; 2031: 1.9699; 2032: 0; 2033: 0; 2034: 43.6158; 2035: 0; 2036: 0.53809; 2039: 0.0039486; 2040: 0.0050083
2018-05-22 20:00 | 5 | 19 | 3 | 0 | 0 | 0 | 1.0038 | 2.0077 | 0 | 20.3125 | 10.5647 | 17.0341 | 17.0341 | 40.7808 | 0 | 0 | 2024: 40.7808; 2025: 0; 2026: 0; 2027: 0; 2028: 0; 2029: 8.4567; 2030: 2.0077; 2031: 2.0077; 2032: 0; 2033: 0; 2034: 40.7808; 2035: 0; 2036: 0; 2039: 0; 2040: 0
2018-05-22 21:00 | 5 | 20 | 3 | 0 | 0 | 0 | 0.82653 | 1.6531 | 0 | 20.3125 | 10.5647 | 17.0341 | 17.0341 | 33.5776 | 0 | 0 | 2024: 33.5776; 2025: 0; 2026: 0; 2027: 0; 2028: 0; 2029: 6.2745; 2030: 1.6531; 2031: 1.6531; 2032: 0; 2033: 0; 2034: 33.5776; 2035: 0; 2036: 0; 2039: 0; 2040: 0
2018-05-22 22:00 | 5 | 21 | 3 | 0 | 0 | 0 | 0.61888 | 1.2378 | 0 | 20.3125 | 10.5647 | 17.0341 | 17.0341 | 25.1419 | 0 | 0 | 2024: 25.1419; 2025: 0; 2026: 0; 2027: 0; 2028: 0; 2029: 4.4777; 2030: 1.2378; 2031: 1.2378; 2032: 0; 2033: 0; 2034: 25.1419; 2035: 0; 2036: 0; 2039: 0; 2040: 0
2018-05-22 23:00 | 5 | 22 | 3 | 0 | 0 | 0 | 0.54173 | 1.0835 | 0 | 20.3125 | 10.5647 | 17.0341 | 17.0341 | 22.0077 | 0 | 0 | 2024: 22.0077; 2025: 0; 2026: 0; 2027: 0; 2028: 0; 2029: 3.1323; 2030: 1.0835; 2031: 1.0835; 2032: 0; 2033: 0; 2034: 22.0077; 2035: 0; 2036: 0; 2039: 0; 2040: 0
2018-05-23 | 5 | 23 | 3 | 0 | 0 | 0 | 0.50412 | 1.0082 | 0 | 20.3125 | 10.5647 | 17.0341 | 17.0341 | 20.4798 | 0 | 0 | 2024: 20.4798; 2025: 0; 2026: 0; 2027: 0; 2028: 0; 2029: 1.9546; 2030: 1.0082; 2031: 1.0082; 2032: 0; 2033: 0; 2034: 20.4798; 2035: 0; 2036: 0; 2039: 0; 2040: 0
2018-05-23 01:00 | 5 | 0 | 4 | 0 | 0 | 0 | 0.50063 | 1.0013 | 0 | 20.3125 | 10.5647 | 17.0341 | 17.0341 | 20.3381 | 0 | 0 | 2024: 20.3381; 2025: 0; 2026: 0; 2027: 0; 2028: 0; 2029: 0.85873; 2030: 1.0013; 2031: 0.79003; 2032: 0; 2033: 4.2907; 2034: 16.0475; 2035: 0; 2036: 0; 2039: 0; 2040: 0
2018-05-23 02:00 | 5 | 1 | 4 | 0 | 0 | 0 | 0.52739 | 1.0548 | 0 | 20.3125 | 10.5647 | 17.0341 | 17.0341 | 21.4252 | 0 | 0 | 2024: 21.4252; 2025: 0; 2026: 0; 2027: 0; 2028: 0; 2029: 0; 2030: 1.0548; 2031: 0; 2032: 0; 2033: 21.4252; 2034: 0; 2035: 0; 2036: 0; 2039: 0; 2040: 0
2018-05-23 03:00 | 5 | 2 | 4 | 0 | 0 | 0 | 0.55964 | 1.1193 | 0 | 20.3125 | 10.5647 | 17.0341 | 17.0341 | 22.7354 | 0 | 0 | 2024: 22.7354; 2025: 0; 2026: 0; 2027: 0; 2028: 0; 2029: 0; 2030: 1.1193; 2031: 0; 2032: 0; 2033: 22.7354; 2034: 0; 2035: 0; 2036: 0; 2039: 0; 2040: 0
2018-05-23 04:00 | 5 | 3 | 4 | 0 | 0 | 0 | 0.57402 | 1.148 | 0 | 20.3125 | 10.5647 | 17.0341 | 17.0341 | 23.3197 | 0 | 0 | 2024: 23.3197; 2025: 0; 2026: 0; 2027: 0; 2028: 0; 2029: 0; 2030: 1.148; 2031: 0; 2032: 0; 2033: 23.3197; 2034: 0; 2035: 0; 2036: 0; 2039: 0; 2040: 0
2018-05-23 05:00 | 5 | 4 | 4 | 0 | 0 | 0.0038675 | 0.70693 | 1.4139 | 0.03094 | 20.3125 | 10.5647 | 17.0341 | 17.0341 | 28.7192 | 0.03094 | 0 | 2024: 28.0907; 2025: 0.62847; 2026: 0; 2027: 0.52704; 2028: 0; 2029: 0; 2030: 1.3829; 2031: 0; 2032: 0; 2033: 28.0907; 2034: 0.62847; 2035: 0; 2036: 0.52704; 2039: 0.0038675; 2040: 0.0043623
2018-05-23 06:00 | 5 | 5 | 4 | 0 | 0 | 0.066271 | 0.80903 | 1.6181 | 0.53017 | 20.3125 | 10.5647 | 17.0341 | 17.0341 | 32.8669 | 0.53017 | 0 | 2024: 22.0978; 2025: 10.7691; 2026: 0; 2027: 9.031; 2028: 0; 2029: 0; 2030: 1.0879; 2031: 0; 2032: 0; 2033: 22.0978; 2034: 10.7691; 2035: 0; 2036: 9.031; 2039: 0.066271; 2040: 0.074859
2018-05-23 07:00 | 5 | 6 | 4 | 0 | 0 | 0.24851 | 0.81302 | 1.626 | 1.9881 | 20.3125 | 10.5647 | 17.0341 | 17.0341 | 33.029 | 1.626 | 0.36204 | 2024: 0; 2025: 33.029; 2026: 3.8249; 2027: 33.8654; 2028: 0.36204; 2029: 0.36204; 2030: 0; 2031: 0; 2032: 0; 2033: 0; 2034: 33.029; 2035: 0; 2036: 33.8654; 2039: 0.24851; 2040: 0.27404
2018-05-23 08:00 | 5 | 7 | 4 | 0 | 0 | 0.42745 | 0.79072 | 1.5814 | 3.4196 | 20.3125 | 10.5647 | 17.0341 | 17.0341 | 32.1228 | 1.5814 | 1.8382 | 2024: 0; 2025: 32.1228; 2026: 19.4199; 2027: 58.2502; 2028: 1.8382; 2029: 2.2002; 2030: 0; 2031: 0; 2032: 0; 2033: 0; 2034: 32.1228; 2035: 0; 2036: 58.2502; 2039: 0.42745; 2040: 0.4716
2018-05-23 09:00 | 5 | 8 | 4 | 0 | 0 | 0.56151 | 0.80434 | 1.6087 | 4.4921 | 20.3125 | 10.5647 | 17.0341 | 17.0341 | 32.6764 | 1.6087 | 2.8834 | 2024: 0; 2025: 32.6764; 2026: 30.4625; 2027: 76.519; 2028: 2.8834; 2029: 5.0836; 2030: 0; 2031: 0; 2032: 0; 2033: 0; 2034: 32.6764; 2035: 0; 2036: 76.519; 2039: 0.56151; 2040: 0.62075
2018-05-23 10:00 | 5 | 9 | 4 | 0 | 0 | 0.65798 | 0.7762 | 1.5524 | 5.2638 | 20.3125 | 10.5647 | 17.0341 | 17.0341 | 31.533 | 1.5524 | 3.7114 | 2024: 0; 2025: 31.533; 2026: 39.2104; 2027: 89.665; 2028: 3.7114; 2029: 8.7951; 2030: 0; 2031: 0; 2032: 0; 2033: 0; 2034: 31.533; 2035: 0; 2036: 89.665; 2039: 0.65798; 2040: 0.72669
2018-05-23 11:00 | 5 | 10 | 4 | 0 | 0 | 0.71486 | 0.79402 | 1.588 | 5.7189 | 20.3125 | 10.5647 | 17.0341 | 17.0341 | 32.2569 | 1.588 | 4.1309 | 2024: 0; 2025: 32.2569; 2026: 43.6416; 2027: 97.4166; 2028: 3.7049; 2029: 12.5; 2030: 0; 2031: 0; 2032: 0.42596; 2033: 0; 2034: 32.2569; 2035: 4.5001; 2036: 97.4166; 2039: 0.71486; 2040: 0.76923
2018-05-23 12:00 | 5 | 11 | 4 | 0 | 0 | 0.72829 | 0.78534 | 1.5707 | 5.8263 | 20.3125 | 10.5647 | 17.0341 | 17.0341 | 31.9044 | 1.5707 | 4.2557 | 2024: 0; 2025: 31.9044; 2026: 44.9599; 2027: 99.2466; 2028: 0; 2029: 12.5; 2030: 0; 2031: 0; 2032: 4.2557; 2033: 0; 2034: 31.9044; 2035: 44.9599; 2036: 99.2466; 2039: 0.72829; 2040: 0.76923
2018-05-23 13:00 | 5 | 12 | 4 | 0 | 0 | 0.70478 | 0.83284 | 1.6657 | 5.6382 | 20.3125 | 10.5647 | 17.0341 | 17.0341 | 33.834 | 1.6657 | 3.9726 | 2024: 0; 2025: 33.834; 2026: 41.969; 2027: 96.0425; 2028: 0; 2029: 12.5; 2030: 0; 2031: 0; 2032: 3.9726; 2033: 0; 2034: 33.834; 2035: 41.969; 2036: 96.0425; 2039: 0.70478; 2040: 0.76923
2018-05-23 14:00 | 5 | 13 | 4 | 0 | 0 | 0.64276 | 0.85277 | 1.7055 | 5.1421 | 20.3125 | 10.5647 | 17.0341 | 17.0341 | 34.6438 | 1.7055 | 3.4365 | 2024: 0; 2025: 34.6438; 2026: 36.306; 2027: 87.5908; 2028: 0; 2029: 12.5; 2030: 0; 2031: 0; 2032: 3.4365; 2033: 0; 2034: 34.6438; 2035: 36.306; 2036: 87.5908; 2039: 0.64276; 2040: 0.71146
2018-05-23 15:00 | 5 | 14 | 4 | 0 | 0 | 0.54772 | 0.96485 | 1.9297 | 4.3818 | 20.3125 | 10.5647 | 17.0341 | 17.0341 | 39.1972 | 1.9297 | 2.4521 | 2024: 0; 2025: 39.1972; 2026: 25.9055; 2027: 74.6399; 2028: 0; 2029: 12.5; 2030: 0; 2031: 0; 2032: 2.4521; 2033: 0; 2034: 39.1972; 2035: 25.9055; 2036: 74.6399; 2039: 0.54772; 2040: 0.60455
2018-05-23 16:00 | 5 | 15 | 4 | 0 | 1 | 0.41795 | 1.199 | 2.398 | 3.3436 | 21.7915 | 12.0437 | 17.0341 | 17.0341 | 52.2565 | 2.398 | 0.94556 | 2024: 0; 2025: 52.2565; 2026: 11.3881; 2027: 56.9551; 2028: 0; 2029: 12.5; 2030: 0; 2031: 0; 2032: 0.94556; 2033: 0; 2034: 52.2565; 2035: 11.3881; 2036: 56.9551; 2039: 0.41795; 2040: 0.46105
2018-05-23 17:00 | 5 | 16 | 4 | 0 | 1 | 0.24553 | 1.2595 | 2.5191 | 1.9642 | 21.7915 | 12.0437 | 17.0341 | 17.0341 | 54.8946 | 1.9642 | 0 | 2024: 12.0911; 2025: 42.8035; 2026: 0; 2027: 33.459; 2028: 0; 2029: 12.5; 2030: 0.55485; 2031: 0.55485; 2032: 0; 2033: 0; 2034: 54.8946; 2035: 0; 2036: 33.459; 2039: 0.24553; 2040: 0.27092
2018-05-23 18:00 | 5 | 17 | 4 | 0 | 1 | 0.070469 | 1.1361 | 2.2722 | 0.56375 | 21.7915 | 12.0437 | 17.0341 | 17.0341 | 49.5139 | 0.56375 | 0 | 2024: 37.229; 2025: 12.2849; 2026: 0; 2027: 9.603; 2028: 0; 2029: 11.8969; 2030: 1.7084; 2031: 1.7084; 2032: 0; 2033: 0; 2034: 49.5139; 2035: 0; 2036: 9.603; 2039: 0.070469; 2040: 0.07965
2018-05-23 19:00 | 5 | 18 | 4 | 0 | 1 | 0.004134 | 1.1082 | 2.2163 | 0.033072 | 21.7915 | 12.0437 | 17.0341 | 17.0341 | 48.2967 | 0.033072 | 0 | 2024: 47.576; 2025: 0.72069; 2026: 0; 2027: 0.56336; 2028: 0; 2029: 10.0399; 2030: 2.1832; 2031: 2.1832; 2032: 0; 2033: 0; 2034: 48.2967; 2035: 0; 2036: 0.56336; 2039: 0.004134; 2040: 0.0052347
2018-05-23 20:00 | 5 | 19 | 4 | 0 | 0 | 0 | 1.084 | 2.1681 | 0 | 20.3125 | 10.5647 | 17.0341 | 17.0341 | 44.0385 | 0 | 0 | 2024: 44.0385; 2025: 0; 2026: 0; 2027: 0; 2028: 0; 2029: 7.6668; 2030: 2.1681; 2031: 2.1681; 2032: 0; 2033: 0; 2034: 44.0385; 2035: 0; 2036: 0; 2039: 0; 2040: 0
2018-05-23 21:00 | 5 | 20 | 4 | 0 | 0 | 0 | 0.89437 | 1.7887 | 0 | 20.3125 | 10.5647 | 17.0341 | 17.0341 | 36.3336 | 0 | 0 | 2024: 36.3336; 2025: 0; 2026: 0; 2027: 0; 2028: 0; 2029: 5.3103; 2030: 1.7887; 2031: 1.7887; 2032: 0; 2033: 0; 2034: 36.3336; 2035: 0; 2036: 0; 2039: 0; 2040: 0
2018-05-23 22:00 | 5 | 21 | 4 | 0 | 0 | 0 | 0.62966 | 1.2593 | 0 | 20.3125 | 10.5647 | 17.0341 | 17.0341 | 25.58 | 0 | 0 | 2024: 25.58; 2025: 0; 2026: 0; 2027: 0; 2028: 0; 2029: 3.366; 2030: 1.2593; 2031: 1.2593; 2032: 0; 2033: 0; 2034: 25.58; 2035: 0; 2036: 0; 2039: 0; 2040: 0
2018-05-23 23:00 | 5 | 22 | 4 | 0 | 0 | 0 | 0.56204 | 1.1241 | 0 | 20.3125 | 10.5647 | 17.0341 | 17.0341 | 22.8329 | 0 | 0 | 2024: 22.8329; 2025: 0; 2026: 0; 2027: 0; 2028: 0; 2029: 1.9972; 2030: 1.1241; 2031: 1.1241; 2032: 0; 2033: 0; 2034: 22.8329; 2035: 0; 2036: 0; 2039: 0; 2040: 0
2018-05-24 | 5 | 23 | 4 | 0 | 0 | 0 | 0.50775 | 1.0155 | 0 | 20.3125 | 10.5647 | 17.0341 | 17.0341 | 20.6272 | 0 | 0 | 2024: 20.6272; 2025: 0; 2026: 0; 2027: 0; 2028: 0; 2029: 0.77533; 2030: 1.0155; 2031: 0.7133; 2032: 0; 2033: 6.1382; 2034: 14.4889; 2035: 0; 2036: 0; 2039: 0; 2040: 0
2018-05-24 01:00 | 5 | 0 | 5 | 0 | 0 | 0 | 0.46803 | 0.93605 | 0 | 20.3125 | 10.5647 | 17.0341 | 17.0341 | 19.0136 | 0 | 0 | 2024: 19.0136; 2025: 0; 2026: 0; 2027: 0; 2028: 0; 2029: 0; 2030: 0.93605; 2031: 0; 2032: 0; 2033: 19.0136; 2034: 0; 2035: 0; 2036: 0; 2039: 0; 2040: 0
2018-05-24 02:00 | 5 | 1 | 5 | 0 | 0 | 0 | 0.42702 | 0.85405 | 0 | 20.3125 | 10.5647 | 17.0341 | 17.0341 | 17.3479 | 0 | 0 | 2024: 17.3479; 2025: 0; 2026: 0; 2027: 0; 2028: 0; 2029: 0; 2030: 0.85405; 2031: 0; 2032: 0; 2033: 17.3479; 2034: 0; 2035: 0; 2036: 0; 2039: 0; 2040: 0
2018-05-24 03:00 | 5 | 2 | 5 | 0 | 0 | 0 | 0.43613 | 0.87226 | 0 | 20.3125 | 10.5647 | 17.0341 | 17.0341 | 17.7178 | 0 | 0 | 2024: 17.7178; 2025: 0; 2026: 0; 2027: 0; 2028: 0; 2029: 0; 2030: 0.87226; 2031: 0; 2032: 0; 2033: 17.7178; 2034: 0; 2035: 0; 2036: 0; 2039: 0; 2040: 0
2018-05-24 04:00 | 5 | 3 | 5 | 0 | 0 | 0 | 0.48055 | 0.9611 | 0 | 20.3125 | 10.5647 | 17.0341 | 17.0341 | 19.5224 | 0 | 0 | 2024: 19.5224; 2025: 0; 2026: 0; 2027: 0; 2028: 0; 2029: 0; 2030: 0.9611; 2031: 0; 2032: 0; 2033: 19.5224; 2034: 0; 2035: 0; 2036: 0; 2039: 0; 2040: 0
2018-05-24 05:00 | 5 | 4 | 5 | 0 | 0 | 0.0040906 | 0.6571 | 1.3142 | 0.032725 | 20.3125 | 10.5647 | 17.0341 | 17.0341 | 26.6946 | 0.032725 | 0 | 2024: 26.0299; 2025: 0.66472; 2026: 0; 2027: 0.55744; 2028: 0; 2029: 0; 2030: 1.2815; 2031: 0; 2032: 0; 2033: 26.0299; 2034: 0.66472; 2035: 0; 2036: 0.55744; 2039: 0.0040906; 2040: 0.0044807
2018-05-24 06:00 | 5 | 5 | 5 | 0 | 0 | 0.064375 | 0.83764 | 1.6753 | 0.515 | 20.3125 | 10.5647 | 17.0341 | 17.0341 | 34.0291 | 0.515 | 0 | 2024: 23.5681; 2025: 10.461; 2026: 0; 2027: 8.7726; 2028: 0; 2029: 0; 2030: 1.1603; 2031: 0; 2032: 0; 2033: 23.5681; 2034: 10.461; 2035: 0; 2036: 8.7726; 2039: 0.064375; 2040: 0.073726
2018-05-24 07:00 | 5 | 6 | 5 | 0 | 0 | 0.18613 | 0.81603 | 1.6321 | 1.489 | 20.3125 | 10.5647 | 17.0341 | 17.0341 | 33.1513 | 1.489 | 0 | 2024: 2.9058; 2025: 30.2455; 2026: 0; 2027: 25.364; 2028: 0; 2029: 0; 2030: 0.14306; 2031: 0; 2032: 0; 2033: 2.9058; 2034: 30.2455; 2035: 0; 2036: 25.364; 2039: 0.18613; 2040: 0.20246
2018-05-24 08:00 | 5 | 7 | 5 | 0 | 0 | 0.40739 | 0.79847 | 1.5969 | 3.2592 | 20.3125 | 10.5647 | 17.0341 | 17.0341 | 32.4379 | 1.5969 | 1.6622 | 2024: 0; 2025: 32.4379; 2026: 17.5608; 2027: 55.5169; 2028: 1.6622; 2029: 1.6622; 2030: 0; 2031: 0; 2032: 0; 2033: 0; 2034: 32.4379; 2035: 0; 2036: 55.5169; 2039: 0.40739; 2040: 0.35026
2018-05-24 09:00 | 5 | 8 | 5 | 0 | 0 | 0.43007 | 0.76597 | 1.5319 | 3.4406 | 20.3125 | 10.5647 | 17.0341 | 17.0341 | 31.1174 | 1.5319 | 1.9087 | 2024: 0; 2025: 31.1174; 2026: 20.1645; 2027: 58.6077; 2028: 1.9087; 2029: 3.5709; 2030: 0; 2031: 0; 2032: 0; 2033: 0; 2034: 31.1174; 2035: 0; 2036: 58.6077; 2039: 0.43007; 2040: 0.52087
2018-05-24 10:00 | 5 | 9 | 5 | 0 | 0 | 0.55867 | 0.83797 | 1.6759 | 4.4694 | 20.3125 | 10.5647 | 17.0341 | 17.0341 | 34.0424 | 1.6759 | 2.7935 | 2024: 0; 2025: 34.0424; 2026: 29.5122; 2027: 76.1323; 2028: 2.7935; 2029: 6.3643; 2030: 0; 2031: 0; 2032: 0; 2033: 0; 2034: 34.0424; 2035: 0; 2036: 76.1323; 2039: 0.55867; 2040: 0.59218
2018-05-24 11:00 | 5 | 10 | 5 | 0 | 0 | 0.58919 | 0.86655 | 1.7331 | 4.7135 | 20.3125 | 10.5647 | 17.0341 | 17.0341 | 35.2038 | 1.7331 | 2.9804 | 2024: 0; 2025: 35.2038; 2026: 31.4875; 2027: 80.2912; 2028: 2.9804; 2029: 9.3448; 2030: 0; 2031: 0; 2032: 0; 2033: 0; 2034: 35.2038; 2035: 0; 2036: 80.2912; 2039: 0.58919; 2040: 0.70237
2018-05-24 12:00 | 5 | 11 | 5 | 0 | 0 | 0.62517 | 0.89376 | 1.7875 | 5.0014 | 20.3125 | 10.5647 | 17.0341 | 17.0341 | 36.3091 | 1.7875 | 3.2138 | 2024: 0; 2025: 36.3091; 2026: 33.9534; 2027: 85.194; 2028: 3.1552; 2029: 12.5; 2030: 0; 2031: 0; 2032: 0.058614; 2033: 0; 2034: 36.3091; 2035: 0.61924; 2036: 85.194; 2039: 0.62517; 2040: 0.70253
2018-05-24 13:00 | 5 | 12 | 5 | 0 | 0 | 0.52204 | 0.91622 | 1.8324 | 4.1763 | 20.3125 | 10.5647 | 17.0341 | 17.0341 | 37.2212 | 1.8324 | 2.3439 | 2024: 0; 2025: 37.2212; 2026: 24.7623; 2027: 71.1396; 2028: 0; 2029: 12.5; 2030: 0; 2031: 0; 2032: 2.3439; 2033: 0; 2034: 37.2212; 2035: 24.7623; 2036: 71.1396; 2039: 0.52204; 2040: 0.55458
2018-05-24 14:00 | 5 | 13 | 5 | 0 | 0 | 0.48186 | 0.93496 | 1.8699 | 3.8549 | 20.3125 | 10.5647 | 17.0341 | 17.0341 | 37.9829 | 1.8699 | 1.985 | 2024: 0; 2025: 37.9829; 2026: 20.9706; 2027: 65.6647; 2028: 0; 2029: 12.5; 2030: 0; 2031: 0; 2032: 1.985; 2033: 0; 2034: 37.9829; 2035: 20.9706; 2036: 65.6647; 2039: 0.48186; 2040: 0.43743
2018-05-24 15:00 | 5 | 14 | 5 | 0 | 0 | 0.22763 | 1.0049 | 2.0098 | 1.821 | 20.3125 | 10.5647 | 17.0341 | 17.0341 | 40.8234 | 1.821 | 0 | 2024: 3.8335; 2025: 36.9899; 2026: 0; 2027: 31.0199; 2028: 0; 2029: 12.5; 2030: 0.18873; 2031: 0.18873; 2032: 0; 2033: 0; 2034: 40.8234; 2035: 0; 2036: 31.0199; 2039: 0.22763; 2040: 0.29315
2018-05-24 16:00 | 5 | 15 | 5 | 0 | 1 | 0.23908 | 1.1248 | 2.2496 | 1.9126 | 21.7915 | 12.0437 | 17.0341 | 17.0341 | 49.0217 | 1.9126 | 0 | 2024: 7.3426; 2025: 41.6791; 2026: 0; 2027: 32.58; 2028: 0; 2029: 12.2949; 2030: 0.33695; 2031: 0.33695; 2032: 0; 2033: 0; 2034: 49.0217; 2035: 0; 2036: 32.58; 2039: 0.23908; 2040: 0.1954
2018-05-24 17:00 | 5 | 16 | 5 | 0 | 1 | 0.15701 | 1.0846 | 2.1693 | 1.2561 | 21.7915 | 12.0437 | 17.0341 | 17.0341 | 47.2717 | 1.2561 | 0 | 2024: 19.8993; 2025: 27.3724; 2026: 0; 2027: 21.3967; 2028: 0; 2029: 11.9286; 2030: 0.91317; 2031: 0.91317; 2032: 0; 2033: 0; 2034: 47.2717; 2035: 0; 2036: 21.3967; 2039: 0.15701; 2040: 0.12508
2018-05-24 18:00 | 5 | 17 | 5 | 0 | 1 | 0.033408 | 1.0479 | 2.0958 | 0.26727 | 21.7915 | 12.0437 | 17.0341 | 17.0341 | 45.6698 | 0.26727 | 0 | 2024: 39.8457; 2025: 5.8241; 2026: 0; 2027: 4.5527; 2028: 0; 2029: 10.936; 2030: 1.8285; 2031: 1.8285; 2032: 0; 2033: 0; 2034: 45.6698; 2035: 0; 2036: 4.5527; 2039: 0.033408; 2040: 0.046677
2018-05-24 19:00 | 5 | 18 | 5 | 0 | 1 | 0.0016335 | 1.0778 | 2.1555 | 0.013068 | 21.7915 | 12.0437 | 17.0341 | 17.0341 | 46.9718 | 0.013068 | 0 | 2024: 46.687; 2025: 0.28477; 2026: 0; 2027: 0.2226; 2028: 0; 2029: 8.9485; 2030: 2.1424; 2031: 2.1424; 2032: 0; 2033: 0; 2034: 46.9718; 2035: 0; 2036: 0.2226; 2039: 0.0016335; 2040: 0.0014936
2018-05-24 20:00 | 5 | 19 | 5 | 0 | 0 | 0 | 1.0461 | 2.0921 | 0 | 20.3125 | 10.5647 | 17.0341 | 17.0341 | 42.4964 | 0 | 0 | 2024: 42.4964; 2025: 0; 2026: 0; 2027: 0; 2028: 0; 2029: 6.6198; 2030: 2.0921; 2031: 2.0921; 2032: 0; 2033: 0; 2034: 42.4964; 2035: 0; 2036: 0; 2039: 0; 2040: 0
2018-05-24 21:00 | 5 | 20 | 5 | 0 | 0 | 0 | 0.79863 | 1.5973 | 0 | 20.3125 | 10.5647 | 17.0341 | 17.0341 | 32.4443 | 0 | 0 | 2024: 32.4443; 2025: 0; 2026: 0; 2027: 0; 2028: 0; 2029: 4.3457; 2030: 1.5973; 2031: 1.5973; 2032: 0; 2033: 0; 2034: 32.4443; 2035: 0; 2036: 0; 2039: 0; 2040: 0
2018-05-24 22:00 | 5 | 21 | 5 | 0 | 0 | 0 | 0.61919 | 1.2384 | 0 | 20.3125 | 10.5647 | 17.0341 | 17.0341 | 25.1548 | 0 | 0 | 2024: 25.1548; 2025: 0; 2026: 0; 2027: 0; 2028: 0; 2029: 2.6096; 2030: 1.2384; 2031: 1.2384; 2032: 0; 2033: 0; 2034: 25.1548; 2035: 0; 2036: 0; 2039: 0; 2040: 0
2018-05-24 23:00 | 5 | 22 | 5 | 0 | 0 | 0 | 0.53426 | 1.0685 | 0 | 20.3125 | 10.5647 | 17.0341 | 17.0341 | 21.7045 | 0 | 0 | 2024: 21.7045; 2025: 0; 2026: 0; 2027: 0; 2028: 0; 2029: 1.2635; 2030: 1.0685; 2031: 1.0685; 2032: 0; 2033: 0; 2034: 21.7045; 2035: 0; 2036: 0; 2039: 0; 2040: 0
2018-05-25 | 5 | 23 | 5 | 0 | 0 | 0 | 0.48924 | 0.97847 | 0 | 20.3125 | 10.5647 | 17.0341 | 17.0341 | 19.8753 | 0 | 0 | 2024: 19.8753; 2025: 0; 2026: 0; 2027: 0; 2028: 0; 2029: 0.10207; 2030: 0.97847; 2031: 0.093901; 2032: 0; 2033: 17.9679; 2034: 1.9074; 2035: 0; 2036: 0; 2039: 0; 2040: 0
2018-05-25 01:00 | 5 | 0 | 6 | 0 | 0 | 0 | 0.50231 | 1.0046 | 0 | 20.3125 | 10.5647 | 17.0341 | 17.0341 | 20.4062 | 0 | 0 | 2024: 20.4062; 2025: 0; 2026: 0; 2027: 0; 2028: 0; 2029: 0; 2030: 1.0046; 2031: 0; 2032: 0; 2033: 20.4062; 2034: 0; 2035: 0; 2036: 0; 2039: 0; 2040: 0
2018-05-25 02:00 | 5 | 1 | 6 | 0 | 0 | 0 | 0.52105 | 1.0421 | 0 | 20.3125 | 10.5647 | 17.0341 | 17.0341 | 21.1678 | 0 | 0 | 2024: 21.1678; 2025: 0; 2026: 0; 2027: 0; 2028: 0; 2029: 0; 2030: 1.0421; 2031: 0; 2032: 0; 2033: 21.1678; 2034: 0; 2035: 0; 2036: 0; 2039: 0; 2040: 0
2018-05-25 03:00 | 5 | 2 | 6 | 0 | 0 | 0 | 0.5691 | 1.1382 | 0 | 20.3125 | 10.5647 | 17.0341 | 17.0341 | 23.1196 | 0 | 0 | 2024: 23.1196; 2025: 0; 2026: 0; 2027: 0; 2028: 0; 2029: 0; 2030: 1.1382; 2031: 0; 2032: 0; 2033: 23.1196; 2034: 0; 2035: 0; 2036: 0; 2039: 0; 2040: 0
2018-05-25 04:00 | 5 | 3 | 6 | 0 | 0 | 0 | 0.61533 | 1.2307 | 0 | 20.3125 | 10.5647 | 17.0341 | 17.0341 | 24.9978 | 0 | 0 | 2024: 24.9978; 2025: 0; 2026: 0; 2027: 0; 2028: 0; 2029: 0; 2030: 1.2307; 2031: 0; 2032: 0; 2033: 24.9978; 2034: 0; 2035: 0; 2036: 0; 2039: 0; 2040: 0
2018-05-25 05:00 | 5 | 4 | 6 | 0 | 0 | 0.003881 | 0.7318 | 1.4636 | 0.031048 | 20.3125 | 10.5647 | 17.0341 | 17.0341 | 29.7293 | 0.031048 | 0 | 2024: 29.0986; 2025: 0.63066; 2026: 0; 2027: 0.52888; 2028: 0; 2029: 0; 2030: 1.4325; 2031: 0; 2032: 0; 2033: 29.0986; 2034: 0.63066; 2035: 0; 2036: 0.52888; 2039: 0.003881; 2040: 0.0042993
2018-05-25 06:00 | 5 | 5 | 6 | 0 | 0 | 0.059729 | 0.86873 | 1.7375 | 0.47783 | 20.3125 | 10.5647 | 17.0341 | 17.0341 | 35.2922 | 0.47783 | 0 | 2024: 25.5863; 2025: 9.706; 2026: 0; 2027: 8.1395; 2028: 0; 2029: 0; 2030: 1.2596; 2031: 0; 2032: 0; 2033: 25.5863; 2034: 9.706; 2035: 0; 2036: 8.1395; 2039: 0.059729; 2040: 0.073885
2018-05-25 07:00 | 5 | 6 | 6 | 0 | 0 | 0.22195 | 0.87886 | 1.7577 | 1.7756 | 20.3125 | 10.5647 | 17.0341 | 17.0341 | 35.7038 | 1.7577 | 0.017904 | 2024: 0; 2025: 35.7038; 2026: 0.18915; 2027: 30.2464; 2028: 0.017904; 2029: 0.017904; 2030: 0; 2031: 0; 2032: 0; 2033: 0; 2034: 35.7038; 2035: 0; 2036: 30.2464; 2039: 0.22195; 2040: 0.24394
2018-05-25 08:00 | 5 | 7 | 6 | 0 | 0 | 0.18074 | 0.92116 | 1.8423 | 1.4459 | 20.3125 | 10.5647 | 17.0341 | 17.0341 | 37.4221 | 1.4459 | 0 | 2024: 8.0523; 2025: 29.3698; 2026: 0; 2027: 24.6296; 2028: 0; 2029: 0.017904; 2030: 0.39642; 2031: 0.016472; 2032: 0; 2033: 7.7177; 2034: 29.7043; 2035: 0; 2036: 24.6296; 2039: 0.18074; 2040: 0.11905
2018-05-25 09:00 | 5 | 8 | 6 | 0 | 0 | 0.18491 | 0.89419 | 1.7884 | 1.4793 | 20.3125 | 10.5647 | 17.0341 | 17.0341 | 36.3266 | 1.4793 | 0 | 2024: 6.2784; 2025: 30.0482; 2026: 0; 2027: 25.1985; 2028: 0; 2029: 0; 2030: 0.30909; 2031: 0; 2032: 0; 2033: 6.2784; 2034: 30.0482; 2035: 0; 2036: 25.1985; 2039: 0.18491; 2040: 0.29443
2018-05-25 10:00 | 5 | 9 | 6 | 0 | 0 | 0.31832 | 0.87055 | 1.7411 | 2.5466 | 20.3125 | 10.5647 | 17.0341 | 17.0341 | 35.366 | 1.7411 | 0.80547 | 2024: 0; 2025: 35.366; 2026: 8.5096; 2027: 43.3786; 2028: 0.80547; 2029: 0.80547; 2030: 0; 2031: 0; 2032: 0; 2033: 0; 2034: 35.366; 2035: 0; 2036: 43.3786; 2039: 0.31832; 2040: 0.20077
2018-05-25 11:00 | 5 | 10 | 6 | 0 | 0 | 0.30005 | 0.81199 | 1.624 | 2.4004 | 20.3125 | 10.5647 | 17.0341 | 17.0341 | 32.9871 | 1.624 | 0.7764 | 2024: 0; 2025: 32.9871; 2026: 8.2025; 2027: 40.8885; 2028: 0.7764; 2029: 1.5819; 2030: 0; 2031: 0; 2032: 0; 2033: 0; 2034: 32.9871; 2035: 0; 2036: 40.8885; 2039: 0.30005; 2040: 0.25236
2018-05-25 12:00 | 5 | 11 | 6 | 0 | 0 | 0.29814 | 0.80801 | 1.616 | 2.3851 | 20.3125 | 10.5647 | 17.0341 | 17.0341 | 32.8255 | 1.616 | 0.76908 | 2024: 0; 2025: 32.8255; 2026: 8.1251; 2027: 40.6282; 2028: 0.76908; 2029: 2.351; 2030: 0; 2031: 0; 2032: 0; 2033: 0; 2034: 32.8255; 2035: 0; 2036: 40.6282; 2039: 0.29814; 2040: 0.42133
2018-05-25 13:00 | 5 | 12 | 6 | 0 | 0 | 0.54095 | 0.75258 | 1.5052 | 4.3276 | 20.3125 | 10.5647 | 17.0341 | 17.0341 | 30.5736 | 1.5052 | 2.8224 | 2024: 0; 2025: 30.5736; 2026: 29.818; 2027: 73.7164; 2028: 2.8224; 2029: 5.1734; 2030: 0; 2031: 0; 2032: 0; 2033: 0; 2034: 30.5736; 2035: 0; 2036: 73.7164; 2039: 0.54095; 2040: 0.72993
2018-05-25 14:00 | 5 | 13 | 6 | 0 | 0 | 0.60823 | 0.75199 | 1.504 | 4.8659 | 20.3125 | 10.5647 | 17.0341 | 17.0341 | 30.5497 | 1.504 | 3.3619 | 2024: 0; 2025: 30.5497; 2026: 35.5175; 2027: 82.8861; 2028: 3.3619; 2029: 8.5353; 2030: 0; 2031: 0; 2032: 0; 2033: 0; 2034: 30.5497; 2035: 0; 2036: 82.8861; 2039: 0.60823; 2040: 0.61202
2018-05-25 15:00 | 5 | 14 | 6 | 0 | 0 | 0.51141 | 0.8074 | 1.6148 | 4.0913 | 20.3125 | 10.5647 | 17.0341 | 17.0341 | 32.8006 | 1.6148 | 2.4765 | 2024: 0; 2025: 32.8006; 2026: 26.1636; 2027: 69.6919; 2028: 2.4765; 2029: 11.0118; 2030: 0; 2031: 0; 2032: 0; 2033: 0; 2034: 32.8006; 2035: 0; 2036: 69.6919; 2039: 0.51141; 2040: 0.56153
2018-05-25 16:00 | 5 | 15 | 6 | 0 | 1 | 0.21881 | 0.87081 | 1.7416 | 1.7505 | 21.7915 | 12.0437 | 17.0341 | 17.0341 | 37.9525 | 1.7416 | 0.0088346 | 2024: 0; 2025: 37.9525; 2026: 0.1064; 2027: 29.8175; 2028: 0.0088346; 2029: 11.0206; 2030: 0; 2031: 0; 2032: 0; 2033: 0; 2034: 37.9525; 2035: 0; 2036: 29.8175; 2039: 0.21881; 2040: 0.36259
2018-05-25 17:00 | 5 | 16 | 6 | 0 | 1 | 0.15269 | 0.89542 | 1.7908 | 1.2215 | 21.7915 | 12.0437 | 17.0341 | 17.0341 | 39.0249 | 1.2215 | 0 | 2024: 12.406; 2025: 26.6189; 2026: 0; 2027: 20.8077; 2028: 0; 2029: 11.0206; 2030: 0.56931; 2031: 0.56931; 2032: 0; 2033: 0; 2034: 39.0249; 2035: 0; 2036: 20.8077; 2039: 0.15269; 2040: 0.081054
2018-05-25 18:00 | 5 | 17 | 6 | 0 | 1 | 0.040856 | 0.92791 | 1.8558 | 0.32685 | 21.7915 | 12.0437 | 17.0341 | 17.0341 | 40.4409 | 0.32685 | 0 | 2024: 33.3184; 2025: 7.1225; 2026: 0; 2027: 5.5676; 2028: 0; 2029: 10.4018; 2030: 1.529; 2031: 1.529; 2032: 0; 2033: 0; 2034: 40.4409; 2035: 0; 2036: 5.5676; 2039: 0.040856; 2040: 0.014974
2018-05-25 19:00 | 5 | 18 | 6 | 0 | 1 | 0.0032924 | 0.95458 | 1.9092 | 0.026339 | 21.7915 | 12.0437 | 17.0341 | 17.0341 | 41.6034 | 0.026339 | 0 | 2024: 41.0294; 2025: 0.57397; 2026: 0; 2027: 0.44866; 2028: 0; 2029: 8.7399; 2030: 1.8828; 2031: 1.8828; 2032: 0; 2033: 0; 2034: 41.6034; 2035: 0; 2036: 0.44866; 2039: 0.0032924; 2040: 0
2018-05-25 20:00 | 5 | 19 | 6 | 0 | 0 | 0 | 0.96462 | 1.9292 | 0 | 20.3125 | 10.5647 | 17.0341 | 17.0341 | 39.1877 | 0 | 0 | 2024: 39.1877; 2025: 0; 2026: 0; 2027: 0; 2028: 0; 2029: 6.6933; 2030: 1.9292; 2031: 1.9292; 2032: 0; 2033: 0; 2034: 39.1877; 2035: 0; 2036: 0; 2039: 0; 2040: 0
2018-05-25 21:00 | 5 | 20 | 6 | 0 | 0 | 0 | 0.87868 | 1.7574 | 0 | 20.3125 | 10.5647 | 17.0341 | 17.0341 | 35.6964 | 0 | 0 | 2024: 35.6964; 2025: 0; 2026: 0; 2027: 0; 2028: 0; 2029: 4.5963; 2030: 1.7574; 2031: 1.7574; 2032: 0; 2033: 0; 2034: 35.6964; 2035: 0; 2036: 0; 2039: 0; 2040: 0
2018-05-25 22:00 | 5 | 21 | 6 | 0 | 0 | 0 | 0.69001 | 1.38 | 0 | 20.3125 | 10.5647 | 17.0341 | 17.0341 | 28.0318 | 0 | 0 | 2024: 28.0318; 2025: 0; 2026: 0; 2027: 0; 2028: 0; 2029: 2.6861; 2030: 1.38; 2031: 1.38; 2032: 0; 2033: 0; 2034: 28.0318; 2035: 0; 2036: 0; 2039: 0; 2040: 0
2018-05-25 23:00 | 5 | 22 | 6 | 0 | 0 | 0 | 0.60992 | 1.2198 | 0 | 20.3125 | 10.5647 | 17.0341 | 17.0341 | 24.778 | 0 | 0 | 2024: 24.778; 2025: 0; 2026: 0; 2027: 0; 2028: 0; 2029: 1.1861; 2030: 1.2198; 2031: 1.0912; 2032: 0; 2033: 2.6124; 2034: 22.1655; 2035: 0; 2036: 0; 2039: 0; 2040: 0
2018-05-26 | 5 | 23 | 6 | 0 | 0 | 0 | 0.574 | 1.148 | 0 | 20.3125 | 10.5647 | 17.0341 | 17.0341 | 23.3187 | 0 | 0 | 2024: 23.3187; 2025: 0; 2026: 0; 2027: 0; 2028: 0; 2029: 0; 2030: 1.148; 2031: 0; 2032: 0; 2033: 23.3187; 2034: 0; 2035: 0; 2036: 0; 2039: 0; 2040: 0
2018-05-26 01:00 | 5 | 0 | 7 | 0 | 0 | 0 | 0.54168 | 1.0834 | 0 | 20.3125 | 10.5647 | 17.0341 | 17.0341 | 22.0057 | 0 | 0 | 2024: 22.0057; 2025: 0; 2026: 0; 2027: 0; 2028: 0; 2029: 0; 2030: 1.0834; 2031: 0; 2032: 0; 2033: 22.0057; 2034: 0; 2035: 0; 2036: 0; 2039: 0; 2040: 0
2018-05-26 02:00 | 5 | 1 | 7 | 0 | 0 | 0 | 0.55265 | 1.1053 | 0 | 20.3125 | 10.5647 | 17.0341 | 17.0341 | 22.4513 | 0 | 0 | 2024: 22.4513; 2025: 0; 2026: 0; 2027: 0; 2028: 0; 2029: 0; 2030: 1.1053; 2031: 0; 2032: 0; 2033: 22.4513; 2034: 0; 2035: 0; 2036: 0; 2039: 0; 2040: 0
2018-05-26 03:00 | 5 | 2 | 7 | 0 | 0 | 0 | 0.55904 | 1.1181 | 0 | 20.3125 | 10.5647 | 17.0341 | 17.0341 | 22.711 | 0 | 0 | 2024: 22.711; 2025: 0; 2026: 0; 2027: 0; 2028: 0; 2029: 0; 2030: 1.1181; 2031: 0; 2032: 0; 2033: 22.711; 2034: 0; 2035: 0; 2036: 0; 2039: 0; 2040: 0
2018-05-26 04:00 | 5 | 3 | 7 | 0 | 0 | 0 | 0.59725 | 1.1945 | 0 | 20.3125 | 10.5647 | 17.0341 | 17.0341 | 24.2634 | 0 | 0 | 2024: 24.2634; 2025: 0; 2026: 0; 2027: 0; 2028: 0; 2029: 0; 2030: 1.1945; 2031: 0; 2032: 0; 2033: 24.2634; 2034: 0; 2035: 0; 2036: 0; 2039: 0; 2040: 0
2018-05-26 05:00 | 5 | 4 | 7 | 0 | 0 | 0.0011951 | 0.66935 | 1.3387 | 0.0095604 | 20.3125 | 10.5647 | 17.0341 | 17.0341 | 27.1922 | 0.0095604 | 0 | 2024: 26.998; 2025: 0.1942; 2026: 0; 2027: 0.16285; 2028: 0; 2029: 0; 2030: 1.3291; 2031: 0; 2032: 0; 2033: 26.998; 2034: 0.1942; 2035: 0; 2036: 0.16285; 2039: 0.0011951; 2040: 0
2018-05-26 06:00 | 5 | 5 | 7 | 0 | 0 | 0.023957 | 0.8241 | 1.6482 | 0.19166 | 20.3125 | 10.5647 | 17.0341 | 17.0341 | 33.479 | 0.19166 | 0 | 2024: 29.5859; 2025: 3.893; 2026: 0; 2027: 3.2647; 2028: 0; 2029: 0; 2030: 1.4565; 2031: 0; 2032: 0; 2033: 29.5859; 2034: 3.893; 2035: 0; 2036: 3.2647; 2039: 0.023957; 2040: 0.0096533
2018-05-26 07:00 | 5 | 6 | 7 | 0 | 0 | 0.027987 | 0.87789 | 1.7558 | 0.2239 | 20.3125 | 10.5647 | 17.0341 | 17.0341 | 35.6645 | 0.2239 | 0 | 2024: 31.1165; 2025: 4.548; 2026: 0; 2027: 3.8139; 2028: 0; 2029: 0; 2030: 1.5319; 2031: 0; 2032: 0; 2033: 31.1165; 2034: 4.548; 2035: 0; 2036: 3.8139; 2039: 0.027987; 2040: 0.057582
2018-05-26 08:00 | 5 | 7 | 7 | 0 | 0 | 0.076578 | 0.9217 | 1.8434 | 0.61262 | 20.3125 | 10.5647 | 17.0341 | 17.0341 | 37.4442 | 0.61262 | 0 | 2024: 25.0002; 2025: 12.4439; 2026: 0; 2027: 10.4355; 2028: 0; 2029: 0; 2030: 1.2308; 2031: 0; 2032: 0; 2033: 25.0002; 2034: 12.4439; 2035: 0; 2036: 10.4355; 2039: 0.076578; 2040: 0.19008
2018-05-26 09:00 | 5 | 8 | 7 | 0 | 0 | 0.094104 | 0.9498 | 1.8996 | 0.75284 | 20.3125 | 10.5647 | 17.0341 | 17.0341 | 38.5855 | 0.75284 | 0 | 2024: 23.2935; 2025: 15.292; 2026: 0; 2027: 12.8239; 2028: 0; 2029: 0; 2030: 1.1468; 2031: 0; 2032: 0; 2033: 23.2935; 2034: 15.292; 2035: 0; 2036: 12.8239; 2039: 0.094104; 2040: 0.16207
2018-05-26 10:00 | 5 | 9 | 7 | 0 | 0 | 0.27666 | 0.92176 | 1.8435 | 2.2133 | 20.3125 | 10.5647 | 17.0341 | 17.0341 | 37.4467 | 1.8435 | 0.36978 | 2024: 0; 2025: 37.4467; 2026: 3.9066; 2027: 37.7017; 2028: 0.36978; 2029: 0.36978; 2030: 0; 2031: 0; 2032: 0; 2033: 0; 2034: 37.4467; 2035: 0; 2036: 37.7017; 2039: 0.27666; 2040: 0.37411
2018-05-26 11:00 | 5 | 10 | 7 | 0 | 0 | 0.19954 | 0.89005 | 1.7801 | 1.5963 | 20.3125 | 10.5647 | 17.0341 | 17.0341 | 36.1583 | 1.5963 | 0 | 2024: 3.7331; 2025: 32.4253; 2026: 0; 2027: 27.1919; 2028: 0; 2029: 0.36978; 2030: 0.18378; 2031: 0.18378; 2032: 0; 2033: 0; 2034: 36.1583; 2035: 0; 2036: 27.1919; 2039: 0.19954; 2040: 0.44896
2018-05-26 12:00 | 5 | 11 | 7 | 0 | 0 | 0.44401 | 0.86634 | 1.7327 | 3.5521 | 20.3125 | 10.5647 | 17.0341 | 17.0341 | 35.1951 | 1.7327 | 1.8194 | 2024: 0; 2025: 35.1951; 2026: 19.2212; 2027: 60.5062; 2028: 1.8194; 2029: 1.9894; 2030: 0; 2031: 0; 2032: 0; 2033: 0; 2034: 35.1951; 2035: 0; 2036: 60.5062; 2039: 0.44401; 2040: 0.41732
2018-05-26 13:00 | 5 | 12 | 7 | 0 | 0 | 0.50974 | 0.88023 | 1.7605 | 4.0779 | 20.3125 | 10.5647 | 17.0341 | 17.0341 | 35.7593 | 1.7605 | 2.3174 | 2024: 0; 2025: 35.7593; 2026: 24.483; 2027: 69.4633; 2028: 2.3174; 2029: 4.3068; 2030: 0; 2031: 0; 2032: 0; 2033: 0; 2034: 35.7593; 2035: 0; 2036: 69.4633; 2039: 0.50974; 2040: 0.25844
2018-05-26 14:00 | 5 | 13 | 7 | 0 | 0 | 0.26457 | 0.88635 | 1.7727 | 2.1166 | 20.3125 | 10.5647 | 17.0341 | 17.0341 | 36.0078 | 1.7727 | 0.34386 | 2024: 0; 2025: 36.0078; 2026: 3.6328; 2027: 36.0537; 2028: 0.34386; 2029: 4.6507; 2030: 0; 2031: 0; 2032: 0; 2033: 0; 2034: 36.0078; 2035: 0; 2036: 36.0537; 2039: 0.26457; 2040: 0.38417
2018-05-26 15:00 | 5 | 14 | 7 | 0 | 0 | 0.50896 | 0.93443 | 1.8689 | 4.0717 | 20.3125 | 10.5647 | 17.0341 | 17.0341 | 37.9612 | 1.8689 | 2.2028 | 2024: 0; 2025: 37.9612; 2026: 23.272; 2027: 69.3573; 2028: 2.2028; 2029: 6.8535; 2030: 0; 2031: 0; 2032: 0; 2033: 0; 2034: 37.9612; 2035: 0; 2036: 69.3573; 2039: 0.50896; 2040: 0.47922
2018-05-26 16:00 | 5 | 15 | 7 | 0 | 1 | 0.38341 | 1.0532 | 2.1064 | 3.0673 | 21.7915 | 12.0437 | 17.0341 | 17.0341 | 45.9012 | 2.1064 | 0.9609 | 2024: 0; 2025: 45.9012; 2026: 11.5729; 2027: 52.2486; 2028: 0.9609; 2029: 7.8144; 2030: 0; 2031: 0; 2032: 0; 2033: 0; 2034: 45.9012; 2035: 0; 2036: 52.2486; 2039: 0.38341; 2040: 0.41933
2018-05-26 17:00 | 5 | 16 | 7 | 0 | 1 | 0.22669 | 1.1266 | 2.2533 | 1.8135 | 21.7915 | 12.0437 | 17.0341 | 17.0341 | 49.1024 | 1.8135 | 0 | 2024: 9.5826; 2025: 39.5198; 2026: 0; 2027: 30.8922; 2028: 0; 2029: 7.8144; 2030: 0.43974; 2031: 0.43974; 2032: 0; 2033: 0; 2034: 49.1024; 2035: 0; 2036: 30.8922; 2039: 0.22669; 2040: 0.24922
2018-05-26 18:00 | 5 | 17 | 7 | 0 | 1 | 0.073581 | 1.144 | 2.288 | 0.58865 | 21.7915 | 12.0437 | 17.0341 | 17.0341 | 49.8584 | 0.58865 | 0 | 2024: 37.0309; 2025: 12.8275; 2026: 0; 2027: 10.0271; 2028: 0; 2029: 7.3364; 2030: 1.6993; 2031: 1.6993; 2032: 0; 2033: 0; 2034: 49.8584; 2035: 0; 2036: 10.0271; 2039: 0.073581; 2040: 0.083055
2018-05-26 19:00 | 5 | 18 | 7 | 0 | 1 | 0.0067995 | 1.1346 | 2.2693 | 0.054396 | 21.7915 | 12.0437 | 17.0341 | 17.0341 | 49.4509 | 0.054396 | 0 | 2024: 48.2655; 2025: 1.1854; 2026: 0; 2027: 0.92659; 2028: 0; 2029: 5.4893; 2030: 2.2149; 2031: 2.2149; 2032: 0; 2033: 0; 2034: 49.4509; 2035: 0; 2036: 0.92659; 2039: 0.0067995; 2040: 0.008348
2018-05-26 20:00 | 5 | 19 | 7 | 0 | 0 | 0 | 1.0931 | 2.1861 | 0 | 20.3125 | 10.5647 | 17.0341 | 17.0341 | 44.4056 | 0 | 0 | 2024: 44.4056; 2025: 0; 2026: 0; 2027: 0; 2028: 0; 2029: 3.0818; 2030: 2.1861; 2031: 2.1861; 2032: 0; 2033: 0; 2034: 44.4056; 2035: 0; 2036: 0; 2039: 0; 2040: 0
2018-05-26 21:00 | 5 | 20 | 7 | 0 | 0 | 0 | 0.85259 | 1.7052 | 0 | 20.3125 | 10.5647 | 17.0341 | 17.0341 | 34.6364 | 0 | 0 | 2024: 34.6364; 2025: 0; 2026: 0; 2027: 0; 2028: 0; 2029: 0.70561; 2030: 1.7052; 2031: 0.64916; 2032: 0; 2033: 21.4502; 2034: 13.1861; 2035: 0; 2036: 0; 2039: 0; 2040: 0
2018-05-26 22:00 | 5 | 21 | 7 | 0 | 0 | 0 | 0.64301 | 1.286 | 0 | 20.3125 | 10.5647 | 17.0341 | 17.0341 | 26.1221 | 0 | 0 | 2024: 26.1221; 2025: 0; 2026: 0; 2027: 0; 2028: 0; 2029: 0; 2030: 1.286; 2031: 0; 2032: 0; 2033: 26.1221; 2034: 0; 2035: 0; 2036: 0; 2039: 0; 2040: 0
2018-05-26 23:00 | 5 | 22 | 7 | 0 | 0 | 0 | 0.52048 | 1.041 | 0 | 20.3125 | 10.5647 | 17.0341 | 17.0341 | 21.1445 | 0 | 0 | 2024: 21.1445; 2025: 0; 2026: 0; 2027: 0; 2028: 0; 2029: 0; 2030: 1.041; 2031: 0; 2032: 0; 2033: 21.1445; 2034: 0; 2035: 0; 2036: 0; 2039: 0; 2040: 0
2018-05-27 | 5 | 23 | 7 | 0 | 0 | 0 | 0.48948 | 0.97896 | 0 | 20.3125 | 10.5647 | 17.0341 | 17.0341 | 19.8851 | 0 | 0 | 2024: 19.8851; 2025: 0; 2026: 0; 2027: 0; 2028: 0; 2029: 0; 2030: 0.97896; 2031: 0; 2032: 0; 2033: 19.8851; 2034: 0; 2035: 0; 2036: 0; 2039: 0; 2040: 0
2018-05-27 01:00 | 5 | 0 | 1 | 0 | 0 | 0 | 0.46205 | 0.9241 | 0 | 20.3125 | 10.5647 | 17.0341 | 17.0341 | 18.7707 | 0 | 0 | 2024: 18.7707; 2025: 0; 2026: 0; 2027: 0; 2028: 0; 2029: 0; 2030: 0.9241; 2031: 0; 2032: 0; 2033: 18.7707; 2034: 0; 2035: 0; 2036: 0; 2039: 0; 2040: 0
2018-05-27 02:00 | 5 | 1 | 1 | 0 | 0 | 0 | 0.47918 | 0.95836 | 0 | 20.3125 | 10.5647 | 17.0341 | 17.0341 | 19.4667 | 0 | 0 | 2024: 19.4667; 2025: 0; 2026: 0; 2027: 0; 2028: 0; 2029: 0; 2030: 0.95836; 2031: 0; 2032: 0; 2033: 19.4667; 2034: 0; 2035: 0; 2036: 0; 2039: 0; 2040: 0
2018-05-27 03:00 | 5 | 2 | 1 | 0 | 0 | 0 | 0.52008 | 1.0402 | 0 | 20.3125 | 10.5647 | 17.0341 | 17.0341 | 21.1284 | 0 | 0 | 2024: 21.1284; 2025: 0; 2026: 0; 2027: 0; 2028: 0; 2029: 0; 2030: 1.0402; 2031: 0; 2032: 0; 2033: 21.1284; 2034: 0; 2035: 0; 2036: 0; 2039: 0; 2040: 0
2018-05-27 04:00 | 5 | 3 | 1 | 0 | 0 | 0 | 0.588 | 1.176 | 0 | 20.3125 | 10.5647 | 17.0341 | 17.0341 | 23.8875 | 0 | 0 | 2024: 23.8875; 2025: 0; 2026: 0; 2027: 0; 2028: 0; 2029: 0; 2030: 1.176; 2031: 0; 2032: 0; 2033: 23.8875; 2034: 0; 2035: 0; 2036: 0; 2039: 0; 2040: 0
2018-05-27 05:00 | 5 | 4 | 1 | 0 | 0 | 0.0048375 | 0.65195 | 1.3039 | 0.0387 | 20.3125 | 10.5647 | 17.0341 | 17.0341 | 26.4855 | 0.0387 | 0 | 2024: 25.6994; 2025: 0.7861; 2026: 0; 2027: 0.65922; 2028: 0; 2029: 0; 2030: 1.2652; 2031: 0; 2032: 0; 2033: 25.6994; 2034: 0.7861; 2035: 0; 2036: 0.65922; 2039: 0.0048375; 2040: 0.0057423
2018-05-27 06:00 | 5 | 5 | 1 | 0 | 0 | 0.068441 | 0.74959 | 1.4992 | 0.54753 | 20.3125 | 10.5647 | 17.0341 | 17.0341 | 30.4521 | 0.54753 | 0 | 2024: 19.3304; 2025: 11.1217; 2026: 0; 2027: 9.3267; 2028: 0; 2029: 0; 2030: 0.95165; 2031: 0; 2032: 0; 2033: 19.3304; 2034: 11.1217; 2035: 0; 2036: 9.3267; 2039: 0.068441; 2040: 0.078919
2018-05-27 07:00 | 5 | 6 | 1 | 0 | 0 | 0.21778 | 0.79201 | 1.584 | 1.7422 | 20.3125 | 10.5647 | 17.0341 | 17.0341 | 32.1753 | 1.584 | 0.15822 | 2024: 0; 2025: 32.1753; 2026: 1.6715; 2027: 29.6774; 2028: 0.15822; 2029: 0.15822; 2030: 0; 2031: 0; 2032: 0; 2033: 0; 2034: 32.1753; 2035: 0; 2036: 29.6774; 2039: 0.21778; 2040: 0.23808
2018-05-27 08:00 | 5 | 7 | 1 | 0 | 0 | 0.36626 | 0.82918 | 1.6584 | 2.93 | 20.3125 | 10.5647 | 17.0341 | 17.0341 | 33.6853 | 1.6584 | 1.2717 | 2024: 0; 2025: 33.6853; 2026: 13.4351; 2027: 49.9109; 2028: 1.2717; 2029: 1.4299; 2030: 0; 2031: 0; 2032: 0; 2033: 0; 2034: 33.6853; 2035: 0; 2036: 49.9109; 2039: 0.36626; 2040: 0.33274
2018-05-27 09:00 | 5 | 8 | 1 | 0 | 0 | 0.40225 | 0.86189 | 1.7238 | 3.218 | 20.3125 | 10.5647 | 17.0341 | 17.0341 | 35.0142 | 1.7238 | 1.4942 | 2024: 0; 2025: 35.0142; 2026: 15.7857; 2027: 54.8152; 2028: 1.4942; 2029: 2.9241; 2030: 0; 2031: 0; 2032: 0; 2033: 0; 2034: 35.0142; 2035: 0; 2036: 54.8152; 2039: 0.40225; 2040: 0.52137
2018-05-27 10:00 | 5 | 9 | 1 | 0 | 0 | 0.55498 | 0.90791 | 1.8158 | 4.4399 | 20.3125 | 10.5647 | 17.0341 | 17.0341 | 36.8837 | 1.8158 | 2.6241 | 2024: 0; 2025: 36.8837; 2026: 27.7224; 2027: 75.6293; 2028: 2.6241; 2029: 5.5481; 2030: 0; 2031: 0; 2032: 0; 2033: 0; 2034: 36.8837; 2035: 0; 2036: 75.6293; 2039: 0.55498; 2040: 0.57364
2018-05-27 11:00 | 5 | 10 | 1 | 0 | 0 | 0.54127 | 0.98655 | 1.9731 | 4.3302 | 20.3125 | 10.5647 | 17.0341 | 17.0341 | 40.0786 | 1.9731 | 2.3571 | 2024: 0; 2025: 40.0786; 2026: 24.9017; 2027: 73.7606; 2028: 2.3571; 2029: 7.9052; 2030: 0; 2031: 0; 2032: 0; 2033: 0; 2034: 40.0786; 2035: 0; 2036: 73.7606; 2039: 0.54127; 2040: 0.5959
2018-05-27 12:00 | 5 | 11 | 1 | 0 | 0 | 0.50814 | 1.0247 | 2.0493 | 4.0651 | 20.3125 | 10.5647 | 17.0341 | 17.0341 | 41.627 | 2.0493 | 2.0158 | 2024: 0; 2025: 41.627; 2026: 21.2966; 2027: 69.2462; 2028: 2.0158; 2029: 9.921; 2030: 0; 2031: 0; 2032: 0; 2033: 0; 2034: 41.627; 2035: 0; 2036: 69.2462; 2039: 0.50814; 2040: 0.59425
2018-05-27 13:00 | 5 | 12 | 1 | 0 | 0 | 0.49858 | 1.1203 | 2.2406 | 3.9886 | 20.3125 | 10.5647 | 17.0341 | 17.0341 | 45.5124 | 2.2406 | 1.748 | 2024: 0; 2025: 45.5124; 2026: 18.4673; 2027: 67.9428; 2028: 1.748; 2029: 11.669; 2030: 0; 2031: 0; 2032: 0; 2033: 0; 2034: 45.5124; 2035: 0; 2036: 67.9428; 2039: 0.49858; 2040: 0.56628
2018-05-27 14:00 | 5 | 13 | 1 | 0 | 0 | 0.39492 | 1.2094 | 2.4189 | 3.1593 | 20.3125 | 10.5647 | 17.0341 | 17.0341 | 49.1332 | 2.4189 | 0.74048 | 2024: 0; 2025: 49.1332; 2026: 7.823; 2027: 53.8167; 2028: 0.74048; 2029: 12.4095; 2030: 0; 2031: 0; 2032: 0; 2033: 0; 2034: 49.1332; 2035: 0; 2036: 53.8167; 2039: 0.39492; 2040: 0.50419
2018-05-27 15:00 | 5 | 14 | 1 | 0 | 0 | 0.35654 | 1.3298 | 2.6595 | 2.8523 | 20.3125 | 10.5647 | 17.0341 | 17.0341 | 54.0215 | 2.6595 | 0.19277 | 2024: 0; 2025: 54.0215; 2026: 2.0365; 2027: 48.5863; 2028: 0.090484; 2029: 12.5; 2030: 0; 2031: 0; 2032: 0.10228; 2033: 0; 2034: 54.0215; 2035: 1.0806; 2036: 48.5863; 2039: 0.35654; 2040: 0.44749
2018-05-27 16:00 | 5 | 15 | 1 | 0 | 1 | 0.37435 | 1.4477 | 2.8954 | 2.9948 | 21.7915 | 12.0437 | 17.0341 | 17.0341 | 63.0941 | 2.8954 | 0.099445 | 2024: 0; 2025: 63.0941; 2026: 1.1977; 2027: 51.0139; 2028: 0; 2029: 12.5; 2030: 0; 2031: 0; 2032: 0.099445; 2033: 0; 2034: 63.0941; 2035: 1.1977; 2036: 51.0139; 2039: 0.37435; 2040: 0.40605
2018-05-27 17:00 | 5 | 16 | 1 | 0 | 1 | 0.22328 | 1.375 | 2.7499 | 1.7863 | 21.7915 | 12.0437 | 17.0341 | 17.0341 | 59.9246 | 1.7863 | 0 | 2024: 20.9994; 2025: 38.9252; 2026: 0; 2027: 30.4273; 2028: 0; 2029: 12.5; 2030: 0.96365; 2031: 0.96365; 2032: 0; 2033: 0; 2034: 59.9246; 2035: 0; 2036: 30.4273; 2039: 0.22328; 2040: 0.22593
2018-05-27 18:00 | 5 | 17 | 1 | 0 | 1 | 0.068566 | 1.2841 | 2.5683 | 0.54852 | 21.7915 | 12.0437 | 17.0341 | 17.0341 | 55.9661 | 0.54852 | 0 | 2024: 44.013; 2025: 11.9531; 2026: 0; 2027: 9.3436; 2028: 0; 2029: 11.4526; 2030: 2.0197; 2031: 2.0197; 2032: 0; 2033: 0; 2034: 55.9661; 2035: 0; 2036: 9.3436; 2039: 0.068566; 2040: 0.088522
2018-05-27 19:00 | 5 | 18 | 1 | 0 | 1 | 0.0075981 | 1.2305 | 2.4611 | 0.060785 | 21.7915 | 12.0437 | 17.0341 | 17.0341 | 53.6308 | 0.060785 | 0 | 2024: 52.3062; 2025: 1.3246; 2026: 0; 2027: 1.0354; 2028: 0; 2029: 9.2572; 2030: 2.4003; 2031: 2.4003; 2032: 0; 2033: 0; 2034: 53.6308; 2035: 0; 2036: 1.0354; 2039: 0.0075981; 2040: 0.009279
2018-05-27 20:00 | 5 | 19 | 1 | 0 | 0 | 0 | 1.1415 | 2.283 | 0 | 20.3125 | 10.5647 | 17.0341 | 17.0341 | 46.3739 | 0 | 0 | 2024: 46.3739; 2025: 0; 2026: 0; 2027: 0; 2028: 0; 2029: 6.6482; 2030: 2.283; 2031: 2.283; 2032: 0; 2033: 0; 2034: 46.3739; 2035: 0; 2036: 0; 2039: 0; 2040: 0
2018-05-27 21:00 | 5 | 20 | 1 | 0 | 0 | 0 | 0.85905 | 1.7181 | 0 | 20.3125 | 10.5647 | 17.0341 | 17.0341 | 34.8991 | 0 | 0 | 2024: 34.8991; 2025: 0; 2026: 0; 2027: 0; 2028: 0; 2029: 4.1666; 2030: 1.7181; 2031: 1.7181; 2032: 0; 2033: 0; 2034: 34.8991; 2035: 0; 2036: 0; 2039: 0; 2040: 0
2018-05-27 22:00 | 5 | 21 | 1 | 0 | 0 | 0 | 0.61813 | 1.2363 | 0 | 20.3125 | 10.5647 | 17.0341 | 17.0341 | 25.1116 | 0 | 0 | 2024: 25.1116; 2025: 0; 2026: 0; 2027: 0; 2028: 0; 2029: 2.2991; 2030: 1.2363; 2031: 1.2363; 2032: 0; 2033: 0; 2034: 25.1116; 2035: 0; 2036: 0; 2039: 0; 2040: 0
2018-05-27 23:00 | 5 | 22 | 1 | 0 | 0 | 0 | 0.53971 | 1.0794 | 0 | 20.3125 | 10.5647 | 17.0341 | 17.0341 | 21.9256 | 0 | 0 | 2024: 21.9256; 2025: 0; 2026: 0; 2027: 0; 2028: 0; 2029: 0.95534; 2030: 1.0794; 2031: 0.87891; 2032: 0; 2033: 4.0727; 2034: 17.8529; 2035: 0; 2036: 0; 2039: 0; 2040: 0
2018-05-28 | 5 | 23 | 1 | 0 | 0 | 0 | 0.44873 | 0.89746 | 0 | 20.3125 | 10.5647 | 17.0341 | 17.0341 | 18.2296 | 0 | 0 | 2024: 18.2296; 2025: 0; 2026: 0; 2027: 0; 2028: 0; 2029: 0; 2030: 0.89746; 2031: 0; 2032: 0; 2033: 18.2296; 2034: 0; 2035: 0; 2036: 0; 2039: 0; 2040: 0
2018-05-28 01:00 | 5 | 0 | 2 | 0 | 0 | 0 | 0.41537 | 0.83074 | 0 | 20.3125 | 10.5647 | 17.0341 | 17.0341 | 16.8744 | 0 | 0 | 2024: 16.8744; 2025: 0; 2026: 0; 2027: 0; 2028: 0; 2029: 0; 2030: 0.83074; 2031: 0; 2032: 0; 2033: 16.8744; 2034: 0; 2035: 0; 2036: 0; 2039: 0; 2040: 0
2018-05-28 02:00 | 5 | 1 | 2 | 0 | 0 | 0 | 0.41436 | 0.82872 | 0 | 20.3125 | 10.5647 | 17.0341 | 17.0341 | 16.8333 | 0 | 0 | 2024: 16.8333; 2025: 0; 2026: 0; 2027: 0; 2028: 0; 2029: 0; 2030: 0.82872; 2031: 0; 2032: 0; 2033: 16.8333; 2034: 0; 2035: 0; 2036: 0; 2039: 0; 2040: 0
2018-05-28 03:00 | 5 | 2 | 2 | 0 | 0 | 0 | 0.43215 | 0.86429 | 0 | 20.3125 | 10.5647 | 17.0341 | 17.0341 | 17.5559 | 0 | 0 | 2024: 17.5559; 2025: 0; 2026: 0; 2027: 0; 2028: 0; 2029: 0; 2030: 0.86429; 2031: 0; 2032: 0; 2033: 17.5559; 2034: 0; 2035: 0; 2036: 0; 2039: 0; 2040: 0
2018-05-28 04:00 | 5 | 3 | 2 | 0 | 0 | 0 | 0.48453 | 0.96905 | 0 | 20.3125 | 10.5647 | 17.0341 | 17.0341 | 19.6839 | 0 | 0 | 2024: 19.6839; 2025: 0; 2026: 0; 2027: 0; 2028: 0; 2029: 0; 2030: 0.96905; 2031: 0; 2032: 0; 2033: 19.6839; 2034: 0; 2035: 0; 2036: 0; 2039: 0; 2040: 0
2018-05-28 05:00 | 5 | 4 | 2 | 0 | 0 | 0.0046711 | 0.6692 | 1.3384 | 0.037369 | 20.3125 | 10.5647 | 17.0341 | 17.0341 | 27.1862 | 0.037369 | 0 | 2024: 26.4271; 2025: 0.75905; 2026: 0; 2027: 0.63654; 2028: 0; 2029: 0; 2030: 1.301; 2031: 0; 2032: 0; 2033: 26.4271; 2034: 0.75905; 2035: 0; 2036: 0.63654; 2039: 0.0046711; 2040: 0.004406
2018-05-28 06:00 | 5 | 5 | 2 | 0 | 0 | 0.059545 | 0.7507 | 1.5014 | 0.47636 | 20.3125 | 10.5647 | 17.0341 | 17.0341 | 30.497 | 0.47636 | 0 | 2024: 20.821; 2025: 9.676; 2026: 0; 2027: 8.1143; 2028: 0; 2029: 0; 2030: 1.025; 2031: 0; 2032: 0; 2033: 20.821; 2034: 9.676; 2035: 0; 2036: 8.1143; 2039: 0.059545; 2040: 0.066539
2018-05-28 07:00 | 5 | 6 | 2 | 0 | 0 | 0.17158 | 0.77933 | 1.5587 | 1.3726 | 20.3125 | 10.5647 | 17.0341 | 17.0341 | 31.6604 | 1.3726 | 0 | 2024: 3.7789; 2025: 27.8816; 2026: 0; 2027: 23.3816; 2028: 0; 2029: 0; 2030: 0.18604; 2031: 0; 2032: 0; 2033: 3.7789; 2034: 27.8816; 2035: 0; 2036: 23.3816; 2039: 0.17158; 2040: 0.18311
2018-05-28 08:00 | 5 | 7 | 2 | 0 | 0 | 0.36711 | 0.79056 | 1.5811 | 2.9369 | 20.3125 | 10.5647 | 17.0341 | 17.0341 | 32.1166 | 1.5811 | 1.3557 | 2024: 0; 2025: 32.1166; 2026: 14.323; 2027: 50.027; 2028: 1.3557; 2029: 1.3557; 2030: 0; 2031: 0; 2032: 0; 2033: 0; 2034: 32.1166; 2035: 0; 2036: 50.027; 2039: 0.36711; 2040: 0.27659
2018-05-28 09:00 | 5 | 8 | 2 | 0 | 0 | 0.3107 | 0.85478 | 1.7096 | 2.4856 | 20.3125 | 10.5647 | 17.0341 | 17.0341 | 34.7253 | 1.7096 | 0.77606 | 2024: 0; 2025: 34.7253; 2026: 8.1988; 2027: 42.3402; 2028: 0.77606; 2029: 2.1318; 2030: 0; 2031: 0; 2032: 0; 2033: 0; 2034: 34.7253; 2035: 0; 2036: 42.3402; 2039: 0.3107; 2040: 0.45498
2018-05-28 10:00 | 5 | 9 | 2 | 0 | 0 | 0.58455 | 0.90479 | 1.8096 | 4.6764 | 20.3125 | 10.5647 | 17.0341 | 17.0341 | 36.7571 | 1.8096 | 2.8668 | 2024: 0; 2025: 36.7571; 2026: 30.287; 2027: 79.6581; 2028: 2.8668; 2029: 4.9986; 2030: 0; 2031: 0; 2032: 0; 2033: 0; 2034: 36.7571; 2035: 0; 2036: 79.6581; 2039: 0.58455; 2040: 0.63989
2018-05-28 11:00 | 5 | 10 | 2 | 0 | 0 | 0.63975 | 0.96376 | 1.9275 | 5.118 | 20.3125 | 10.5647 | 17.0341 | 17.0341 | 39.1529 | 1.9275 | 3.1905 | 2024: 0; 2025: 39.1529; 2026: 33.7068; 2027: 87.1813; 2028: 3.1905; 2029: 8.1891; 2030: 0; 2031: 0; 2032: 0; 2033: 0; 2034: 39.1529; 2035: 0; 2036: 87.1813; 2039: 0.63975; 2040: 0.55041
2018-05-28 12:00 | 5 | 11 | 2 | 0 | 0 | 0.6617 | 0.9292 | 1.8584 | 5.2936 | 20.3125 | 10.5647 | 17.0341 | 17.0341 | 37.7487 | 1.8584 | 3.4352 | 2024: 0; 2025: 37.7487; 2026: 36.2917; 2027: 90.1714; 2028: 3.4352; 2029: 11.6243; 2030: 0; 2031: 0; 2032: 0; 2033: 0; 2034: 37.7487; 2035: 0; 2036: 90.1714; 2039: 0.6617; 2040: 0.72826
2018-05-28 13:00 | 5 | 12 | 2 | 0 | 0 | 0.63941 | 0.99036 | 1.9807 | 5.1152 | 20.3125 | 10.5647 | 17.0341 | 17.0341 | 40.2334 | 1.9807 | 3.1345 | 2024: 0; 2025: 40.2334; 2026: 33.1154; 2027: 87.1337; 2028: 0.87573; 2029: 12.5; 2030: 0; 2031: 0; 2032: 2.2588; 2033: 0; 2034: 40.2334; 2035: 23.8635; 2036: 87.1337; 2039: 0.63941; 2040: 0.60633
2018-05-28 14:00 | 5 | 13 | 2 | 0 | 0 | 0.58473 | 1.1471 | 2.2942 | 4.6778 | 20.3125 | 10.5647 | 17.0341 | 17.0341 | 46.6011 | 2.2942 | 2.3836 | 2024: 0; 2025: 46.6011; 2026: 25.1825; 2027: 79.6831; 2028: 0; 2029: 12.5; 2030: 0; 2031: 0; 2032: 2.3836; 2033: 0; 2034: 46.6011; 2035: 25.1825; 2036: 79.6831; 2039: 0.58473; 2040: 0.55345
2018-05-28 15:00 | 5 | 14 | 2 | 0 | 0 | 0.49434 | 1.3359 | 2.6718 | 3.9547 | 20.3125 | 10.5647 | 17.0341 | 17.0341 | 54.2705 | 2.6718 | 1.2829 | 2024: 0; 2025: 54.2705; 2026: 13.5535; 2027: 67.3646; 2028: 0; 2029: 12.5; 2030: 0; 2031: 0; 2032: 1.2829; 2033: 0; 2034: 54.2705; 2035: 13.5535; 2036: 67.3646; 2039: 0.49434; 2040: 0.54008
2018-05-28 16:00 | 5 | 15 | 2 | 0 | 1 | 0.3738 | 1.4817 | 2.9633 | 2.9904 | 21.7915 | 12.0437 | 17.0341 | 17.0341 | 64.5754 | 2.9633 | 0.027067 | 2024: 0; 2025: 64.5754; 2026: 0.32599; 2027: 50.9389; 2028: 0; 2029: 12.5; 2030: 0; 2031: 0; 2032: 0.027067; 2033: 0; 2034: 64.5754; 2035: 0.32599; 2036: 50.9389; 2039: 0.3738; 2040: 0.40726
2018-05-28 17:00 | 5 | 16 | 2 | 0 | 1 | 0.22309 | 1.4755 | 2.9509 | 1.7847 | 21.7915 | 12.0437 | 17.0341 | 17.0341 | 64.3055 | 1.7847 | 0 | 2024: 25.4135; 2025: 38.892; 2026: 0; 2027: 30.4015; 2028: 0; 2029: 12.5; 2030: 1.1662; 2031: 1.1662; 2032: 0; 2033: 0; 2034: 64.3055; 2035: 0; 2036: 30.4015; 2039: 0.22309; 2040: 0.24335
2018-05-28 18:00 | 5 | 17 | 2 | 0 | 1 | 0.074694 | 1.4684 | 2.9369 | 0.59755 | 21.7915 | 12.0437 | 17.0341 | 17.0341 | 63.9984 | 0.59755 | 0 | 2024: 50.9769; 2025: 13.0215; 2026: 0; 2027: 10.1787; 2028: 0; 2029: 11.2324; 2030: 2.3393; 2031: 2.3393; 2032: 0; 2033: 0; 2034: 63.9984; 2035: 0; 2036: 10.1787; 2039: 0.074694; 2040: 0.085436
2018-05-28 19:00 | 5 | 18 | 2 | 0 | 1 | 0.0082507 | 1.4467 | 2.8934 | 0.066006 | 21.7915 | 12.0437 | 17.0341 | 17.0341 | 63.0515 | 0.066006 | 0 | 2024: 61.6132; 2025: 1.4384; 2026: 0; 2027: 1.1244; 2028: 0; 2029: 8.6897; 2030: 2.8274; 2031: 2.8274; 2032: 0; 2033: 0; 2034: 63.0515; 2035: 0; 2036: 1.1244; 2039: 0.0082507; 2040: 0.0099077
2018-05-28 20:00 | 5 | 19 | 2 | 0 | 0 | 0 | 1.3197 | 2.6395 | 0 | 20.3125 | 10.5647 | 17.0341 | 17.0341 | 53.6147 | 0 | 0 | 2024: 53.6147; 2025: 0; 2026: 0; 2027: 0; 2028: 0; 2029: 5.6164; 2030: 2.6395; 2031: 2.6395; 2032: 0; 2033: 0; 2034: 53.6147; 2035: 0; 2036: 0; 2039: 0; 2040: 0
2018-05-28 21:00 | 5 | 20 | 2 | 0 | 0 | 0 | 1.0492 | 2.0984 | 0 | 20.3125 | 10.5647 | 17.0341 | 17.0341 | 42.6243 | 0 | 0 | 2024: 42.6243; 2025: 0; 2026: 0; 2027: 0; 2028: 0; 2029: 2.7474; 2030: 2.0984; 2031: 2.0984; 2032: 0; 2033: 0; 2034: 42.6243; 2035: 0; 2036: 0; 2039: 0; 2040: 0
2018-05-28 22:00 | 5 | 21 | 2 | 0 | 0 | 0 | 0.74316 | 1.4863 | 0 | 20.3125 | 10.5647 | 17.0341 | 17.0341 | 30.1911 | 0 | 0 | 2024: 30.1911; 2025: 0; 2026: 0; 2027: 0; 2028: 0; 2029: 0.46649; 2030: 1.4863; 2031: 0.42917; 2032: 0; 2033: 21.4736; 2034: 8.7174; 2035: 0; 2036: 0; 2039: 0; 2040: 0
2018-05-28 23:00 | 5 | 22 | 2 | 0 | 0 | 0 | 0.60845 | 1.2169 | 0 | 20.3125 | 10.5647 | 17.0341 | 17.0341 | 24.7182 | 0 | 0 | 2024: 24.7182; 2025: 0; 2026: 0; 2027: 0; 2028: 0; 2029: 0; 2030: 1.2169; 2031: 0; 2032: 0; 2033: 24.7182; 2034: 0; 2035: 0; 2036: 0; 2039: 0; 2040: 0
2018-05-29 | 5 | 23 | 2 | 0 | 0 | 0 | 0.55362 | 1.1072 | 0 | 20.3125 | 10.5647 | 17.0341 | 17.0341 | 22.4907 | 0 | 0 | 2024: 22.4907; 2025: 0; 2026: 0; 2027: 0; 2028: 0; 2029: 0; 2030: 1.1072; 2031: 0; 2032: 0; 2033: 22.4907; 2034: 0; 2035: 0; 2036: 0; 2039: 0; 2040: 0
2018-05-29 01:00 | 5 | 0 | 3 | 0 | 0 | 0 | 0.49823 | 0.99646 | 0 | 20.3125 | 10.5647 | 17.0341 | 17.0341 | 20.2406 | 0 | 0 | 2024: 20.2406; 2025: 0; 2026: 0; 2027: 0; 2028: 0; 2029: 0; 2030: 0.99646; 2031: 0; 2032: 0; 2033: 20.2406; 2034: 0; 2035: 0; 2036: 0; 2039: 0; 2040: 0
2018-05-29 02:00 | 5 | 1 | 3 | 0 | 0 | 0 | 0.44352 | 0.88704 | 0 | 20.3125 | 10.5647 | 17.0341 | 17.0341 | 18.018 | 0 | 0 | 2024: 18.018; 2025: 0; 2026: 0; 2027: 0; 2028: 0; 2029: 0; 2030: 0.88704; 2031: 0; 2032: 0; 2033: 18.018; 2034: 0; 2035: 0; 2036: 0; 2039: 0; 2040: 0
2018-05-29 03:00 | 5 | 2 | 3 | 0 | 0 | 0 | 0.44521 | 0.89041 | 0 | 20.3125 | 10.5647 | 17.0341 | 17.0341 | 18.0865 | 0 | 0 | 2024: 18.0865; 2025: 0; 2026: 0; 2027: 0; 2028: 0; 2029: 0; 2030: 0.89041; 2031: 0; 2032: 0; 2033: 18.0865; 2034: 0; 2035: 0; 2036: 0; 2039: 0; 2040: 0
2018-05-29 04:00 | 5 | 3 | 3 | 0 | 0 | 0 | 0.4978 | 0.9956 | 0 | 20.3125 | 10.5647 | 17.0341 | 17.0341 | 20.2231 | 0 | 0 | 2024: 20.2231; 2025: 0; 2026: 0; 2027: 0; 2028: 0; 2029: 0; 2030: 0.9956; 2031: 0; 2032: 0; 2033: 20.2231; 2034: 0; 2035: 0; 2036: 0; 2039: 0; 2040: 0
2018-05-29 05:00 | 5 | 4 | 3 | 0 | 0 | 0.0045732 | 0.63946 | 1.2789 | 0.036585 | 20.3125 | 10.5647 | 17.0341 | 17.0341 | 25.9779 | 0.036585 | 0 | 2024: 25.2348; 2025: 0.74314; 2026: 0; 2027: 0.6232; 2028: 0; 2029: 0; 2030: 1.2423; 2031: 0; 2032: 0; 2033: 25.2348; 2034: 0.74314; 2035: 0; 2036: 0.6232; 2039: 0.0045732; 2040: 0.0058987
2018-05-29 06:00 | 5 | 5 | 3 | 0 | 0 | 0.062373 | 0.74384 | 1.4877 | 0.49899 | 20.3125 | 10.5647 | 17.0341 | 17.0341 | 30.2184 | 0.49899 | 0 | 2024: 20.0827; 2025: 10.1357; 2026: 0; 2027: 8.4998; 2028: 0; 2029: 0; 2030: 0.98869; 2031: 0; 2032: 0; 2033: 20.0827; 2034: 10.1357; 2035: 0; 2036: 8.4998; 2039: 0.062373; 2040: 0.075661
2018-05-29 07:00 | 5 | 6 | 3 | 0 | 0 | 0.21531 | 0.81593 | 1.6319 | 1.7225 | 20.3125 | 10.5647 | 17.0341 | 17.0341 | 33.147 | 1.6319 | 0.090611 | 2024: 0; 2025: 33.147; 2026: 0.95728; 2027: 29.3407; 2028: 0.090611; 2029: 0.090611; 2030: 0; 2031: 0; 2032: 0; 2033: 0; 2034: 33.147; 2035: 0; 2036: 29.3407; 2039: 0.21531; 2040: 0.23641
2018-05-29 08:00 | 5 | 7 | 3 | 0 | 0 | 0.36802 | 0.86512 | 1.7302 | 2.9441 | 20.3125 | 10.5647 | 17.0341 | 17.0341 | 35.1457 | 1.7302 | 1.2139 | 2024: 0; 2025: 35.1457; 2026: 12.8245; 2027: 50.151; 2028: 1.2139; 2029: 1.3045; 2030: 0; 2031: 0; 2032: 0; 2033: 0; 2034: 35.1457; 2035: 0; 2036: 50.151; 2039: 0.36802; 2040: 0.40381
2018-05-29 09:00 | 5 | 8 | 3 | 0 | 0 | 0.48673 | 0.88702 | 1.774 | 3.8938 | 20.3125 | 10.5647 | 17.0341 | 17.0341 | 36.0353 | 1.774 | 2.1198 | 2024: 0; 2025: 36.0353; 2026: 22.3949; 2027: 66.328; 2028: 2.1198; 2029: 3.4243; 2030: 0; 2031: 0; 2032: 0; 2033: 0; 2034: 36.0353; 2035: 0; 2036: 66.328; 2039: 0.48673; 2040: 0.53508
2018-05-29 10:00 | 5 | 9 | 3 | 0 | 0 | 0.56886 | 0.88619 | 1.7724 | 4.5509 | 20.3125 | 10.5647 | 17.0341 | 17.0341 | 36.0014 | 1.7724 | 2.7785 | 2024: 0; 2025: 36.0014; 2026: 29.3545; 2027: 77.5209; 2028: 2.7785; 2029: 6.2028; 2030: 0; 2031: 0; 2032: 0; 2033: 0; 2034: 36.0014; 2035: 0; 2036: 77.5209; 2039: 0.56886; 2040: 0.62714
2018-05-29 11:00 | 5 | 10 | 3 | 0 | 0 | 0.61611 | 0.94058 | 1.8812 | 4.9289 | 20.3125 | 10.5647 | 17.0341 | 17.0341 | 38.2109 | 1.8812 | 3.0477 | 2024: 0; 2025: 38.2109; 2026: 32.1983; 2027: 83.959; 2028: 3.0477; 2029: 9.2505; 2030: 0; 2031: 0; 2032: 0; 2033: 0; 2034: 38.2109; 2035: 0; 2036: 83.959; 2039: 0.61611; 2040: 0.68354
2018-05-29 12:00 | 5 | 11 | 3 | 0 | 0 | 0.63839 | 0.88864 | 1.7773 | 5.1071 | 20.3125 | 10.5647 | 17.0341 | 17.0341 | 36.1012 | 1.7773 | 3.3298 | 2024: 0; 2025: 36.1012; 2026: 35.1788; 2027: 86.9954; 2028: 3.2495; 2029: 12.5; 2030: 0; 2031: 0; 2032: 0.080362; 2033: 0; 2034: 36.1012; 2035: 0.84901; 2036: 86.9954; 2039: 0.63839; 2040: 0.66029
2018-05-29 13:00 | 5 | 12 | 3 | 0 | 0 | 0.55346 | 1.004 | 2.008 | 4.4277 | 20.3125 | 10.5647 | 17.0341 | 17.0341 | 40.7881 | 2.008 | 2.4197 | 2024: 0; 2025: 40.7881; 2026: 25.5632; 2027: 75.422; 2028: 0; 2029: 12.5; 2030: 0; 2031: 0; 2032: 2.4197; 2033: 0; 2034: 40.7881; 2035: 25.5632; 2036: 75.422; 2039: 0.55346; 2040: 0.53957
2018-05-29 14:00 | 5 | 13 | 3 | 0 | 0 | 0.34803 | 1.1913 | 2.3827 | 2.7842 | 20.3125 | 10.5647 | 17.0341 | 17.0341 | 48.3985 | 2.3827 | 0.40152 | 2024: 0; 2025: 48.3985; 2026: 4.2419; 2027: 47.4267; 2028: 0; 2029: 12.5; 2030: 0; 2031: 0; 2032: 0.40152; 2033: 0; 2034: 48.3985; 2035: 4.2419; 2036: 47.4267; 2039: 0.34803; 2040: 0.52288
2018-05-29 15:00 | 5 | 14 | 3 | 0 | 0 | 0.39515 | 1.479 | 2.958 | 3.1612 | 20.3125 | 10.5647 | 17.0341 | 17.0341 | 60.0836 | 2.958 | 0.20321 | 2024: 0; 2025: 60.0836; 2026: 2.1468; 2027: 53.8478; 2028: 0; 2029: 12.5; 2030: 0; 2031: 0; 2032: 0.20321; 2033: 0; 2034: 60.0836; 2035: 2.1468; 2036: 53.8478; 2039: 0.39515; 2040: 0.50856
2018-05-29 16:00 | 5 | 15 | 3 | 0 | 1 | 0.35233 | 1.6907 | 3.3815 | 2.8186 | 21.7915 | 12.0437 | 17.0341 | 17.0341 | 73.687 | 2.8186 | 0 | 2024: 12.2647; 2025: 61.4223; 2026: 0; 2027: 48.0131; 2028: 0; 2029: 12.5; 2030: 0.56282; 2031: 0.56282; 2032: 0; 2033: 0; 2034: 73.687; 2035: 0; 2036: 48.0131; 2039: 0.35233; 2040: 0.40091
2018-05-29 17:00 | 5 | 16 | 3 | 0 | 1 | 0.21998 | 1.6228 | 3.2456 | 1.7599 | 21.7915 | 12.0437 | 17.0341 | 17.0341 | 70.7269 | 1.7599 | 0 | 2024: 32.3771; 2025: 38.3499; 2026: 0; 2027: 29.9776; 2028: 0; 2029: 11.8882; 2030: 1.4858; 2031: 1.4858; 2032: 0; 2033: 0; 2034: 70.7269; 2035: 0; 2036: 29.9776; 2039: 0.21998; 2040: 0.23921
2018-05-29 18:00 | 5 | 17 | 3 | 0 | 1 | 0.0039212 | 1.6409 | 3.2818 | 0.03137 | 21.7915 | 12.0437 | 17.0341 | 17.0341 | 71.5154 | 0.03137 | 0 | 2024: 70.8318; 2025: 0.68359; 2026: 0; 2027: 0.53436; 2028: 0; 2029: 10.2733; 2030: 3.2504; 2031: 3.2504; 2032: 0; 2033: 0; 2034: 71.5154; 2035: 0; 2036: 0.53436; 2039: 0.0039212; 2040: 0.048849
2018-05-29 19:00 | 5 | 18 | 3 | 0 | 1 | 0.0083239 | 1.5678 | 3.1356 | 0.066591 | 21.7915 | 12.0437 | 17.0341 | 17.0341 | 68.3299 | 0.066591 | 0 | 2024: 66.8788; 2025: 1.4511; 2026: 0; 2027: 1.1343; 2028: 0; 2029: 6.7402; 2030: 3.069; 2031: 3.069; 2032: 0; 2033: 0; 2034: 68.3299; 2035: 0; 2036: 1.1343; 2039: 0.0083239; 2040: 0.0096313
2018-05-29 20:00 | 5 | 19 | 3 | 0 | 0 | 0 | 1.462 | 2.9241 | 0 | 20.3125 | 10.5647 | 17.0341 | 17.0341 | 59.3954 | 0 | 0 | 2024: 59.3954; 2025: 0; 2026: 0; 2027: 0; 2028: 0; 2029: 3.4043; 2030: 2.9241; 2031: 2.9241; 2032: 0; 2033: 0; 2034: 59.3954; 2035: 0; 2036: 0; 2039: 0; 2040: 0
2018-05-29 21:00 | 5 | 20 | 3 | 0 | 0 | 0 | 1.2514 | 2.5028 | 0 | 20.3125 | 10.5647 | 17.0341 | 17.0341 | 50.8383 | 0 | 0 | 2024: 50.8383; 2025: 0; 2026: 0; 2027: 0; 2028: 0; 2029: 0.22593; 2030: 2.5028; 2031: 0.20786; 2032: 0; 2033: 46.6162; 2034: 4.2221; 2035: 0; 2036: 0; 2039: 0; 2040: 0
2018-05-29 22:00 | 5 | 21 | 3 | 0 | 0 | 0 | 0.90143 | 1.8029 | 0 | 20.3125 | 10.5647 | 17.0341 | 17.0341 | 36.6204 | 0 | 0 | 2024: 36.6204; 2025: 0; 2026: 0; 2027: 0; 2028: 0; 2029: 0; 2030: 1.8029; 2031: 0; 2032: 0; 2033: 36.6204; 2034: 0; 2035: 0; 2036: 0; 2039: 0; 2040: 0
2018-05-29 23:00 | 5 | 22 | 3 | 0 | 0 | 0 | 0.74072 | 1.4814 | 0 | 20.3125 | 10.5647 | 17.0341 | 17.0341 | 30.0919 | 0 | 0 | 2024: 30.0919; 2025: 0; 2026: 0; 2027: 0; 2028: 0; 2029: 0; 2030: 1.4814; 2031: 0; 2032: 0; 2033: 30.0919; 2034: 0; 2035: 0; 2036: 0; 2039: 0; 2040: 0
2018-05-30 | 5 | 23 | 3 | 0 | 0 | 0 | 0.63528 | 1.2706 | 0 | 20.3125 | 10.5647 | 17.0341 | 17.0341 | 25.8083 | 0 | 0 | 2024: 25.8083; 2025: 0; 2026: 0; 2027: 0; 2028: 0; 2029: 0; 2030: 1.2706; 2031: 0; 2032: 0; 2033: 25.8083; 2034: 0; 2035: 0; 2036: 0; 2039: 0; 2040: 0
2018-05-30 01:00 | 5 | 0 | 4 | 0 | 0 | 0 | 0.56894 | 1.1379 | 0 | 20.3125 | 10.5647 | 17.0341 | 17.0341 | 23.113 | 0 | 0 | 2024: 23.113; 2025: 0; 2026: 0; 2027: 0; 2028: 0; 2029: 0; 2030: 1.1379; 2031: 0; 2032: 0; 2033: 23.113; 2034: 0; 2035: 0; 2036: 0; 2039: 0; 2040: 0
2018-05-30 02:00 | 5 | 1 | 4 | 0 | 0 | 0 | 0.53923 | 1.0785 | 0 | 20.3125 | 10.5647 | 17.0341 | 17.0341 | 21.9063 | 0 | 0 | 2024: 21.9063; 2025: 0; 2026: 0; 2027: 0; 2028: 0; 2029: 0; 2030: 1.0785; 2031: 0; 2032: 0; 2033: 21.9063; 2034: 0; 2035: 0; 2036: 0; 2039: 0; 2040: 0
2018-05-30 03:00 | 5 | 2 | 4 | 0 | 0 | 0 | 0.50316 | 1.0063 | 0 | 20.3125 | 10.5647 | 17.0341 | 17.0341 | 20.4411 | 0 | 0 | 2024: 20.4411; 2025: 0; 2026: 0; 2027: 0; 2028: 0; 2029: 0; 2030: 1.0063; 2031: 0; 2032: 0; 2033: 20.4411; 2034: 0; 2035: 0; 2036: 0; 2039: 0; 2040: 0
2018-05-30 04:00 | 5 | 3 | 4 | 0 | 0 | 0 | 0.5385 | 1.077 | 0 | 20.3125 | 10.5647 | 17.0341 | 17.0341 | 21.8765 | 0 | 0 | 2024: 21.8765; 2025: 0; 2026: 0; 2027: 0; 2028: 0; 2029: 0; 2030: 1.077; 2031: 0; 2032: 0; 2033: 21.8765; 2034: 0; 2035: 0; 2036: 0; 2039: 0; 2040: 0
2018-05-30 05:00 | 5 | 4 | 4 | 0 | 0 | 0.0049016 | 0.70152 | 1.403 | 0.039213 | 20.3125 | 10.5647 | 17.0341 | 17.0341 | 28.4992 | 0.039213 | 0 | 2024: 27.7026; 2025: 0.79651; 2026: 0; 2027: 0.66795; 2028: 0; 2029: 0; 2030: 1.3638; 2031: 0; 2032: 0; 2033: 27.7026; 2034: 0.79651; 2035: 0; 2036: 0.66795; 2039: 0.0049016; 2040: 0.0058617
2018-05-30 06:00 | 5 | 5 | 4 | 0 | 0 | 0.066313 | 0.81623 | 1.6325 | 0.5305 | 20.3125 | 10.5647 | 17.0341 | 17.0341 | 33.1594 | 0.5305 | 0 | 2024: 22.3835; 2025: 10.7759; 2026: 0; 2027: 9.0367; 2028: 0; 2029: 0; 2030: 1.102; 2031: 0; 2032: 0; 2033: 22.3835; 2034: 10.7759; 2035: 0; 2036: 9.0367; 2039: 0.066313; 2040: 0.077391
2018-05-30 07:00 | 5 | 6 | 4 | 0 | 0 | 0.18858 | 0.88601 | 1.772 | 1.5086 | 20.3125 | 10.5647 | 17.0341 | 17.0341 | 35.9942 | 1.5086 | 0 | 2024: 5.3504; 2025: 30.6438; 2026: 0; 2027: 25.698; 2028: 0; 2029: 0; 2030: 0.2634; 2031: 0; 2032: 0; 2033: 5.3504; 2034: 30.6438; 2035: 0; 2036: 25.698; 2039: 0.18858; 2040: 0.14251
2018-05-30 08:00 | 5 | 7 | 4 | 0 | 0 | 0.096629 | 1.0274 | 2.0548 | 0.77303 | 20.3125 | 10.5647 | 17.0341 | 17.0341 | 41.7384 | 0.77303 | 0 | 2024: 26.0363; 2025: 15.7021; 2026: 0; 2027: 13.1679; 2028: 0; 2029: 0; 2030: 1.2818; 2031: 0; 2032: 0; 2033: 26.0363; 2034: 15.7021; 2035: 0; 2036: 13.1679; 2039: 0.096629; 2040: 0.15345
2018-05-30 09:00 | 5 | 8 | 4 | 0 | 0 | 0.17662 | 1.006 | 2.0121 | 1.413 | 20.3125 | 10.5647 | 17.0341 | 17.0341 | 40.8707 | 1.413 | 0 | 2024: 12.1698; 2025: 28.7009; 2026: 0; 2027: 24.0687; 2028: 0; 2029: 0; 2030: 0.59913; 2031: 0; 2032: 0; 2033: 12.1698; 2034: 28.7009; 2035: 0; 2036: 24.0687; 2039: 0.17662; 2040: 0.2788
2018-05-30 10:00 | 5 | 9 | 4 | 0 | 0 | 0.3603 | 0.95718 | 1.9144 | 2.8824 | 20.3125 | 10.5647 | 17.0341 | 17.0341 | 38.8854 | 1.9144 | 0.96807 | 2024: 0; 2025: 38.8854; 2026: 10.2274; 2027: 49.0998; 2028: 0.96807; 2029: 0.96807; 2030: 0; 2031: 0; 2032: 0; 2033: 0; 2034: 38.8854; 2035: 0; 2036: 49.0998; 2039: 0.3603; 2040: 0.50295
2018-05-30 11:00 | 5 | 10 | 4 | 0 | 0 | 0.53975 | 1.0259 | 2.0518 | 4.318 | 20.3125 | 10.5647 | 17.0341 | 17.0341 | 41.6775 | 2.0518 | 2.2662 | 2024: 0; 2025: 41.6775; 2026: 23.9417; 2027: 73.5534; 2028: 2.2662; 2029: 3.2343; 2030: 0; 2031: 0; 2032: 0; 2033: 0; 2034: 41.6775; 2035: 0; 2036: 73.5534; 2039: 0.53975; 2040: 0.58828
2018-05-30 12:00 | 5 | 11 | 4 | 0 | 0 | 0.36716 | 1.0284 | 2.0568 | 2.9372 | 20.3125 | 10.5647 | 17.0341 | 17.0341 | 41.7778 | 2.0568 | 0.8805 | 2024: 0; 2025: 41.7778; 2026: 9.3022; 2027: 50.0335; 2028: 0.8805; 2029: 4.1148; 2030: 0; 2031: 0; 2032: 0; 2033: 0; 2034: 41.7778; 2035: 0; 2036: 50.0335; 2039: 0.36716; 2040: 0.21557
2018-05-30 13:00 | 5 | 12 | 4 | 0 | 0 | 0.28394 | 1.1891 | 2.3781 | 2.2715 | 20.3125 | 10.5647 | 17.0341 | 17.0341 | 48.3058 | 2.2715 | 0 | 2024: 2.1651; 2025: 46.1407; 2026: 0; 2027: 38.6938; 2028: 0; 2029: 4.1148; 2030: 0.10659; 2031: 0.10659; 2032: 0; 2033: 0; 2034: 48.3058; 2035: 0; 2036: 38.6938; 2039: 0.28394; 2040: 0.53481
2018-05-30 14:00 | 5 | 13 | 4 | 0 | 0 | 0.44923 | 1.4209 | 2.8418 | 3.5938 | 20.3125 | 10.5647 | 17.0341 | 17.0341 | 57.7241 | 2.8418 | 0.75204 | 2024: 0; 2025: 57.7241; 2026: 7.9451; 2027: 61.2181; 2028: 0.75204; 2029: 4.7509; 2030: 0; 2031: 0; 2032: 0; 2033: 0; 2034: 57.7241; 2035: 0; 2036: 61.2181; 2039: 0.44923; 2040: 0.48899
2018-05-30 15:00 | 5 | 14 | 4 | 0 | 0 | 0.39032 | 1.4964 | 2.9928 | 3.1226 | 20.3125 | 10.5647 | 17.0341 | 17.0341 | 60.7906 | 2.9928 | 0.12979 | 2024: 0; 2025: 60.7906; 2026: 1.3712; 2027: 53.1901; 2028: 0.12979; 2029: 4.8807; 2030: 0; 2031: 0; 2032: 0; 2033: 0; 2034: 60.7906; 2035: 0; 2036: 53.1901; 2039: 0.39032; 2040: 0.44991
2018-05-30 16:00 | 5 | 15 | 4 | 0 | 1 | 0.26482 | 1.6289 | 3.2578 | 2.1186 | 21.7915 | 12.0437 | 17.0341 | 17.0341 | 70.9928 | 2.1186 | 0 | 2024: 24.8261; 2025: 46.1667; 2026: 0; 2027: 36.088; 2028: 0; 2029: 4.8807; 2030: 1.1393; 2031: 1.1393; 2032: 0; 2033: 0; 2034: 70.9928; 2035: 0; 2036: 36.088; 2039: 0.26482; 2040: 0.29733
2018-05-30 17:00 | 5 | 16 | 4 | 0 | 1 | 0.15698 | 1.7004 | 3.4009 | 1.2558 | 21.7915 | 12.0437 | 17.0341 | 17.0341 | 74.1098 | 1.2558 | 0 | 2024: 46.7431; 2025: 27.3668; 2026: 0; 2027: 21.3923; 2028: 0; 2029: 3.6424; 2030: 2.145; 2031: 2.145; 2032: 0; 2033: 0; 2034: 74.1098; 2035: 0; 2036: 21.3923; 2039: 0.15698; 2040: 0.15881
2018-05-30 18:00 | 5 | 17 | 4 | 0 | 1 | 0.05255 | 1.5619 | 3.1237 | 0.4204 | 21.7915 | 12.0437 | 17.0341 | 17.0341 | 68.0708 | 0.4204 | 0 | 2024: 58.9097; 2025: 9.1612; 2026: 0; 2027: 7.1612; 2028: 0; 2029: 1.3109; 2030: 2.7033; 2031: 1.206; 2032: 0; 2033: 32.6291; 2034: 35.4418; 2035: 0; 2036: 7.1612; 2039: 0.05255; 2040: 0.049587
2018-05-30 19:00 | 5 | 18 | 4 | 0 | 1 | 0.0055477 | 1.525 | 3.0499 | 0.044381 | 21.7915 | 12.0437 | 17.0341 | 17.0341 | 66.4629 | 0.044381 | 0 | 2024: 65.4957; 2025: 0.96714; 2026: 0; 2027: 0.756; 2028: 0; 2029: 0; 2030: 3.0056; 2031: 0; 2032: 0; 2033: 65.4957; 2034: 0.96714; 2035: 0; 2036: 0.756; 2039: 0.0055477; 2040: 0.0043717
2018-05-30 20:00 | 5 | 19 | 4 | 0 | 0 | 0 | 1.386 | 2.772 | 0 | 20.3125 | 10.5647 | 17.0341 | 17.0341 | 56.307 | 0 | 0 | 2024: 56.307; 2025: 0; 2026: 0; 2027: 0; 2028: 0; 2029: 0; 2030: 2.772; 2031: 0; 2032: 0; 2033: 56.307; 2034: 0; 2035: 0; 2036: 0; 2039: 0; 2040: 0
2018-05-30 21:00 | 5 | 20 | 4 | 0 | 0 | 0 | 1.0904 | 2.1807 | 0 | 20.3125 | 10.5647 | 17.0341 | 17.0341 | 44.2959 | 0 | 0 | 2024: 44.2959; 2025: 0; 2026: 0; 2027: 0; 2028: 0; 2029: 0; 2030: 2.1807; 2031: 0; 2032: 0; 2033: 44.2959; 2034: 0; 2035: 0; 2036: 0; 2039: 0; 2040: 0
2018-05-30 22:00 | 5 | 21 | 4 | 0 | 0 | 0 | 0.8145 | 1.629 | 0 | 20.3125 | 10.5647 | 17.0341 | 17.0341 | 33.0892 | 0 | 0 | 2024: 33.0892; 2025: 0; 2026: 0; 2027: 0; 2028: 0; 2029: 0; 2030: 1.629; 2031: 0; 2032: 0; 2033: 33.0892; 2034: 0; 2035: 0; 2036: 0; 2039: 0; 2040: 0
2018-05-30 23:00 | 5 | 22 | 4 | 0 | 0 | 0 | 0.68782 | 1.3756 | 0 | 20.3125 | 10.5647 | 17.0341 | 17.0341 | 27.9427 | 0 | 0 | 2024: 27.9427; 2025: 0; 2026: 0; 2027: 0; 2028: 0; 2029: 0; 2030: 1.3756; 2031: 0; 2032: 0; 2033: 27.9427; 2034: 0; 2035: 0; 2036: 0; 2039: 0; 2040: 0
2018-05-31 | 5 | 23 | 4 | 0 | 0 | 0 | 0.63557 | 1.2711 | 0 | 20.3125 | 10.5647 | 17.0341 | 17.0341 | 25.82 | 0 | 0 | 2024: 25.82; 2025: 0; 2026: 0; 2027: 0; 2028: 0; 2029: 0; 2030: 1.2711; 2031: 0; 2032: 0; 2033: 25.82; 2034: 0; 2035: 0; 2036: 0; 2039: 0; 2040: 0
2018-05-31 01:00 | 5 | 0 | 5 | 0 | 0 | 0 | 0.57591 | 1.1518 | 0 | 20.3125 | 10.5647 | 17.0341 | 17.0341 | 23.3964 | 0 | 0 | 2024: 23.3964; 2025: 0; 2026: 0; 2027: 0; 2028: 0; 2029: 0; 2030: 1.1518; 2031: 0; 2032: 0; 2033: 23.3964; 2034: 0; 2035: 0; 2036: 0; 2039: 0; 2040: 0
2018-05-31 02:00 | 5 | 1 | 5 | 0 | 0 | 0 | 0.55248 | 1.105 | 0 | 20.3125 | 10.5647 | 17.0341 | 17.0341 | 22.4444 | 0 | 0 | 2024: 22.4444; 2025: 0; 2026: 0; 2027: 0; 2028: 0; 2029: 0; 2030: 1.105; 2031: 0; 2032: 0; 2033: 22.4444; 2034: 0; 2035: 0; 2036: 0; 2039: 0; 2040: 0
2018-05-31 03:00 | 5 | 2 | 5 | 0 | 0 | 0 | 0.54149 | 1.083 | 0 | 20.3125 | 10.5647 | 17.0341 | 17.0341 | 21.998 | 0 | 0 | 2024: 21.998; 2025: 0; 2026: 0; 2027: 0; 2028: 0; 2029: 0; 2030: 1.083; 2031: 0; 2032: 0; 2033: 21.998; 2034: 0; 2035: 0; 2036: 0; 2039: 0; 2040: 0
2018-05-31 04:00 | 5 | 3 | 5 | 0 | 0 | 0 | 0.59175 | 1.1835 | 0 | 20.3125 | 10.5647 | 17.0341 | 17.0341 | 24.0397 | 0 | 0 | 2024: 24.0397; 2025: 0; 2026: 0; 2027: 0; 2028: 0; 2029: 0; 2030: 1.1835; 2031: 0; 2032: 0; 2033: 24.0397; 2034: 0; 2035: 0; 2036: 0; 2039: 0; 2040: 0
2018-05-31 05:00 | 5 | 4 | 5 | 0 | 0 | 0.004592 | 0.72779 | 1.4556 | 0.036736 | 20.3125 | 10.5647 | 17.0341 | 17.0341 | 29.5664 | 0.036736 | 0 | 2024: 28.8202; 2025: 0.7462; 2026: 0; 2027: 0.62577; 2028: 0; 2029: 0; 2030: 1.4188; 2031: 0; 2032: 0; 2033: 28.8202; 2034: 0.7462; 2035: 0; 2036: 0.62577; 2039: 0.004592; 2040: 0.0060937
2018-05-31 06:00 | 5 | 5 | 5 | 0 | 0 | 0.06838 | 0.90126 | 1.8025 | 0.54704 | 20.3125 | 10.5647 | 17.0341 | 17.0341 | 36.6138 | 0.54704 | 0 | 2024: 25.502; 2025: 11.1118; 2026: 0; 2027: 9.3184; 2028: 0; 2029: 0; 2030: 1.2555; 2031: 0; 2032: 0; 2033: 25.502; 2034: 11.1118; 2035: 0; 2036: 9.3184; 2039: 0.06838; 2040: 0.071567
2018-05-31 07:00 | 5 | 6 | 5 | 0 | 0 | 0.18193 | 1.068 | 2.1361 | 1.4554 | 20.3125 | 10.5647 | 17.0341 | 17.0341 | 43.3895 | 1.4554 | 0 | 2024: 13.8259; 2025: 29.5636; 2026: 0; 2027: 24.7922; 2028: 0; 2029: 0; 2030: 0.68066; 2031: 0; 2032: 0; 2033: 13.8259; 2034: 29.5636; 2035: 0; 2036: 24.7922; 2039: 0.18193; 2040: 0.23119
2018-05-31 08:00 | 5 | 7 | 5 | 0 | 0 | 0.35978 | 1.2412 | 2.4825 | 2.8782 | 20.3125 | 10.5647 | 17.0341 | 17.0341 | 50.4248 | 2.4825 | 0.39579 | 2024: 0; 2025: 50.4248; 2026: 4.1814; 2027: 49.0284; 2028: 0.39579; 2029: 0.39579; 2030: 0; 2031: 0; 2032: 0; 2033: 0; 2034: 50.4248; 2035: 0; 2036: 49.0284; 2039: 0.35978; 2040: 0.39382
2018-05-31 09:00 | 5 | 8 | 5 | 0 | 0 | 0.42467 | 1.4386 | 2.8773 | 3.3974 | 20.3125 | 10.5647 | 17.0341 | 17.0341 | 58.4446 | 2.8773 | 0.52008 | 2024: 0; 2025: 58.4446; 2026: 5.4945; 2027: 57.871; 2028: 0.52008; 2029: 0.91587; 2030: 0; 2031: 0; 2032: 0; 2033: 0; 2034: 58.4446; 2035: 0; 2036: 57.871; 2039: 0.42467; 2040: 0.45607
2018-05-31 10:00 | 5 | 9 | 5 | 0 | 0 | 0.50031 | 1.5448 | 3.0896 | 4.0024 | 20.3125 | 10.5647 | 17.0341 | 17.0341 | 62.7575 | 3.0896 | 0.91285 | 2024: 0; 2025: 62.7575; 2026: 9.644; 2027: 68.1783; 2028: 0.91285; 2029: 1.8287; 2030: 0; 2031: 0; 2032: 0; 2033: 0; 2034: 62.7575; 2035: 0; 2036: 68.1783; 2039: 0.50031; 2040: 0.49209
2018-05-31 11:00 | 5 | 10 | 5 | 0 | 0 | 0.51804 | 1.6651 | 3.3301 | 4.1443 | 20.3125 | 10.5647 | 17.0341 | 17.0341 | 67.6436 | 3.3301 | 0.81414 | 2024: 0; 2025: 67.6436; 2026: 8.6012; 2027: 70.5944; 2028: 0.81414; 2029: 2.6429; 2030: 0; 2031: 0; 2032: 0; 2033: 0; 2034: 67.6436; 2035: 0; 2036: 70.5944; 2039: 0.51804; 2040: 0.5872
2018-05-31 12:00 | 5 | 11 | 5 | 0 | 0 | 0.32895 | 1.6874 | 3.3748 | 2.6316 | 20.3125 | 10.5647 | 17.0341 | 17.0341 | 68.5507 | 2.6316 | 0 | 2024: 15.0968; 2025: 53.4539; 2026: 0; 2027: 44.8266; 2028: 0; 2029: 2.6429; 2030: 0.74323; 2031: 0.74323; 2032: 0; 2033: 0; 2034: 68.5507; 2035: 0; 2036: 44.8266; 2039: 0.32895; 2040: 0.40759
2018-05-31 13:00 | 5 | 12 | 5 | 0 | 0 | 0.45699 | 1.6969 | 3.3937 | 3.6559 | 20.3125 | 10.5647 | 17.0341 | 17.0341 | 68.9345 | 3.3937 | 0.26224 | 2024: 0; 2025: 68.9345; 2026: 2.7704; 2027: 62.2757; 2028: 0.26224; 2029: 2.0972; 2030: 0; 2031: 0; 2032: 0; 2033: 0; 2034: 68.9345; 2035: 0; 2036: 62.2757; 2039: 0.45699; 2040: 0.47213
2018-05-31 14:00 | 5 | 13 | 5 | 0 | 0 | 0.28288 | 1.8369 | 3.6738 | 2.263 | 20.3125 | 10.5647 | 17.0341 | 17.0341 | 74.6236 | 2.263 | 0 | 2024: 28.6561; 2025: 45.9675; 2026: 0; 2027: 38.5485; 2028: 0; 2029: 2.0972; 2030: 1.4108; 2031: 1.4108; 2032: 0; 2033: 0; 2034: 74.6236; 2035: 0; 2036: 38.5485; 2039: 0.28288; 2040: 0.38245
2018-05-31 15:00 | 5 | 14 | 5 | 0 | 0 | 0.059596 | 1.8804 | 3.7608 | 0.47677 | 20.3125 | 10.5647 | 17.0341 | 17.0341 | 76.392 | 0.47677 | 0 | 2024: 66.7077; 2025: 9.6844; 2026: 0; 2027: 8.1214; 2028: 0; 2029: 0.56381; 2030: 3.2841; 2031: 0.5187; 2032: 0; 2033: 56.1715; 2034: 20.2205; 2035: 0; 2036: 8.1214; 2039: 0.059596; 2040: 0.23452
2018-05-31 16:00 | 5 | 15 | 5 | 0 | 1 | 0.31131 | 2.0287 | 4.0574 | 2.4905 | 21.7915 | 12.0437 | 17.0341 | 17.0341 | 88.4164 | 2.4905 | 0 | 2024: 34.1449; 2025: 54.2714; 2026: 0; 2027: 42.4233; 2028: 0; 2029: 0; 2030: 1.5669; 2031: 0; 2032: 0; 2033: 34.1449; 2034: 54.2714; 2035: 0; 2036: 42.4233; 2039: 0.31131; 2040: 0.079701
2018-05-31 17:00 | 5 | 16 | 5 | 0 | 1 | 0.017734 | 1.9869 | 3.9738 | 0.14188 | 21.7915 | 12.0437 | 17.0341 | 17.0341 | 86.5948 | 0.14188 | 0 | 2024: 83.5031; 2025: 3.0917; 2026: 0; 2027: 2.4167; 2028: 0; 2029: 0; 2030: 3.8319; 2031: 0; 2032: 0; 2033: 83.5031; 2034: 3.0917; 2035: 0; 2036: 2.4167; 2039: 0.017734; 2040: 0.010965
2018-05-31 18:00 | 5 | 17 | 5 | 0 | 1 | 0.071571 | 1.8668 | 3.7336 | 0.57257 | 21.7915 | 12.0437 | 17.0341 | 17.0341 | 81.3612 | 0.57257 | 0 | 2024: 68.884; 2025: 12.4771; 2026: 0; 2027: 9.7532; 2028: 0; 2029: 0; 2030: 3.1611; 2031: 0; 2032: 0; 2033: 68.884; 2034: 12.4771; 2035: 0; 2036: 9.7532; 2039: 0.071571; 2040: 0.059014
2018-05-31 19:00 | 5 | 18 | 5 | 0 | 1 | 0.0062886 | 1.6859 | 3.3718 | 0.050308 | 21.7915 | 12.0437 | 17.0341 | 17.0341 | 73.4773 | 0.050308 | 0 | 2024: 72.381; 2025: 1.0963; 2026: 0; 2027: 0.85696; 2028: 0; 2029: 0; 2030: 3.3215; 2031: 0; 2032: 0; 2033: 72.381; 2034: 1.0963; 2035: 0; 2036: 0.85696; 2039: 0.0062886; 2040: 0.005571
2018-05-31 20:00 | 5 | 19 | 5 | 0 | 0 | 0 | 1.47 | 2.94 | 0 | 20.3125 | 10.5647 | 17.0341 | 17.0341 | 59.718 | 0 | 0 | 2024: 59.718; 2025: 0; 2026: 0; 2027: 0; 2028: 0; 2029: 0; 2030: 2.94; 2031: 0; 2032: 0; 2033: 59.718; 2034: 0; 2035: 0; 2036: 0; 2039: 0; 2040: 0
2018-05-31 21:00 | 5 | 20 | 5 | 0 | 0 | 0 | 1.1501 | 2.3002 | 0 | 20.3125 | 10.5647 | 17.0341 | 17.0341 | 46.7219 | 0 | 0 | 2024: 46.7219; 2025: 0; 2026: 0; 2027: 0; 2028: 0; 2029: 0; 2030: 2.3002; 2031: 0; 2032: 0; 2033: 46.7219; 2034: 0; 2035: 0; 2036: 0; 2039: 0; 2040: 0
2018-05-31 22:00 | 5 | 21 | 5 | 0 | 0 | 0 | 0.86825 | 1.7365 | 0 | 20.3125 | 10.5647 | 17.0341 | 17.0341 | 35.2725 | 0 | 0 | 2024: 35.2725; 2025: 0; 2026: 0; 2027: 0; 2028: 0; 2029: 0; 2030: 1.7365; 2031: 0; 2032: 0; 2033: 35.2725; 2034: 0; 2035: 0; 2036: 0; 2039: 0; 2040: 0
2018-05-31 23:00 | 5 | 22 | 5 | 0 | 0 | 0 | 0.74549 | 1.491 | 0 | 20.3125 | 10.5647 | 17.0341 | 17.0341 | 30.2855 | 0 | 0 | 2024: 30.2855; 2025: 0; 2026: 0; 2027: 0; 2028: 0; 2029: 0; 2030: 1.491; 2031: 0; 2032: 0; 2033: 30.2855; 2034: 0; 2035: 0; 2036: 0; 2039: 0; 2040: 0
2018-06-01 | 5 | 23 | 5 | 0 | 0 | 0 | 0.64145 | 1.2829 | 0 | 20.3125 | 10.5647 | 17.0341 | 17.0341 | 26.059 | 0 | 0 | 2024: 26.059; 2025: 0; 2026: 0; 2027: 0; 2028: 0; 2029: 0; 2030: 1.2829; 2031: 0; 2032: 0; 2033: 26.059; 2034: 0; 2035: 0; 2036: 0; 2039: 0; 2040: 0
2018-06-01 01:00 | 6 | 0 | 6 | 0 | 0 | 0 | 0.5753 | 1.1506 | 0 | 20.3125 | 10.5647 | 17.0341 | 17.0341 | 23.3715 | 0 | 0 | 2024: 23.3715; 2025: 0; 2026: 0; 2027: 0; 2028: 0; 2029: 0; 2030: 1.1506; 2031: 0; 2032: 0; 2033: 23.3715; 2034: 0; 2035: 0; 2036: 0; 2039: 0; 2040: 0
2018-06-01 02:00 | 6 | 1 | 6 | 0 | 0 | 0 | 0.54994 | 1.0999 | 0 | 20.3125 | 10.5647 | 17.0341 | 17.0341 | 22.3413 | 0 | 0 | 2024: 22.3413; 2025: 0; 2026: 0; 2027: 0; 2028: 0; 2029: 0; 2030: 1.0999; 2031: 0; 2032: 0; 2033: 22.3413; 2034: 0; 2035: 0; 2036: 0; 2039: 0; 2040: 0
2018-06-01 03:00 | 6 | 2 | 6 | 0 | 0 | 0 | 0.51993 | 1.0399 | 0 | 20.3125 | 10.5647 | 17.0341 | 17.0341 | 21.122 | 0 | 0 | 2024: 21.122; 2025: 0; 2026: 0; 2027: 0; 2028: 0; 2029: 0; 2030: 1.0399; 2031: 0; 2032: 0; 2033: 21.122; 2034: 0; 2035: 0; 2036: 0; 2039: 0; 2040: 0
2018-06-01 04:00 | 6 | 3 | 6 | 0 | 0 | 0 | 0.54029 | 1.0806 | 0 | 20.3125 | 10.5647 | 17.0341 | 17.0341 | 21.9493 | 0 | 0 | 2024: 21.9493; 2025: 0; 2026: 0; 2027: 0; 2028: 0; 2029: 0; 2030: 1.0806; 2031: 0; 2032: 0; 2033: 21.9493; 2034: 0; 2035: 0; 2036: 0; 2039: 0; 2040: 0
2018-06-01 05:00 | 6 | 4 | 6 | 0 | 0 | 0 | 0.68392 | 1.3678 | 0 | 20.3125 | 10.5647 | 17.0341 | 17.0341 | 27.7844 | 0 | 0 | 2024: 27.7844; 2025: 0; 2026: 0; 2027: 0; 2028: 0; 2029: 0; 2030: 1.3678; 2031: 0; 2032: 0; 2033: 27.7844; 2034: 0; 2035: 0; 2036: 0; 2039: 0; 2040: 0.00608
2018-06-01 06:00 | 6 | 5 | 6 | 0 | 0 | 0.065766 | 0.8091 | 1.6182 | 0.52613 | 20.3125 | 10.5647 | 17.0341 | 17.0341 | 32.8695 | 0.52613 | 0 | 2024: 22.1826; 2025: 10.687; 2026: 0; 2027: 8.9621; 2028: 0; 2029: 0; 2030: 1.0921; 2031: 0; 2032: 0; 2033: 22.1826; 2034: 10.687; 2035: 0; 2036: 8.9621; 2039: 0.065766; 2040: 0.076506
2018-06-01 07:00 | 6 | 6 | 6 | 0 | 0 | 0.051165 | 0.85969 | 1.7194 | 0.40932 | 20.3125 | 10.5647 | 17.0341 | 17.0341 | 34.9251 | 0.40932 | 0 | 2024: 26.6108; 2025: 8.3143; 2026: 0; 2027: 6.9724; 2028: 0; 2029: 0; 2030: 1.3101; 2031: 0; 2032: 0; 2033: 26.6108; 2034: 8.3143; 2035: 0; 2036: 6.9724; 2039: 0.051165; 2040: 0.26456
2018-06-01 08:00 | 6 | 7 | 6 | 0 | 0 | 0.11874 | 0.87043 | 1.7409 | 0.94989 | 20.3125 | 10.5647 | 17.0341 | 17.0341 | 35.3611 | 0.94989 | 0 | 2024: 16.0665; 2025: 19.2946; 2026: 0; 2027: 16.1805; 2028: 0; 2029: 0; 2030: 0.79097; 2031: 0; 2032: 0; 2033: 16.0665; 2034: 19.2946; 2035: 0; 2036: 16.1805; 2039: 0.11874; 2040: 0.45753
2018-06-01 09:00 | 6 | 8 | 6 | 0 | 0 | 0.18201 | 0.85108 | 1.7022 | 1.4561 | 20.3125 | 10.5647 | 17.0341 | 17.0341 | 34.575 | 1.4561 | 0 | 2024: 4.998; 2025: 29.577; 2026: 0; 2027: 24.8033; 2028: 0; 2029: 0; 2030: 0.24606; 2031: 0; 2032: 0; 2033: 4.998; 2034: 29.577; 2035: 0; 2036: 24.8033; 2039: 0.18201; 2040: 0.60824
2018-06-01 10:00 | 6 | 9 | 6 | 0 | 0 | 0.18277 | 0.90539 | 1.8108 | 1.4622 | 20.3125 | 10.5647 | 17.0341 | 17.0341 | 36.7813 | 1.4622 | 0 | 2024: 7.081; 2025: 29.7003; 2026: 0; 2027: 24.9068; 2028: 0; 2029: 0; 2030: 0.3486; 2031: 0; 2032: 0; 2033: 7.081; 2034: 29.7003; 2035: 0; 2036: 24.9068; 2039: 0.18277; 2040: 0.72152
2018-06-01 11:00 | 6 | 10 | 6 | 0 | 0 | 0.10884 | 0.97029 | 1.9406 | 0.87075 | 20.3125 | 10.5647 | 17.0341 | 17.0341 | 39.4182 | 0.87075 | 0 | 2024: 21.731; 2025: 17.6872; 2026: 0; 2027: 14.8325; 2028: 0; 2029: 0; 2030: 1.0698; 2031: 0; 2032: 0; 2033: 21.731; 2034: 17.6872; 2035: 0; 2036: 14.8325; 2039: 0.10884; 2040: 0.64913
2018-06-01 12:00 | 6 | 11 | 6 | 0 | 0 | 0.34424 | 1.0558 | 2.1116 | 2.7539 | 20.3125 | 10.5647 | 17.0341 | 17.0341 | 42.8919 | 2.1116 | 0.64234 | 2024: 0; 2025: 42.8919; 2026: 6.7862; 2027: 46.9111; 2028: 0.64234; 2029: 0.64234; 2030: 0; 2031: 0; 2032: 0; 2033: 0; 2034: 42.8919; 2035: 0; 2036: 46.9111; 2039: 0.34424; 2040: 0.76923
2018-06-01 13:00 | 6 | 12 | 6 | 0 | 0 | 0.3749 | 1.0832 | 2.1664 | 2.9992 | 20.3125 | 10.5647 | 17.0341 | 17.0341 | 44.0048 | 2.1664 | 0.83279 | 2024: 0; 2025: 44.0048; 2026: 8.7983; 2027: 51.0885; 2028: 0.83279; 2029: 1.4751; 2030: 0; 2031: 0; 2032: 0; 2033: 0; 2034: 44.0048; 2035: 0; 2036: 51.0885; 2039: 0.3749; 2040: 0.55458
2018-06-01 14:00 | 6 | 13 | 6 | 0 | 0 | 0.30526 | 1.2092 | 2.4184 | 2.4421 | 20.3125 | 10.5647 | 17.0341 | 17.0341 | 49.124 | 2.4184 | 0.023667 | 2024: 0; 2025: 49.124; 2026: 0.25004; 2027: 41.5987; 2028: 0.023667; 2029: 1.4988; 2030: 0; 2031: 0; 2032: 0; 2033: 0; 2034: 49.124; 2035: 0; 2036: 41.5987; 2039: 0.30526; 2040: 0.62843
2018-06-01 15:00 | 6 | 14 | 6 | 0 | 0 | 0.16445 | 1.3576 | 2.7152 | 1.3156 | 20.3125 | 10.5647 | 17.0341 | 17.0341 | 55.1518 | 1.3156 | 0 | 2024: 28.4279; 2025: 26.7239; 2026: 0; 2027: 22.4108; 2028: 0; 2029: 1.4988; 2030: 1.3995; 2031: 1.3789; 2032: 0; 2033: 0.41901; 2034: 54.7328; 2035: 0; 2036: 22.4108; 2039: 0.16445; 2040: 0.47067
2018-06-01 16:00 | 6 | 15 | 6 | 0 | 1 | 0.14394 | 1.4905 | 2.9811 | 1.1516 | 21.7915 | 12.0437 | 17.0341 | 17.0341 | 64.9625 | 1.1516 | 0 | 2024: 39.8685; 2025: 25.094; 2026: 0; 2027: 19.6157; 2028: 0; 2029: 0; 2030: 1.8295; 2031: 0; 2032: 0; 2033: 39.8685; 2034: 25.094; 2035: 0; 2036: 19.6157; 2039: 0.14394; 2040: 0.47099
2018-06-01 17:00 | 6 | 16 | 6 | 0 | 1 | 0.061258 | 1.6042 | 3.2085 | 0.49006 | 21.7915 | 12.0437 | 17.0341 | 17.0341 | 69.9174 | 0.49006 | 0 | 2024: 59.2382; 2025: 10.6792; 2026: 0; 2027: 8.3478; 2028: 0; 2029: 0; 2030: 2.7184; 2031: 0; 2032: 0; 2033: 59.2382; 2034: 10.6792; 2035: 0; 2036: 8.3478; 2039: 0.061258; 2040: 0.20516
2018-06-01 18:00 | 6 | 17 | 6 | 0 | 1 | 0.01775 | 1.5107 | 3.0215 | 0.142 | 21.7915 | 12.0437 | 17.0341 | 17.0341 | 65.8428 | 0.142 | 0 | 2024: 62.7484; 2025: 3.0945; 2026: 0; 2027: 2.4189; 2028: 0; 2029: 0; 2030: 2.8795; 2031: 0; 2032: 0; 2033: 62.7484; 2034: 3.0945; 2035: 0; 2036: 2.4189; 2039: 0.01775; 2040: 0.087429
2018-06-01 19:00 | 6 | 18 | 6 | 0 | 1 | 0.0065113 | 1.4505 | 2.9011 | 0.05209 | 21.7915 | 12.0437 | 17.0341 | 17.0341 | 63.2186 | 0.05209 | 0 | 2024: 62.0835; 2025: 1.1351; 2026: 0; 2027: 0.88731; 2028: 0; 2029: 0; 2030: 2.849; 2031: 0; 2032: 0; 2033: 62.0835; 2034: 1.1351; 2035: 0; 2036: 0.88731; 2039: 0.0065113; 2040: 0.011272
2018-06-01 20:00 | 6 | 19 | 6 | 0 | 0 | 0 | 1.3765 | 2.7529 | 0 | 20.3125 | 10.5647 | 17.0341 | 17.0341 | 55.9186 | 0 | 0 | 2024: 55.9186; 2025: 0; 2026: 0; 2027: 0; 2028: 0; 2029: 0; 2030: 2.7529; 2031: 0; 2032: 0; 2033: 55.9186; 2034: 0; 2035: 0; 2036: 0; 2039: 0; 2040: 0
2018-06-01 21:00 | 6 | 20 | 6 | 0 | 0 | 0 | 1.1366 | 2.2733 | 0 | 20.3125 | 10.5647 | 17.0341 | 17.0341 | 46.1756 | 0 | 0 | 2024: 46.1756; 2025: 0; 2026: 0; 2027: 0; 2028: 0; 2029: 0; 2030: 2.2733; 2031: 0; 2032: 0; 2033: 46.1756; 2034: 0; 2035: 0; 2036: 0; 2039: 0; 2040: 0
2018-06-01 22:00 | 6 | 21 | 6 | 0 | 0 | 0 | 0.83953 | 1.6791 | 0 | 20.3125 | 10.5647 | 17.0341 | 17.0341 | 34.1058 | 0 | 0 | 2024: 34.1058; 2025: 0; 2026: 0; 2027: 0; 2028: 0; 2029: 0; 2030: 1.6791; 2031: 0; 2032: 0; 2033: 34.1058; 2034: 0; 2035: 0; 2036: 0; 2039: 0; 2040: 0
2018-06-01 23:00 | 6 | 22 | 6 | 0 | 0 | 0 | 0.7643 | 1.5286 | 0 | 20.3125 | 10.5647 | 17.0341 | 17.0341 | 31.0499 | 0 | 0 | 2024: 31.0499; 2025: 0; 2026: 0; 2027: 0; 2028: 0; 2029: 0; 2030: 1.5286; 2031: 0; 2032: 0; 2033: 31.0499; 2034: 0; 2035: 0; 2036: 0; 2039: 0; 2040: 0
2018-06-02 | 6 | 23 | 6 | 0 | 0 | 0 | 0.64252 | 1.285 | 0 | 20.3125 | 10.5647 | 17.0341 | 17.0341 | 26.1025 | 0 | 0 | 2024: 26.1025; 2025: 0; 2026: 0; 2027: 0; 2028: 0; 2029: 0; 2030: 1.285; 2031: 0; 2032: 0; 2033: 26.1025; 2034: 0; 2035: 0; 2036: 0; 2039: 0; 2040: 0
2018-06-02 01:00 | 6 | 0 | 7 | 0 | 0 | 0 | 0.59326 | 1.1865 | 0 | 20.3125 | 10.5647 | 17.0341 | 17.0341 | 24.1013 | 0 | 0 | 2024: 24.1013; 2025: 0; 2026: 0; 2027: 0; 2028: 0; 2029: 0; 2030: 1.1865; 2031: 0; 2032: 0; 2033: 24.1013; 2034: 0; 2035: 0; 2036: 0; 2039: 0; 2040: 0
2018-06-02 02:00 | 6 | 1 | 7 | 0 | 0 | 0 | 0.55488 | 1.1098 | 0 | 20.3125 | 10.5647 | 17.0341 | 17.0341 | 22.542 | 0 | 0 | 2024: 22.542; 2025: 0; 2026: 0; 2027: 0; 2028: 0; 2029: 0; 2030: 1.1098; 2031: 0; 2032: 0; 2033: 22.542; 2034: 0; 2035: 0; 2036: 0; 2039: 0; 2040: 0
2018-06-02 03:00 | 6 | 2 | 7 | 0 | 0 | 0 | 0.55226 | 1.1045 | 0 | 20.3125 | 10.5647 | 17.0341 | 17.0341 | 22.4355 | 0 | 0 | 2024: 22.4355; 2025: 0; 2026: 0; 2027: 0; 2028: 0; 2029: 0; 2030: 1.1045; 2031: 0; 2032: 0; 2033: 22.4355; 2034: 0; 2035: 0; 2036: 0; 2039: 0; 2040: 0
2018-06-02 04:00 | 6 | 3 | 7 | 0 | 0 | 0 | 0.55204 | 1.1041 | 0 | 20.3125 | 10.5647 | 17.0341 | 17.0341 | 22.4265 | 0 | 0 | 2024: 22.4265; 2025: 0; 2026: 0; 2027: 0; 2028: 0; 2029: 0; 2030: 1.1041; 2031: 0; 2032: 0; 2033: 22.4265; 2034: 0; 2035: 0; 2036: 0; 2039: 0; 2040: 0
2018-06-02 05:00 | 6 | 4 | 7 | 0 | 0 | 0.003158 | 0.5988 | 1.1976 | 0.025264 | 20.3125 | 10.5647 | 17.0341 | 17.0341 | 24.3263 | 0.025264 | 0 | 2024: 23.8131; 2025: 0.51317; 2026: 0; 2027: 0.43035; 2028: 0; 2029: 0; 2030: 1.1723; 2031: 0; 2032: 0; 2033: 23.8131; 2034: 0.51317; 2035: 0; 2036: 0.43035; 2039: 0.003158; 2040: 0.007805
2018-06-02 06:00 | 6 | 5 | 7 | 0 | 0 | 0.045792 | 0.70077 | 1.4015 | 0.36634 | 20.3125 | 10.5647 | 17.0341 | 17.0341 | 28.4689 | 0.36634 | 0 | 2024: 21.0277; 2025: 7.4412; 2026: 0; 2027: 6.2402; 2028: 0; 2029: 0; 2030: 1.0352; 2031: 0; 2032: 0; 2033: 21.0277; 2034: 7.4412; 2035: 0; 2036: 6.2402; 2039: 0.045792; 2040: 0.072325
2018-06-02 07:00 | 6 | 6 | 7 | 0 | 0 | 0.019783 | 0.79946 | 1.5989 | 0.15827 | 20.3125 | 10.5647 | 17.0341 | 17.0341 | 32.4779 | 0.15827 | 0 | 2024: 29.2631; 2025: 3.2148; 2026: 0; 2027: 2.6959; 2028: 0; 2029: 0; 2030: 1.4406; 2031: 0; 2032: 0; 2033: 29.2631; 2034: 3.2148; 2035: 0; 2036: 2.6959; 2039: 0.019783; 2040: 0.22753
2018-06-02 08:00 | 6 | 7 | 7 | 0 | 0 | 0.15558 | 0.88237 | 1.7647 | 1.2447 | 20.3125 | 10.5647 | 17.0341 | 17.0341 | 35.8461 | 1.2447 | 0 | 2024: 10.564; 2025: 25.2821; 2026: 0; 2027: 21.2016; 2028: 0; 2029: 0; 2030: 0.52008; 2031: 0; 2032: 0; 2033: 10.564; 2034: 25.2821; 2035: 0; 2036: 21.2016; 2039: 0.15558; 2040: 0.39635
2018-06-02 09:00 | 6 | 8 | 7 | 0 | 0 | 0.17566 | 0.92525 | 1.8505 | 1.4053 | 20.3125 | 10.5647 | 17.0341 | 17.0341 | 37.5883 | 1.4053 | 0 | 2024: 9.0438; 2025: 28.5444; 2026: 0; 2027: 23.9375; 2028: 0; 2029: 0; 2030: 0.44523; 2031: 0; 2032: 0; 2033: 9.0438; 2034: 28.5444; 2035: 0; 2036: 23.9375; 2039: 0.17566; 2040: 0.49843
2018-06-02 10:00 | 6 | 9 | 7 | 0 | 0 | 0.19883 | 0.99855 | 1.9971 | 1.5906 | 20.3125 | 10.5647 | 17.0341 | 17.0341 | 40.5659 | 1.5906 | 0 | 2024: 8.256; 2025: 32.3099; 2026: 0; 2027: 27.0952; 2028: 0; 2029: 0; 2030: 0.40645; 2031: 0; 2032: 0; 2033: 8.256; 2034: 32.3099; 2035: 0; 2036: 27.0952; 2039: 0.19883; 2040: 0.59653
2018-06-02 11:00 | 6 | 10 | 7 | 0 | 0 | 0.46666 | 1.1531 | 2.3063 | 3.7333 | 20.3125 | 10.5647 | 17.0341 | 17.0341 | 46.8462 | 2.3063 | 1.427 | 2024: 0; 2025: 46.8462; 2026: 15.0757; 2027: 63.5928; 2028: 1.427; 2029: 1.427; 2030: 0; 2031: 0; 2032: 0; 2033: 0; 2034: 46.8462; 2035: 0; 2036: 63.5928; 2039: 0.46666; 2040: 0.67759
2018-06-02 12:00 | 6 | 11 | 7 | 0 | 0 | 0.17319 | 1.152 | 2.304 | 1.3855 | 20.3125 | 10.5647 | 17.0341 | 17.0341 | 46.7992 | 1.3855 | 0 | 2024: 18.6566; 2025: 28.1426; 2026: 0; 2027: 23.6005; 2028: 0; 2029: 1.427; 2030: 0.91848; 2031: 0.91848; 2032: 0; 2033: 0; 2034: 46.7992; 2035: 0; 2036: 23.6005; 2039: 0.17319; 2040: 0.54543
2018-06-02 13:00 | 6 | 12 | 7 | 0 | 0 | 0.52482 | 1.0555 | 2.1111 | 4.1985 | 20.3125 | 10.5647 | 17.0341 | 17.0341 | 42.8807 | 2.1111 | 2.0875 | 2024: 0; 2025: 42.8807; 2026: 22.0538; 2027: 71.5186; 2028: 2.0875; 2029: 2.5161; 2030: 0; 2031: 0; 2032: 0; 2033: 0; 2034: 42.8807; 2035: 0; 2036: 71.5186; 2039: 0.52482; 2040: 0.59771
2018-06-02 14:00 | 6 | 13 | 7 | 0 | 0 | 0.15973 | 1.1979 | 2.3959 | 1.2778 | 20.3125 | 10.5647 | 17.0341 | 17.0341 | 48.6661 | 1.2778 | 0 | 2024: 22.7103; 2025: 25.9558; 2026: 0; 2027: 21.7666; 2028: 0; 2029: 2.5161; 2030: 1.118; 2031: 1.118; 2032: 0; 2033: 0; 2034: 48.6661; 2035: 0; 2036: 21.7666; 2039: 0.15973; 2040: 0.57165
2018-06-02 15:00 | 6 | 14 | 7 | 0 | 0 | 0.30283 | 1.381 | 2.7619 | 2.4226 | 20.3125 | 10.5647 | 17.0341 | 17.0341 | 56.1016 | 2.4226 | 0 | 2024: 6.8917; 2025: 49.2099; 2026: 0; 2027: 41.2676; 2028: 0; 2029: 1.3009; 2030: 0.33928; 2031: 0.33928; 2032: 0; 2033: 0; 2034: 56.1016; 2035: 0; 2036: 41.2676; 2039: 0.30283; 2040: 0.45158
2018-06-02 16:00 | 6 | 15 | 7 | 0 | 1 | 0.2179 | 1.3781 | 2.7562 | 1.7432 | 21.7915 | 12.0437 | 17.0341 | 17.0341 | 60.0622 | 1.7432 | 0 | 2024: 22.0747; 2025: 37.9874; 2026: 0; 2027: 29.6943; 2028: 0; 2029: 0.93207; 2030: 1.013; 2031: 0.85751; 2032: 0; 2033: 3.3883; 2034: 56.6738; 2035: 0; 2036: 29.6943; 2039: 0.2179; 2040: 0.34679
2018-06-02 17:00 | 6 | 16 | 7 | 0 | 1 | 0.18794 | 1.1873 | 2.3745 | 1.5035 | 21.7915 | 12.0437 | 17.0341 | 17.0341 | 51.744 | 1.5035 | 0 | 2024: 18.9797; 2025: 32.7643; 2026: 0; 2027: 25.6114; 2028: 0; 2029: 0; 2030: 0.87097; 2031: 0; 2032: 0; 2033: 18.9797; 2034: 32.7643; 2035: 0; 2036: 25.6114; 2039: 0.18794; 2040: 0.1949
2018-06-02 18:00 | 6 | 17 | 7 | 0 | 1 | 0.079284 | 1.0521 | 2.1042 | 0.63427 | 21.7915 | 12.0437 | 17.0341 | 17.0341 | 45.8538 | 0.63427 | 0 | 2024: 32.0321; 2025: 13.8217; 2026: 0; 2027: 10.8042; 2028: 0; 2029: 0; 2030: 1.4699; 2031: 0; 2032: 0; 2033: 32.0321; 2034: 13.8217; 2035: 0; 2036: 10.8042; 2039: 0.079284; 2040: 0.075523
2018-06-02 19:00 | 6 | 18 | 7 | 0 | 1 | 0.0066762 | 1.0031 | 2.0062 | 0.05341 | 21.7915 | 12.0437 | 17.0341 | 17.0341 | 43.7191 | 0.05341 | 0 | 2024: 42.5552; 2025: 1.1639; 2026: 0; 2027: 0.90979; 2028: 0; 2029: 0; 2030: 1.9528; 2031: 0; 2032: 0; 2033: 42.5552; 2034: 1.1639; 2035: 0; 2036: 0.90979; 2039: 0.0066762; 2040: 0.0097953
2018-06-02 20:00 | 6 | 19 | 7 | 0 | 0 | 0 | 0.94479 | 1.8896 | 0 | 20.3125 | 10.5647 | 17.0341 | 17.0341 | 38.382 | 0 | 0 | 2024: 38.382; 2025: 0; 2026: 0; 2027: 0; 2028: 0; 2029: 0; 2030: 1.8896; 2031: 0; 2032: 0; 2033: 38.382; 2034: 0; 2035: 0; 2036: 0; 2039: 0; 2040: 0
2018-06-02 21:00 | 6 | 20 | 7 | 0 | 0 | 0 | 0.77874 | 1.5575 | 0 | 20.3125 | 10.5647 | 17.0341 | 17.0341 | 31.6361 | 0 | 0 | 2024: 31.6361; 2025: 0; 2026: 0; 2027: 0; 2028: 0; 2029: 0; 2030: 1.5575; 2031: 0; 2032: 0; 2033: 31.6361; 2034: 0; 2035: 0; 2036: 0; 2039: 0; 2040: 0
2018-06-02 22:00 | 6 | 21 | 7 | 0 | 0 | 0 | 0.59985 | 1.1997 | 0 | 20.3125 | 10.5647 | 17.0341 | 17.0341 | 24.369 | 0 | 0 | 2024: 24.369; 2025: 0; 2026: 0; 2027: 0; 2028: 0; 2029: 0; 2030: 1.1997; 2031: 0; 2032: 0; 2033: 24.369; 2034: 0; 2035: 0; 2036: 0; 2039: 0; 2040: 0
2018-06-02 23:00 | 6 | 22 | 7 | 0 | 0 | 0 | 0.5348 | 1.0696 | 0 | 20.3125 | 10.5647 | 17.0341 | 17.0341 | 21.7264 | 0 | 0 | 2024: 21.7264; 2025: 0; 2026: 0; 2027: 0; 2028: 0; 2029: 0; 2030: 1.0696; 2031: 0; 2032: 0; 2033: 21.7264; 2034: 0; 2035: 0; 2036: 0; 2039: 0; 2040: 0
2018-06-03 | 6 | 23 | 7 | 0 | 0 | 0 | 0.48484 | 0.96967 | 0 | 20.3125 | 10.5647 | 17.0341 | 17.0341 | 19.6964 | 0 | 0 | 2024: 19.6964; 2025: 0; 2026: 0; 2027: 0; 2028: 0; 2029: 0; 2030: 0.96967; 2031: 0; 2032: 0; 2033: 19.6964; 2034: 0; 2035: 0; 2036: 0; 2039: 0; 2040: 0
2018-06-03 01:00 | 6 | 0 | 1 | 0 | 0 | 0 | 0.44859 | 0.89718 | 0 | 20.3125 | 10.5647 | 17.0341 | 17.0341 | 18.2239 | 0 | 0 | 2024: 18.2239; 2025: 0; 2026: 0; 2027: 0; 2028: 0; 2029: 0; 2030: 0.89718; 2031: 0; 2032: 0; 2033: 18.2239; 2034: 0; 2035: 0; 2036: 0; 2039: 0; 2040: 0
2018-06-03 02:00 | 6 | 1 | 1 | 0 | 0 | 0 | 0.43892 | 0.87784 | 0 | 20.3125 | 10.5647 | 17.0341 | 17.0341 | 17.831 | 0 | 0 | 2024: 17.831; 2025: 0; 2026: 0; 2027: 0; 2028: 0; 2029: 0; 2030: 0.87784; 2031: 0; 2032: 0; 2033: 17.831; 2034: 0; 2035: 0; 2036: 0; 2039: 0; 2040: 0
2018-06-03 03:00 | 6 | 2 | 1 | 0 | 0 | 0 | 0.44425 | 0.88851 | 0 | 20.3125 | 10.5647 | 17.0341 | 17.0341 | 18.0478 | 0 | 0 | 2024: 18.0478; 2025: 0; 2026: 0; 2027: 0; 2028: 0; 2029: 0; 2030: 0.88851; 2031: 0; 2032: 0; 2033: 18.0478; 2034: 0; 2035: 0; 2036: 0; 2039: 0; 2040: 0
2018-06-03 04:00 | 6 | 3 | 1 | 0 | 0 | 0 | 0.46842 | 0.93684 | 0 | 20.3125 | 10.5647 | 17.0341 | 17.0341 | 19.0295 | 0 | 0 | 2024: 19.0295; 2025: 0; 2026: 0; 2027: 0; 2028: 0; 2029: 0; 2030: 0.93684; 2031: 0; 2032: 0; 2033: 19.0295; 2034: 0; 2035: 0; 2036: 0; 2039: 0; 2040: 0
2018-06-03 05:00 | 6 | 4 | 1 | 0 | 0 | 0.0028911 | 0.54566 | 1.0913 | 0.023128 | 20.3125 | 10.5647 | 17.0341 | 17.0341 | 22.1675 | 0.023128 | 0 | 2024: 21.6977; 2025: 0.4698; 2026: 0; 2027: 0.39397; 2028: 0; 2029: 0; 2030: 1.0682; 2031: 0; 2032: 0; 2033: 21.6977; 2034: 0.4698; 2035: 0; 2036: 0.39397; 2039: 0.0028911; 2040: 0.0076903
2018-06-03 06:00 | 6 | 5 | 1 | 0 | 0 | 0.00060881 | 0.64805 | 1.2961 | 0.0048705 | 20.3125 | 10.5647 | 17.0341 | 17.0341 | 26.3271 | 0.0048705 | 0 | 2024: 26.2282; 2025: 0.098932; 2026: 0; 2027: 0.082965; 2028: 0; 2029: 0; 2030: 1.2912; 2031: 0; 2032: 0; 2033: 26.2282; 2034: 0.098932; 2035: 0; 2036: 0.082965; 2039: 0.00060881; 2040: 0.080713
2018-06-03 07:00 | 6 | 6 | 1 | 0 | 0 | 0.13007 | 0.77475 | 1.5495 | 1.0405 | 20.3125 | 10.5647 | 17.0341 | 17.0341 | 31.4741 | 1.0405 | 0 | 2024: 10.338; 2025: 21.1361; 2026: 0; 2027: 17.7248; 2028: 0; 2029: 0; 2030: 0.50895; 2031: 0; 2032: 0; 2033: 10.338; 2034: 21.1361; 2035: 0; 2036: 17.7248; 2039: 0.13007; 2040: 0.25684
2018-06-03 08:00 | 6 | 7 | 1 | 0 | 0 | 0.1384 | 0.84922 | 1.6984 | 1.1072 | 20.3125 | 10.5647 | 17.0341 | 17.0341 | 34.4994 | 1.1072 | 0 | 2024: 12.01; 2025: 22.4894; 2026: 0; 2027: 18.8597; 2028: 0; 2029: 0; 2030: 0.59126; 2031: 0; 2032: 0; 2033: 12.01; 2034: 22.4894; 2035: 0; 2036: 18.8597; 2039: 0.1384; 2040: 0.4387
2018-06-03 09:00 | 6 | 8 | 1 | 0 | 0 | 0.22721 | 0.84768 | 1.6954 | 1.8177 | 20.3125 | 10.5647 | 17.0341 | 17.0341 | 34.437 | 1.6954 | 0.12231 | 2024: 0; 2025: 34.437; 2026: 1.2922; 2027: 30.9625; 2028: 0.12231; 2029: 0.12231; 2030: 0; 2031: 0; 2032: 0; 2033: 0; 2034: 34.437; 2035: 0; 2036: 30.9625; 2039: 0.22721; 2040: 0.54967
2018-06-03 10:00 | 6 | 9 | 1 | 0 | 0 | 0.24444 | 0.88645 | 1.7729 | 1.9555 | 20.3125 | 10.5647 | 17.0341 | 17.0341 | 36.012 | 1.7729 | 0.1826 | 2024: 0; 2025: 36.012; 2026: 1.9291; 2027: 33.3102; 2028: 0.1826; 2029: 0.30491; 2030: 0; 2031: 0; 2032: 0; 2033: 0; 2034: 36.012; 2035: 0; 2036: 33.3102; 2039: 0.24444; 2040: 0.6839
2018-06-03 11:00 | 6 | 10 | 1 | 0 | 0 | 0.24033 | 0.91078 | 1.8216 | 1.9226 | 20.3125 | 10.5647 | 17.0341 | 17.0341 | 37.0004 | 1.8216 | 0.10106 | 2024: 0; 2025: 37.0004; 2026: 1.0676; 2027: 32.7501; 2028: 0.10106; 2029: 0.40597; 2030: 0; 2031: 0; 2032: 0; 2033: 0; 2034: 37.0004; 2035: 0; 2036: 32.7501; 2039: 0.24033; 2040: 0.66925
2018-06-03 12:00 | 6 | 11 | 1 | 0 | 0 | 0.20009 | 0.80179 | 1.6036 | 1.6007 | 20.3125 | 10.5647 | 17.0341 | 17.0341 | 32.5727 | 1.6007 | 0 | 2024: 0.058874; 2025: 32.5138; 2026: 0; 2027: 27.2662; 2028: 0; 2029: 0.40597; 2030: 0.0028984; 2031: 0.0028984; 2032: 0; 2033: 0; 2034: 32.5727; 2035: 0; 2036: 27.2662; 2039: 0.20009; 2040: 0.63646
2018-06-03 13:00 | 6 | 12 | 1 | 0 | 0 | 0.16078 | 0.73606 | 1.4721 | 1.2863 | 20.3125 | 10.5647 | 17.0341 | 17.0341 | 29.9023 | 1.2863 | 0 | 2024: 3.7751; 2025: 26.1272; 2026: 0; 2027: 21.9104; 2028: 0; 2029: 0.40282; 2030: 0.18585; 2031: 0.18585; 2032: 0; 2033: 0; 2034: 29.9023; 2035: 0; 2036: 21.9104; 2039: 0.16078; 2040: 0.65506
2018-06-03 14:00 | 6 | 13 | 1 | 0 | 0 | 0.13676 | 0.879 | 1.758 | 1.0941 | 20.3125 | 10.5647 | 17.0341 | 17.0341 | 35.7095 | 1.0941 | 0 | 2024: 13.4863; 2025: 22.2232; 2026: 0; 2027: 18.6364; 2028: 0; 2029: 0.2008; 2030: 0.66394; 2031: 0.18474; 2032: 0; 2033: 9.7338; 2034: 25.9757; 2035: 0; 2036: 18.6364; 2039: 0.13676; 2040: 0.65988
2018-06-03 15:00 | 6 | 14 | 1 | 0 | 0 | 0.20174 | 1.0209 | 2.0418 | 1.6139 | 20.3125 | 10.5647 | 17.0341 | 17.0341 | 41.4733 | 1.6139 | 0 | 2024: 8.6904; 2025: 32.7829; 2026: 0; 2027: 27.4919; 2028: 0; 2029: 0; 2030: 0.42783; 2031: 0; 2032: 0; 2033: 8.6904; 2034: 32.7829; 2035: 0; 2036: 27.4919; 2039: 0.20174; 2040: 0.46664
2018-06-03 16:00 | 6 | 15 | 1 | 0 | 1 | 0.42105 | 1.1146 | 2.2291 | 3.3684 | 21.7915 | 12.0437 | 17.0341 | 17.0341 | 48.5755 | 2.2291 | 1.1393 | 2024: 0; 2025: 48.5755; 2026: 13.7208; 2027: 57.3771; 2028: 1.1393; 2029: 1.1393; 2030: 0; 2031: 0; 2032: 0; 2033: 0; 2034: 48.5755; 2035: 0; 2036: 57.3771; 2039: 0.42105; 2040: 0.29688
2018-06-03 17:00 | 6 | 16 | 1 | 0 | 1 | 0.25333 | 1.1715 | 2.343 | 2.0267 | 21.7915 | 12.0437 | 17.0341 | 17.0341 | 51.0571 | 2.0267 | 0 | 2024: 6.893; 2025: 44.1642; 2026: 0; 2027: 34.5226; 2028: 0; 2029: 1.1393; 2030: 0.31632; 2031: 0.31632; 2032: 0; 2033: 0; 2034: 51.0571; 2035: 0; 2036: 34.5226; 2039: 0.25333; 2040: 0.23357
2018-06-03 18:00 | 6 | 17 | 1 | 0 | 1 | 0.075399 | 1.1757 | 2.3515 | 0.60319 | 21.7915 | 12.0437 | 17.0341 | 17.0341 | 51.2422 | 0.60319 | 0 | 2024: 38.0978; 2025: 13.1444; 2026: 0; 2027: 10.2748; 2028: 0; 2029: 0.79543; 2030: 1.7483; 2031: 0.7318; 2032: 0; 2033: 22.1509; 2034: 29.0914; 2035: 0; 2036: 10.2748; 2039: 0.075399; 2040: 0.090826
2018-06-03 19:00 | 6 | 18 | 1 | 0 | 1 | 0.011731 | 1.13 | 2.26 | 0.093846 | 21.7915 | 12.0437 | 17.0341 | 17.0341 | 49.2485 | 0.093846 | 0 | 2024: 47.2034; 2025: 2.0451; 2026: 0; 2027: 1.5986; 2028: 0; 2029: 0; 2030: 2.1661; 2031: 0; 2032: 0; 2033: 47.2034; 2034: 2.0451; 2035: 0; 2036: 1.5986; 2039: 0.011731; 2040: 0.013665
2018-06-03 20:00 | 6 | 19 | 1 | 0 | 0 | 0 | 0.95851 | 1.917 | 0 | 20.3125 | 10.5647 | 17.0341 | 17.0341 | 38.9395 | 0 | 0 | 2024: 38.9395; 2025: 0; 2026: 0; 2027: 0; 2028: 0; 2029: 0; 2030: 1.917; 2031: 0; 2032: 0; 2033: 38.9395; 2034: 0; 2035: 0; 2036: 0; 2039: 0; 2040: 0
2018-06-03 21:00 | 6 | 20 | 1 | 0 | 0 | 0 | 0.78578 | 1.5716 | 0 | 20.3125 | 10.5647 | 17.0341 | 17.0341 | 31.9223 | 0 | 0 | 2024: 31.9223; 2025: 0; 2026: 0; 2027: 0; 2028: 0; 2029: 0; 2030: 1.5716; 2031: 0; 2032: 0; 2033: 31.9223; 2034: 0; 2035: 0; 2036: 0; 2039: 0; 2040: 0
2018-06-03 22:00 | 6 | 21 | 1 | 0 | 0 | 0 | 0.60697 | 1.2139 | 0 | 20.3125 | 10.5647 | 17.0341 | 17.0341 | 24.6583 | 0 | 0 | 2024: 24.6583; 2025: 0; 2026: 0; 2027: 0; 2028: 0; 2029: 0; 2030: 1.2139; 2031: 0; 2032: 0; 2033: 24.6583; 2034: 0; 2035: 0; 2036: 0; 2039: 0; 2040: 0
2018-06-03 23:00 | 6 | 22 | 1 | 0 | 0 | 0 | 0.50584 | 1.0117 | 0 | 20.3125 | 10.5647 | 17.0341 | 17.0341 | 20.5497 | 0 | 0 | 2024: 20.5497; 2025: 0; 2026: 0; 2027: 0; 2028: 0; 2029: 0; 2030: 1.0117; 2031: 0; 2032: 0; 2033: 20.5497; 2034: 0; 2035: 0; 2036: 0; 2039: 0; 2040: 0
2018-06-04 | 6 | 23 | 1 | 0 | 0 | 0 | 0.45667 | 0.91334 | 0 | 20.3125 | 10.5647 | 17.0341 | 17.0341 | 18.5522 | 0 | 0 | 2024: 18.5522; 2025: 0; 2026: 0; 2027: 0; 2028: 0; 2029: 0; 2030: 0.91334; 2031: 0; 2032: 0; 2033: 18.5522; 2034: 0; 2035: 0; 2036: 0; 2039: 0; 2040: 0
2018-06-04 01:00 | 6 | 0 | 2 | 0 | 0 | 0 | 0.45801 | 0.91603 | 0 | 20.3125 | 10.5647 | 17.0341 | 17.0341 | 18.6068 | 0 | 0 | 2024: 18.6068; 2025: 0; 2026: 0; 2027: 0; 2028: 0; 2029: 0; 2030: 0.91603; 2031: 0; 2032: 0; 2033: 18.6068; 2034: 0; 2035: 0; 2036: 0; 2039: 0; 2040: 0
2018-06-04 02:00 | 6 | 1 | 2 | 0 | 0 | 0 | 0.47605 | 0.9521 | 0 | 20.3125 | 10.5647 | 17.0341 | 17.0341 | 19.3396 | 0 | 0 | 2024: 19.3396; 2025: 0; 2026: 0; 2027: 0; 2028: 0; 2029: 0; 2030: 0.9521; 2031: 0; 2032: 0; 2033: 19.3396; 2034: 0; 2035: 0; 2036: 0; 2039: 0; 2040: 0
2018-06-04 03:00 | 6 | 2 | 2 | 0 | 0 | 0 | 0.49459 | 0.98918 | 0 | 20.3125 | 10.5647 | 17.0341 | 17.0341 | 20.0928 | 0 | 0 | 2024: 20.0928; 2025: 0; 2026: 0; 2027: 0; 2028: 0; 2029: 0; 2030: 0.98918; 2031: 0; 2032: 0; 2033: 20.0928; 2034: 0; 2035: 0; 2036: 0; 2039: 0; 2040: 0
2018-06-04 04:00 | 6 | 3 | 2 | 0 | 0 | 0 | 0.53837 | 1.0767 | 0 | 20.3125 | 10.5647 | 17.0341 | 17.0341 | 21.8712 | 0 | 0 | 2024: 21.8712; 2025: 0; 2026: 0; 2027: 0; 2028: 0; 2029: 0; 2030: 1.0767; 2031: 0; 2032: 0; 2033: 21.8712; 2034: 0; 2035: 0; 2036: 0; 2039: 0; 2040: 0
2018-06-04 05:00 | 6 | 4 | 2 | 0 | 0 | 0.0072496 | 0.69179 | 1.3836 | 0.057997 | 20.3125 | 10.5647 | 17.0341 | 17.0341 | 28.1038 | 0.057997 | 0 | 2024: 26.9257; 2025: 1.1781; 2026: 0; 2027: 0.98793; 2028: 0; 2029: 0; 2030: 1.3256; 2031: 0; 2032: 0; 2033: 26.9257; 2034: 1.1781; 2035: 0; 2036: 0.98793; 2039: 0.0072496; 2040: 0.006987
2018-06-04 06:00 | 6 | 5 | 2 | 0 | 0 | 0.070226 | 0.73828 | 1.4766 | 0.56181 | 20.3125 | 10.5647 | 17.0341 | 17.0341 | 29.9927 | 0.56181 | 0 | 2024: 18.581; 2025: 11.4117; 2026: 0; 2027: 9.5699; 2028: 0; 2029: 0; 2030: 0.91476; 2031: 0; 2032: 0; 2033: 18.581; 2034: 11.4117; 2035: 0; 2036: 9.5699; 2039: 0.070226; 2040: 0.083761
2018-06-04 07:00 | 6 | 6 | 2 | 0 | 0 | 0.22656 | 0.7534 | 1.5068 | 1.8124 | 20.3125 | 10.5647 | 17.0341 | 17.0341 | 30.607 | 1.5068 | 0.30564 | 2024: 0; 2025: 30.607; 2026: 3.229; 2027: 30.8735; 2028: 0.30564; 2029: 0.30564; 2030: 0; 2031: 0; 2032: 0; 2033: 0; 2034: 30.607; 2035: 0; 2036: 30.8735; 2039: 0.22656; 2040: 0.24292
2018-06-04 08:00 | 6 | 7 | 2 | 0 | 0 | 0.32808 | 0.74555 | 1.4911 | 2.6247 | 20.3125 | 10.5647 | 17.0341 | 17.0341 | 30.2878 | 1.4911 | 1.1336 | 2024: 0; 2025: 30.2878; 2026: 11.976; 2027: 44.709; 2028: 1.1336; 2029: 1.4392; 2030: 0; 2031: 0; 2032: 0; 2033: 0; 2034: 30.2878; 2035: 0; 2036: 44.709; 2039: 0.32808; 2040: 0.4162
2018-06-04 09:00 | 6 | 8 | 2 | 0 | 0 | 0.29541 | 0.78418 | 1.5684 | 2.3633 | 20.3125 | 10.5647 | 17.0341 | 17.0341 | 31.8574 | 1.5684 | 0.79495 | 2024: 0; 2025: 31.8574; 2026: 8.3984; 2027: 40.257; 2028: 0.79495; 2029: 2.2342; 2030: 0; 2031: 0; 2032: 0; 2033: 0; 2034: 31.8574; 2035: 0; 2036: 40.257; 2039: 0.29541; 2040: 0.55572
2018-06-04 10:00 | 6 | 9 | 2 | 0 | 0 | 0.32029 | 0.75053 | 1.5011 | 2.5624 | 20.3125 | 10.5647 | 17.0341 | 17.0341 | 30.4901 | 1.5011 | 1.0613 | 2024: 0; 2025: 30.4901; 2026: 11.2124; 2027: 43.6475; 2028: 1.0613; 2029: 3.2955; 2030: 0; 2031: 0; 2032: 0; 2033: 0; 2034: 30.4901; 2035: 0; 2036: 43.6475; 2039: 0.32029; 2040: 0.65621
2018-06-04 11:00 | 6 | 10 | 2 | 0 | 0 | 0.33741 | 0.83267 | 1.6653 | 2.6993 | 20.3125 | 10.5647 | 17.0341 | 17.0341 | 33.8271 | 1.6653 | 1.034 | 2024: 0; 2025: 33.8271; 2026: 10.9235; 2027: 45.9801; 2028: 1.034; 2029: 4.3294; 2030: 0; 2031: 0; 2032: 0; 2033: 0; 2034: 33.8271; 2035: 0; 2036: 45.9801; 2039: 0.33741; 2040: 0.71341
2018-06-04 12:00 | 6 | 11 | 2 | 0 | 0 | 0.38709 | 0.76519 | 1.5304 | 3.0967 | 20.3125 | 10.5647 | 17.0341 | 17.0341 | 31.0858 | 1.5304 | 1.5663 | 2024: 0; 2025: 31.0858; 2026: 16.548; 2027: 52.75; 2028: 1.5663; 2029: 5.8958; 2030: 0; 2031: 0; 2032: 0; 2033: 0; 2034: 31.0858; 2035: 0; 2036: 52.75; 2039: 0.38709; 2040: 0.69593
2018-06-04 13:00 | 6 | 12 | 2 | 0 | 0 | 0.32963 | 0.74969 | 1.4994 | 2.637 | 20.3125 | 10.5647 | 17.0341 | 17.0341 | 30.4561 | 1.4994 | 1.1377 | 2024: 0; 2025: 30.4561; 2026: 12.0191; 2027: 44.9197; 2028: 1.1377; 2029: 7.0334; 2030: 0; 2031: 0; 2032: 0; 2033: 0; 2034: 30.4561; 2035: 0; 2036: 44.9197; 2039: 0.32963; 2040: 0.70198
2018-06-04 14:00 | 6 | 13 | 2 | 0 | 0 | 0.34769 | 0.80443 | 1.6089 | 2.7815 | 20.3125 | 10.5647 | 17.0341 | 17.0341 | 32.6798 | 1.6089 | 1.1727 | 2024: 0; 2025: 32.6798; 2026: 12.3888; 2027: 47.3807; 2028: 1.1727; 2029: 8.2061; 2030: 0; 2031: 0; 2032: 0; 2033: 0; 2034: 32.6798; 2035: 0; 2036: 47.3807; 2039: 0.34769; 2040: 0.6126
2018-06-04 15:00 | 6 | 14 | 2 | 0 | 0 | 0.36577 | 0.92654 | 1.8531 | 2.9262 | 20.3125 | 10.5647 | 17.0341 | 17.0341 | 37.6407 | 1.8531 | 1.0731 | 2024: 0; 2025: 37.6407; 2026: 11.3371; 2027: 49.8452; 2028: 1.0731; 2029: 9.2792; 2030: 0; 2031: 0; 2032: 0; 2033: 0; 2034: 37.6407; 2035: 0; 2036: 49.8452; 2039: 0.36577; 2040: 0.455
2018-06-04 16:00 | 6 | 15 | 2 | 0 | 1 | 0.19785 | 1.0957 | 2.1914 | 1.5828 | 21.7915 | 12.0437 | 17.0341 | 17.0341 | 47.7541 | 1.5828 | 0 | 2024: 13.2629; 2025: 34.4912; 2026: 0; 2027: 26.9614; 2028: 0; 2029: 9.2792; 2030: 0.60863; 2031: 0.60863; 2032: 0; 2033: 0; 2034: 47.7541; 2035: 0; 2036: 26.9614; 2039: 0.19785; 2040: 0.3832
2018-06-04 17:00 | 6 | 16 | 2 | 0 | 1 | 0.14599 | 1.1204 | 2.2408 | 1.1679 | 21.7915 | 12.0437 | 17.0341 | 17.0341 | 48.8294 | 1.1679 | 0 | 2024: 23.3783; 2025: 25.451; 2026: 0; 2027: 19.8948; 2028: 0; 2029: 8.6177; 2030: 1.0728; 2031: 1.0728; 2032: 0; 2033: 0; 2034: 48.8294; 2035: 0; 2036: 19.8948; 2039: 0.14599; 2040: 0.24004
2018-06-04 18:00 | 6 | 17 | 2 | 0 | 1 | 0.052506 | 1.1277 | 2.2554 | 0.42005 | 21.7915 | 12.0437 | 17.0341 | 17.0341 | 49.1494 | 0.42005 | 0 | 2024: 39.9959; 2025: 9.1534; 2026: 0; 2027: 7.1551; 2028: 0; 2029: 7.4515; 2030: 1.8354; 2031: 1.8354; 2032: 0; 2033: 0; 2034: 49.1494; 2035: 0; 2036: 7.1551; 2039: 0.052506; 2040: 0.084882
2018-06-04 19:00 | 6 | 18 | 2 | 0 | 1 | 0.012528 | 1.1121 | 2.2242 | 0.10023 | 21.7915 | 12.0437 | 17.0341 | 17.0341 | 48.4684 | 0.10023 | 0 | 2024: 46.2843; 2025: 2.1841; 2026: 0; 2027: 1.7073; 2028: 0; 2029: 5.4566; 2030: 2.124; 2031: 2.124; 2032: 0; 2033: 0; 2034: 48.4684; 2035: 0; 2036: 1.7073; 2039: 0.012528; 2040: 0.014513
2018-06-04 20:00 | 6 | 19 | 2 | 0 | 0 | 0 | 1.1105 | 2.221 | 0 | 20.3125 | 10.5647 | 17.0341 | 17.0341 | 45.1134 | 0 | 0 | 2024: 45.1134; 2025: 0; 2026: 0; 2027: 0; 2028: 0; 2029: 3.1479; 2030: 2.221; 2031: 2.221; 2032: 0; 2033: 0; 2034: 45.1134; 2035: 0; 2036: 0; 2039: 0; 2040: 0
2018-06-04 21:00 | 6 | 20 | 2 | 0 | 0 | 0 | 0.82459 | 1.6492 | 0 | 20.3125 | 10.5647 | 17.0341 | 17.0341 | 33.4988 | 0 | 0 | 2024: 33.4988; 2025: 0; 2026: 0; 2027: 0; 2028: 0; 2029: 0.7338; 2030: 1.6492; 2031: 0.6751; 2032: 0; 2033: 19.7859; 2034: 13.7129; 2035: 0; 2036: 0; 2039: 0; 2040: 0
2018-06-04 22:00 | 6 | 21 | 2 | 0 | 0 | 0 | 0.65191 | 1.3038 | 0 | 20.3125 | 10.5647 | 17.0341 | 17.0341 | 26.4838 | 0 | 0 | 2024: 26.4838; 2025: 0; 2026: 0; 2027: 0; 2028: 0; 2029: 0; 2030: 1.3038; 2031: 0; 2032: 0; 2033: 26.4838; 2034: 0; 2035: 0; 2036: 0; 2039: 0; 2040: 0
2018-06-04 23:00 | 6 | 22 | 2 | 0 | 0 | 0 | 0.5669 | 1.1338 | 0 | 20.3125 | 10.5647 | 17.0341 | 17.0341 | 23.0304 | 0 | 0 | 2024: 23.0304; 2025: 0; 2026: 0; 2027: 0; 2028: 0; 2029: 0; 2030: 1.1338; 2031: 0; 2032: 0; 2033: 23.0304; 2034: 0; 2035: 0; 2036: 0; 2039: 0; 2040: 0
2018-06-05 | 6 | 23 | 2 | 0 | 0 | 0 | 0.49747 | 0.99493 | 0 | 20.3125 | 10.5647 | 17.0341 | 17.0341 | 20.2095 | 0 | 0 | 2024: 20.2095; 2025: 0; 2026: 0; 2027: 0; 2028: 0; 2029: 0; 2030: 0.99493; 2031: 0; 2032: 0; 2033: 20.2095; 2034: 0; 2035: 0; 2036: 0; 2039: 0; 2040: 0
2018-06-05 01:00 | 6 | 0 | 3 | 0 | 0 | 0 | 0.44402 | 0.88804 | 0 | 20.3125 | 10.5647 | 17.0341 | 17.0341 | 18.0382 | 0 | 0 | 2024: 18.0382; 2025: 0; 2026: 0; 2027: 0; 2028: 0; 2029: 0; 2030: 0.88804; 2031: 0; 2032: 0; 2033: 18.0382; 2034: 0; 2035: 0; 2036: 0; 2039: 0; 2040: 0
2018-06-05 02:00 | 6 | 1 | 3 | 0 | 0 | 0 | 0.42739 | 0.85478 | 0 | 20.3125 | 10.5647 | 17.0341 | 17.0341 | 17.3628 | 0 | 0 | 2024: 17.3628; 2025: 0; 2026: 0; 2027: 0; 2028: 0; 2029: 0; 2030: 0.85478; 2031: 0; 2032: 0; 2033: 17.3628; 2034: 0; 2035: 0; 2036: 0; 2039: 0; 2040: 0
2018-06-05 03:00 | 6 | 2 | 3 | 0 | 0 | 0 | 0.43697 | 0.87393 | 0 | 20.3125 | 10.5647 | 17.0341 | 17.0341 | 17.7518 | 0 | 0 | 2024: 17.7518; 2025: 0; 2026: 0; 2027: 0; 2028: 0; 2029: 0; 2030: 0.87393; 2031: 0; 2032: 0; 2033: 17.7518; 2034: 0; 2035: 0; 2036: 0; 2039: 0; 2040: 0
2018-06-05 04:00 | 6 | 3 | 3 | 0 | 0 | 0 | 0.47131 | 0.94262 | 0 | 20.3125 | 10.5647 | 17.0341 | 17.0341 | 19.147 | 0 | 0 | 2024: 19.147; 2025: 0; 2026: 0; 2027: 0; 2028: 0; 2029: 0; 2030: 0.94262; 2031: 0; 2032: 0; 2033: 19.147; 2034: 0; 2035: 0; 2036: 0; 2039: 0; 2040: 0
2018-06-05 05:00 | 6 | 4 | 3 | 0 | 0 | 0.0079198 | 0.59449 | 1.189 | 0.063358 | 20.3125 | 10.5647 | 17.0341 | 17.0341 | 24.1513 | 0.063358 | 0 | 2024: 22.8644; 2025: 1.287; 2026: 0; 2027: 1.0793; 2028: 0; 2029: 0; 2030: 1.1256; 2031: 0; 2032: 0; 2033: 22.8644; 2034: 1.287; 2035: 0; 2036: 1.0793; 2039: 0.0079198; 2040: 0.0085513
2018-06-05 06:00 | 6 | 5 | 3 | 0 | 0 | 0.073428 | 0.72452 | 1.449 | 0.58742 | 20.3125 | 10.5647 | 17.0341 | 17.0341 | 29.4337 | 0.58742 | 0 | 2024: 17.5017; 2025: 11.932; 2026: 0; 2027: 10.0062; 2028: 0; 2029: 0; 2030: 0.86162; 2031: 0; 2032: 0; 2033: 17.5017; 2034: 11.932; 2035: 0; 2036: 10.0062; 2039: 0.073428; 2040: 0.075831
2018-06-05 07:00 | 6 | 6 | 3 | 0 | 0 | 0.16422 | 0.74541 | 1.4908 | 1.3138 | 20.3125 | 10.5647 | 17.0341 | 17.0341 | 30.2822 | 1.3138 | 0 | 2024: 3.5959; 2025: 26.6862; 2026: 0; 2027: 22.3792; 2028: 0; 2029: 0; 2030: 0.17703; 2031: 0; 2032: 0; 2033: 3.5959; 2034: 26.6862; 2035: 0; 2036: 22.3792; 2039: 0.16422; 2040: 0.25024
2018-06-05 08:00 | 6 | 7 | 3 | 0 | 0 | 0.29937 | 0.76975 | 1.5395 | 2.3949 | 20.3125 | 10.5647 | 17.0341 | 17.0341 | 31.2712 | 1.5395 | 0.85543 | 2024: 0; 2025: 31.2712; 2026: 9.0374; 2027: 40.7957; 2028: 0.85543; 2029: 0.85543; 2030: 0; 2031: 0; 2032: 0; 2033: 0; 2034: 31.2712; 2035: 0; 2036: 40.7957; 2039: 0.29937; 2040: 0.42543
2018-06-05 09:00 | 6 | 8 | 3 | 0 | 0 | 0.37613 | 0.848 | 1.696 | 3.009 | 20.3125 | 10.5647 | 17.0341 | 17.0341 | 34.4501 | 1.696 | 1.313 | 2024: 0; 2025: 34.4501; 2026: 13.8717; 2027: 51.2561; 2028: 1.313; 2029: 2.1684; 2030: 0; 2031: 0; 2032: 0; 2033: 0; 2034: 34.4501; 2035: 0; 2036: 51.2561; 2039: 0.37613; 2040: 0.55088
2018-06-05 10:00 | 6 | 9 | 3 | 0 | 0 | 0.30657 | 0.93074 | 1.8615 | 2.4526 | 20.3125 | 10.5647 | 17.0341 | 17.0341 | 37.8114 | 1.8615 | 0.59111 | 2024: 0; 2025: 37.8114; 2026: 6.2449; 2027: 41.7778; 2028: 0.59111; 2029: 2.7596; 2030: 0; 2031: 0; 2032: 0; 2033: 0; 2034: 37.8114; 2035: 0; 2036: 41.7778; 2039: 0.30657; 2040: 0.57385
2018-06-05 11:00 | 6 | 10 | 3 | 0 | 0 | 0.30324 | 1.0412 | 2.0824 | 2.4259 | 20.3125 | 10.5647 | 17.0341 | 17.0341 | 42.2979 | 2.0824 | 0.34356 | 2024: 0; 2025: 42.2979; 2026: 3.6296; 2027: 41.3235; 2028: 0.34356; 2029: 3.1031; 2030: 0; 2031: 0; 2032: 0; 2033: 0; 2034: 42.2979; 2035: 0; 2036: 41.3235; 2039: 0.30324; 2040: 0.63809
2018-06-05 12:00 | 6 | 11 | 3 | 0 | 0 | 0.42931 | 1.1841 | 2.3682 | 3.4345 | 20.3125 | 10.5647 | 17.0341 | 17.0341 | 48.1032 | 2.3682 | 1.0663 | 2024: 0; 2025: 48.1032; 2026: 11.2656; 2027: 58.5037; 2028: 1.0663; 2029: 4.1695; 2030: 0; 2031: 0; 2032: 0; 2033: 0; 2034: 48.1032; 2035: 0; 2036: 58.5037; 2039: 0.42931; 2040: 0.73691
2018-06-05 13:00 | 6 | 12 | 3 | 0 | 0 | 0.37378 | 1.3296 | 2.6592 | 2.9902 | 20.3125 | 10.5647 | 17.0341 | 17.0341 | 54.0148 | 2.6592 | 0.33106 | 2024: 0; 2025: 54.0148; 2026: 3.4975; 2027: 50.9363; 2028: 0.33106; 2029: 4.5005; 2030: 0; 2031: 0; 2032: 0; 2033: 0; 2034: 54.0148; 2035: 0; 2036: 50.9363; 2039: 0.37378; 2040: 0.72444
2018-06-05 14:00 | 6 | 13 | 3 | 0 | 0 | 0.29328 | 1.4515 | 2.903 | 2.3462 | 20.3125 | 10.5647 | 17.0341 | 17.0341 | 58.9676 | 2.3462 | 0 | 2024: 11.3102; 2025: 47.6574; 2026: 0; 2027: 39.9656; 2028: 0; 2029: 4.5005; 2030: 0.55681; 2031: 0.55681; 2032: 0; 2033: 0; 2034: 58.9676; 2035: 0; 2036: 39.9656; 2039: 0.29328; 2040: 0.63209
2018-06-05 15:00 | 6 | 14 | 3 | 0 | 0 | 0.28202 | 1.6623 | 3.3246 | 2.2562 | 20.3125 | 10.5647 | 17.0341 | 17.0341 | 67.5303 | 2.2562 | 0 | 2024: 21.7022; 2025: 45.8281; 2026: 0; 2027: 38.4316; 2028: 0; 2029: 3.8953; 2030: 1.0684; 2031: 1.0684; 2032: 0; 2033: 0; 2034: 67.5303; 2035: 0; 2036: 38.4316; 2039: 0.28202; 2040: 0.55871
2018-06-05 16:00 | 6 | 15 | 3 | 0 | 1 | 0.19223 | 1.8123 | 3.6247 | 1.5378 | 21.7915 | 12.0437 | 17.0341 | 17.0341 | 78.9866 | 1.5378 | 0 | 2024: 45.4757; 2025: 33.5109; 2026: 0; 2027: 26.1951; 2028: 0; 2029: 2.734; 2030: 2.0869; 2031: 2.0869; 2032: 0; 2033: 0; 2034: 78.9866; 2035: 0; 2036: 26.1951; 2039: 0.19223; 2040: 0.43478
2018-06-05 17:00 | 6 | 16 | 3 | 0 | 1 | 0.13247 | 1.7785 | 3.5571 | 1.0598 | 21.7915 | 12.0437 | 17.0341 | 17.0341 | 77.5144 | 1.0598 | 0 | 2024: 54.4204; 2025: 23.0941; 2026: 0; 2027: 18.0524; 2028: 0; 2029: 0.46564; 2030: 2.4973; 2031: 0.42839; 2032: 0; 2033: 45.0852; 2034: 32.4293; 2035: 0; 2036: 18.0524; 2039: 0.13247; 2040: 0.2685
2018-06-05 18:00 | 6 | 17 | 3 | 0 | 1 | 0.067313 | 1.6799 | 3.3598 | 0.5385 | 21.7915 | 12.0437 | 17.0341 | 17.0341 | 73.216 | 0.5385 | 0 | 2024: 61.4813; 2025: 11.7347; 2026: 0; 2027: 9.1729; 2028: 0; 2029: 0; 2030: 2.8213; 2031: 0; 2032: 0; 2033: 61.4813; 2034: 11.7347; 2035: 0; 2036: 9.1729; 2039: 0.067313; 2040: 0.091973
2018-06-05 19:00 | 6 | 18 | 3 | 0 | 1 | 0.003664 | 1.5977 | 3.1955 | 0.029312 | 21.7915 | 12.0437 | 17.0341 | 17.0341 | 69.6344 | 0.029312 | 0 | 2024: 68.9957; 2025: 0.63874; 2026: 0; 2027: 0.4993; 2028: 0; 2029: 0; 2030: 3.1662; 2031: 0; 2032: 0; 2033: 68.9957; 2034: 0.63874; 2035: 0; 2036: 0.4993; 2039: 0.003664; 2040: 0.013306
2018-06-05 20:00 | 6 | 19 | 3 | 0 | 0 | 0 | 1.4045 | 2.809 | 0 | 20.3125 | 10.5647 | 17.0341 | 17.0341 | 57.0574 | 0 | 0 | 2024: 57.0574; 2025: 0; 2026: 0; 2027: 0; 2028: 0; 2029: 0; 2030: 2.809; 2031: 0; 2032: 0; 2033: 57.0574; 2034: 0; 2035: 0; 2036: 0; 2039: 0; 2040: 0
2018-06-05 21:00 | 6 | 20 | 3 | 0 | 0 | 0 | 1.1962 | 2.3923 | 0 | 20.3125 | 10.5647 | 17.0341 | 17.0341 | 48.5939 | 0 | 0 | 2024: 48.5939; 2025: 0; 2026: 0; 2027: 0; 2028: 0; 2029: 0; 2030: 2.3923; 2031: 0; 2032: 0; 2033: 48.5939; 2034: 0; 2035: 0; 2036: 0; 2039: 0; 2040: 0
2018-06-05 22:00 | 6 | 21 | 3 | 0 | 0 | 0 | 0.90126 | 1.8025 | 0 | 20.3125 | 10.5647 | 17.0341 | 17.0341 | 36.6136 | 0 | 0 | 2024: 36.6136; 2025: 0; 2026: 0; 2027: 0; 2028: 0; 2029: 0; 2030: 1.8025; 2031: 0; 2032: 0; 2033: 36.6136; 2034: 0; 2035: 0; 2036: 0; 2039: 0; 2040: 0
2018-06-05 23:00 | 6 | 22 | 3 | 0 | 0 | 0 | 0.76329 | 1.5266 | 0 | 20.3125 | 10.5647 | 17.0341 | 17.0341 | 31.0085 | 0 | 0 | 2024: 31.0085; 2025: 0; 2026: 0; 2027: 0; 2028: 0; 2029: 0; 2030: 1.5266; 2031: 0; 2032: 0; 2033: 31.0085; 2034: 0; 2035: 0; 2036: 0; 2039: 0; 2040: 0
2018-06-06 | 6 | 23 | 3 | 0 | 0 | 0 | 0.59232 | 1.1846 | 0 | 20.3125 | 10.5647 | 17.0341 | 17.0341 | 24.0631 | 0 | 0 | 2024: 24.0631; 2025: 0; 2026: 0; 2027: 0; 2028: 0; 2029: 0; 2030: 1.1846; 2031: 0; 2032: 0; 2033: 24.0631; 2034: 0; 2035: 0; 2036: 0; 2039: 0; 2040: 0
2018-06-06 01:00 | 6 | 0 | 4 | 0 | 0 | 0 | 0.52446 | 1.0489 | 0 | 20.3125 | 10.5647 | 17.0341 | 17.0341 | 21.3061 | 0 | 0 | 2024: 21.3061; 2025: 0; 2026: 0; 2027: 0; 2028: 0; 2029: 0; 2030: 1.0489; 2031: 0; 2032: 0; 2033: 21.3061; 2034: 0; 2035: 0; 2036: 0; 2039: 0; 2040: 0
2018-06-06 02:00 | 6 | 1 | 4 | 0 | 0 | 0 | 0.48736 | 0.97473 | 0 | 20.3125 | 10.5647 | 17.0341 | 17.0341 | 19.7991 | 0 | 0 | 2024: 19.7991; 2025: 0; 2026: 0; 2027: 0; 2028: 0; 2029: 0; 2030: 0.97473; 2031: 0; 2032: 0; 2033: 19.7991; 2034: 0; 2035: 0; 2036: 0; 2039: 0; 2040: 0
2018-06-06 03:00 | 6 | 2 | 4 | 0 | 0 | 0 | 0.49309 | 0.98618 | 0 | 20.3125 | 10.5647 | 17.0341 | 17.0341 | 20.0318 | 0 | 0 | 2024: 20.0318; 2025: 0; 2026: 0; 2027: 0; 2028: 0; 2029: 0; 2030: 0.98618; 2031: 0; 2032: 0; 2033: 20.0318; 2034: 0; 2035: 0; 2036: 0; 2039: 0; 2040: 0
2018-06-06 04:00 | 6 | 3 | 4 | 0 | 0 | 0 | 0.53303 | 1.0661 | 0 | 20.3125 | 10.5647 | 17.0341 | 17.0341 | 21.6543 | 0 | 0 | 2024: 21.6543; 2025: 0; 2026: 0; 2027: 0; 2028: 0; 2029: 0; 2030: 1.0661; 2031: 0; 2032: 0; 2033: 21.6543; 2034: 0; 2035: 0; 2036: 0; 2039: 0; 2040: 0
2018-06-06 05:00 | 6 | 4 | 4 | 0 | 0 | 0.0010154 | 0.66276 | 1.3255 | 0.0081233 | 20.3125 | 10.5647 | 17.0341 | 17.0341 | 26.9245 | 0.0081233 | 0 | 2024: 26.7595; 2025: 0.165; 2026: 0; 2027: 0.13837; 2028: 0; 2029: 0; 2030: 1.3174; 2031: 0; 2032: 0; 2033: 26.7595; 2034: 0.165; 2035: 0; 2036: 0.13837; 2039: 0.0010154; 2040: 0.0068137
2018-06-06 06:00 | 6 | 5 | 4 | 0 | 0 | 0.0038543 | 0.86228 | 1.7246 | 0.030834 | 20.3125 | 10.5647 | 17.0341 | 17.0341 | 35.0299 | 0.030834 | 0 | 2024: 34.4036; 2025: 0.62632; 2026: 0; 2027: 0.52523; 2028: 0; 2029: 0; 2030: 1.6937; 2031: 0; 2032: 0; 2033: 34.4036; 2034: 0.62632; 2035: 0; 2036: 0.52523; 2039: 0.0038543; 2040: 0.072108
2018-06-06 07:00 | 6 | 6 | 4 | 0 | 0 | 0.072163 | 0.98778 | 1.9756 | 0.57731 | 20.3125 | 10.5647 | 17.0341 | 17.0341 | 40.1284 | 0.57731 | 0 | 2024: 28.4018; 2025: 11.7265; 2026: 0; 2027: 9.8339; 2028: 0; 2029: 0; 2030: 1.3982; 2031: 0; 2032: 0; 2033: 28.4018; 2034: 11.7265; 2035: 0; 2036: 9.8339; 2039: 0.072163; 2040: 0.21337
2018-06-06 08:00 | 6 | 7 | 4 | 0 | 0 | 0.1121 | 1.1313 | 2.2626 | 0.89681 | 20.3125 | 10.5647 | 17.0341 | 17.0341 | 45.9585 | 0.89681 | 0 | 2024: 27.7421; 2025: 18.2164; 2026: 0; 2027: 15.2764; 2028: 0; 2029: 0; 2030: 1.3658; 2031: 0; 2032: 0; 2033: 27.7421; 2034: 18.2164; 2035: 0; 2036: 15.2764; 2039: 0.1121; 2040: 0.38691
2018-06-06 09:00 | 6 | 8 | 4 | 0 | 0 | 0.15606 | 1.2942 | 2.5885 | 1.2485 | 20.3125 | 10.5647 | 17.0341 | 17.0341 | 52.5782 | 1.2485 | 0 | 2024: 27.2178; 2025: 25.3604; 2026: 0; 2027: 21.2673; 2028: 0; 2029: 0; 2030: 1.34; 2031: 0; 2032: 0; 2033: 27.2178; 2034: 25.3604; 2035: 0; 2036: 21.2673; 2039: 0.15606; 2040: 0.48461
2018-06-06 10:00 | 6 | 9 | 4 | 0 | 0 | 0.23843 | 1.4705 | 2.9409 | 1.9075 | 20.3125 | 10.5647 | 17.0341 | 17.0341 | 59.7372 | 1.9075 | 0 | 2024: 20.9917; 2025: 38.7455; 2026: 0; 2027: 32.4922; 2028: 0; 2029: 0; 2030: 1.0334; 2031: 0; 2032: 0; 2033: 20.9917; 2034: 38.7455; 2035: 0; 2036: 32.4922; 2039: 0.23843; 2040: 0.58149
2018-06-06 11:00 | 6 | 10 | 4 | 0 | 0 | 0.21244 | 1.6211 | 3.2421 | 1.6995 | 20.3125 | 10.5647 | 17.0341 | 17.0341 | 65.8556 | 1.6995 | 0 | 2024: 31.3341; 2025: 34.5215; 2026: 0; 2027: 28.9499; 2028: 0; 2029: 0; 2030: 1.5426; 2031: 0; 2032: 0; 2033: 31.3341; 2034: 34.5215; 2035: 0; 2036: 28.9499; 2039: 0.21244; 2040: 0.59011
2018-06-06 12:00 | 6 | 11 | 4 | 0 | 0 | 0.27452 | 1.7458 | 3.4916 | 2.1961 | 20.3125 | 10.5647 | 17.0341 | 17.0341 | 70.9226 | 2.1961 | 0 | 2024: 26.3139; 2025: 44.6087; 2026: 0; 2027: 37.409; 2028: 0; 2029: 0; 2030: 1.2955; 2031: 0; 2032: 0; 2033: 26.3139; 2034: 44.6087; 2035: 0; 2036: 37.409; 2039: 0.27452; 2040: 0.62847
2018-06-06 13:00 | 6 | 12 | 4 | 0 | 0 | 0.25953 | 1.9464 | 3.8927 | 2.0762 | 20.3125 | 10.5647 | 17.0341 | 17.0341 | 79.0711 | 2.0762 | 0 | 2024: 36.8979; 2025: 42.1731; 2026: 0; 2027: 35.3666; 2028: 0; 2029: 0; 2030: 1.8165; 2031: 0; 2032: 0; 2033: 36.8979; 2034: 42.1731; 2035: 0; 2036: 35.3666; 2039: 0.25953; 2040: 0.58948
2018-06-06 14:00 | 6 | 13 | 4 | 0 | 0 | 0.17623 | 2.195 | 4.3901 | 1.4099 | 20.3125 | 10.5647 | 17.0341 | 17.0341 | 89.1736 | 1.4099 | 0 | 2024: 60.5355; 2025: 28.638; 2026: 0; 2027: 24.016; 2028: 0; 2029: 0; 2030: 2.9802; 2031: 0; 2032: 0; 2033: 60.5355; 2034: 28.638; 2035: 0; 2036: 24.016; 2039: 0.17623; 2040: 0.54841
2018-06-06 15:00 | 6 | 14 | 4 | 0 | 0 | 0.12495 | 2.3234 | 4.6468 | 0.9996 | 20.3125 | 10.5647 | 17.0341 | 17.0341 | 94.3888 | 0.9996 | 0 | 2024: 74.0844; 2025: 20.3044; 2026: 0; 2027: 17.0273; 2028: 0; 2029: 0; 2030: 3.6472; 2031: 0; 2032: 0; 2033: 74.0844; 2034: 20.3044; 2035: 0; 2036: 17.0273; 2039: 0.12495; 2040: 0.4597
2018-06-06 16:00 | 6 | 15 | 4 | 0 | 1 | 0.074634 | 2.3954 | 4.7908 | 0.59707 | 21.7915 | 12.0437 | 17.0341 | 17.0341 | 104.3995 | 0.59707 | 0 | 2024: 91.3885; 2025: 13.011; 2026: 0; 2027: 10.1705; 2028: 0; 2029: 0; 2030: 4.1938; 2031: 0; 2032: 0; 2033: 91.3885; 2034: 13.011; 2035: 0; 2036: 10.1705; 2039: 0.074634; 2040: 0.33313
2018-06-06 17:00 | 6 | 16 | 4 | 0 | 1 | 0.074654 | 2.3956 | 4.7911 | 0.59723 | 21.7915 | 12.0437 | 17.0341 | 17.0341 | 104.406 | 0.59723 | 0 | 2024: 91.3914; 2025: 13.0146; 2026: 0; 2027: 10.1733; 2028: 0; 2029: 0; 2030: 4.1939; 2031: 0; 2032: 0; 2033: 91.3914; 2034: 13.0146; 2035: 0; 2036: 10.1733; 2039: 0.074654; 2040: 0.15032
2018-06-06 18:00 | 6 | 17 | 4 | 0 | 1 | 0.065145 | 2.3685 | 4.7369 | 0.52116 | 21.7915 | 12.0437 | 17.0341 | 17.0341 | 103.2249 | 0.52116 | 0 | 2024: 91.868; 2025: 11.3569; 2026: 0; 2027: 8.8775; 2028: 0; 2029: 0; 2030: 4.2158; 2031: 0; 2032: 0; 2033: 91.868; 2034: 11.3569; 2035: 0; 2036: 8.8775; 2039: 0.065145; 2040: 0.085201
2018-06-06 19:00 | 6 | 18 | 4 | 0 | 1 | 0.010479 | 2.2146 | 4.4292 | 0.08383 | 21.7915 | 12.0437 | 17.0341 | 17.0341 | 96.518 | 0.08383 | 0 | 2024: 94.6913; 2025: 1.8268; 2026: 0; 2027: 1.428; 2028: 0; 2029: 0; 2030: 4.3453; 2031: 0; 2032: 0; 2033: 94.6913; 2034: 1.8268; 2035: 0; 2036: 1.428; 2039: 0.010479; 2040: 0.015257
2018-06-06 20:00 | 6 | 19 | 4 | 0 | 0 | 0 | 1.9668 | 3.9337 | 0 | 20.3125 | 10.5647 | 17.0341 | 17.0341 | 79.9028 | 0 | 0 | 2024: 79.9028; 2025: 0; 2026: 0; 2027: 0; 2028: 0; 2029: 0; 2030: 3.9337; 2031: 0; 2032: 0; 2033: 79.9028; 2034: 0; 2035: 0; 2036: 0; 2039: 0; 2040: 0
2018-06-06 21:00 | 6 | 20 | 4 | 0 | 0 | 0 | 1.6917 | 3.3833 | 0 | 20.3125 | 10.5647 | 17.0341 | 17.0341 | 68.7234 | 0 | 0 | 2024: 68.7234; 2025: 0; 2026: 0; 2027: 0; 2028: 0; 2029: 0; 2030: 3.3833; 2031: 0; 2032: 0; 2033: 68.7234; 2034: 0; 2035: 0; 2036: 0; 2039: 0; 2040: 0
2018-06-06 22:00 | 6 | 21 | 4 | 0 | 0 | 0 | 1.3867 | 2.7733 | 0 | 20.3125 | 10.5647 | 17.0341 | 17.0341 | 56.3334 | 0 | 0 | 2024: 56.3334; 2025: 0; 2026: 0; 2027: 0; 2028: 0; 2029: 0; 2030: 2.7733; 2031: 0; 2032: 0; 2033: 56.3334; 2034: 0; 2035: 0; 2036: 0; 2039: 0; 2040: 0
2018-06-06 23:00 | 6 | 22 | 4 | 0 | 0 | 0 | 1.1469 | 2.2937 | 0 | 20.3125 | 10.5647 | 17.0341 | 17.0341 | 46.5918 | 0 | 0 | 2024: 46.5918; 2025: 0; 2026: 0; 2027: 0; 2028: 0; 2029: 0; 2030: 2.2937; 2031: 0; 2032: 0; 2033: 46.5918; 2034: 0; 2035: 0; 2036: 0; 2039: 0; 2040: 0
2018-06-07 | 6 | 23 | 4 | 0 | 0 | 0 | 0.94588 | 1.8918 | 0 | 20.3125 | 10.5647 | 17.0341 | 17.0341 | 38.4266 | 0 | 0 | 2024: 38.4266; 2025: 0; 2026: 0; 2027: 0; 2028: 0; 2029: 0; 2030: 1.8918; 2031: 0; 2032: 0; 2033: 38.4266; 2034: 0; 2035: 0; 2036: 0; 2039: 0; 2040: 0
2018-06-07 01:00 | 6 | 0 | 5 | 0 | 0 | 0 | 0.77403 | 1.5481 | 0 | 20.3125 | 10.5647 | 17.0341 | 17.0341 | 31.4452 | 0 | 0 | 2024: 31.4452; 2025: 0; 2026: 0; 2027: 0; 2028: 0; 2029: 0; 2030: 1.5481; 2031: 0; 2032: 0; 2033: 31.4452; 2034: 0; 2035: 0; 2036: 0; 2039: 0; 2040: 0
2018-06-07 02:00 | 6 | 1 | 5 | 0 | 0 | 0 | 0.71182 | 1.4236 | 0 | 20.3125 | 10.5647 | 17.0341 | 17.0341 | 28.9175 | 0 | 0 | 2024: 28.9175; 2025: 0; 2026: 0; 2027: 0; 2028: 0; 2029: 0; 2030: 1.4236; 2031: 0; 2032: 0; 2033: 28.9175; 2034: 0; 2035: 0; 2036: 0; 2039: 0; 2040: 0
2018-06-07 03:00 | 6 | 2 | 5 | 0 | 0 | 0 | 0.6688 | 1.3376 | 0 | 20.3125 | 10.5647 | 17.0341 | 17.0341 | 27.1701 | 0 | 0 | 2024: 27.1701; 2025: 0; 2026: 0; 2027: 0; 2028: 0; 2029: 0; 2030: 1.3376; 2031: 0; 2032: 0; 2033: 27.1701; 2034: 0; 2035: 0; 2036: 0; 2039: 0; 2040: 0
2018-06-07 04:00 | 6 | 3 | 5 | 0 | 0 | 0 | 0.71275 | 1.4255 | 0 | 20.3125 | 10.5647 | 17.0341 | 17.0341 | 28.9555 | 0 | 0 | 2024: 28.9555; 2025: 0; 2026: 0; 2027: 0; 2028: 0; 2029: 0; 2030: 1.4255; 2031: 0; 2032: 0; 2033: 28.9555; 2034: 0; 2035: 0; 2036: 0; 2039: 0; 2040: 0
2018-06-07 05:00 | 6 | 4 | 5 | 0 | 0 | 0.0011385 | 0.85702 | 1.714 | 0.0091079 | 20.3125 | 10.5647 | 17.0341 | 17.0341 | 34.8166 | 0.0091079 | 0 | 2024: 34.6316; 2025: 0.185; 2026: 0; 2027: 0.15515; 2028: 0; 2029: 0; 2030: 1.7049; 2031: 0; 2032: 0; 2033: 34.6316; 2034: 0.185; 2035: 0; 2036: 0.15515; 2039: 0.0011385; 2040: 0.0090097
2018-06-07 06:00 | 6 | 5 | 5 | 0 | 0 | 0.062584 | 1.0918 | 2.1836 | 0.50067 | 20.3125 | 10.5647 | 17.0341 | 17.0341 | 44.3545 | 0.50067 | 0 | 2024: 34.1846; 2025: 10.1699; 2026: 0; 2027: 8.5285; 2028: 0; 2029: 0; 2030: 1.6829; 2031: 0; 2032: 0; 2033: 34.1846; 2034: 10.1699; 2035: 0; 2036: 8.5285; 2039: 0.062584; 2040: 0.079468
2018-06-07 07:00 | 6 | 6 | 5 | 0 | 0 | 0.18736 | 1.2759 | 2.5518 | 1.4988 | 20.3125 | 10.5647 | 17.0341 | 17.0341 | 51.8335 | 1.4988 | 0 | 2024: 21.3881; 2025: 30.4454; 2026: 0; 2027: 25.5316; 2028: 0; 2029: 0; 2030: 1.053; 2031: 0; 2032: 0; 2033: 21.3881; 2034: 30.4454; 2035: 0; 2036: 25.5316; 2039: 0.18736; 2040: 0.23896
2018-06-07 08:00 | 6 | 7 | 5 | 0 | 0 | 0.22823 | 1.4817 | 2.9634 | 1.8258 | 20.3125 | 10.5647 | 17.0341 | 17.0341 | 60.1932 | 1.8258 | 0 | 2024: 23.106; 2025: 37.0872; 2026: 0; 2027: 31.1015; 2028: 0; 2029: 0; 2030: 1.1375; 2031: 0; 2032: 0; 2033: 23.106; 2034: 37.0872; 2035: 0; 2036: 31.1015; 2039: 0.22823; 2040: 0.40938
2018-06-07 09:00 | 6 | 8 | 5 | 0 | 0 | 0.23635 | 1.6942 | 3.3884 | 1.8908 | 20.3125 | 10.5647 | 17.0341 | 17.0341 | 68.8274 | 1.8908 | 0 | 2024: 30.4209; 2025: 38.4066; 2026: 0; 2027: 32.2079; 2028: 0; 2029: 0; 2030: 1.4976; 2031: 0; 2032: 0; 2033: 30.4209; 2034: 38.4066; 2035: 0; 2036: 32.2079; 2039: 0.23635; 2040: 0.54511
2018-06-07 10:00 | 6 | 9 | 5 | 0 | 0 | 0.46737 | 1.7878 | 3.5756 | 3.739 | 20.3125 | 10.5647 | 17.0341 | 17.0341 | 72.6293 | 3.5756 | 0.16336 | 2024: 0; 2025: 72.6293; 2026: 1.7259; 2027: 63.69; 2028: 0.16336; 2029: 0.16336; 2030: 0; 2031: 0; 2032: 0; 2033: 0; 2034: 72.6293; 2035: 0; 2036: 63.69; 2039: 0.46737; 2040: 0.61426
2018-06-07 11:00 | 6 | 10 | 5 | 0 | 0 | 0.48703 | 1.9059 | 3.8119 | 3.8962 | 20.3125 | 10.5647 | 17.0341 | 17.0341 | 77.429 | 3.8119 | 0.084318 | 2024: 0; 2025: 77.429; 2026: 0.8908; 2027: 66.3686; 2028: 0.084318; 2029: 0.24768; 2030: 0; 2031: 0; 2032: 0; 2033: 0; 2034: 77.429; 2035: 0; 2036: 66.3686; 2039: 0.48703; 2040: 0.64904
2018-06-07 12:00 | 6 | 11 | 5 | 0 | 0 | 0.56822 | 2.0503 | 4.1006 | 4.5458 | 20.3125 | 10.5647 | 17.0341 | 17.0341 | 83.2936 | 4.1006 | 0.44517 | 2024: 0; 2025: 83.2936; 2026: 4.7031; 2027: 77.4335; 2028: 0.44517; 2029: 0.69285; 2030: 0; 2031: 0; 2032: 0; 2033: 0; 2034: 83.2936; 2035: 0; 2036: 77.4335; 2039: 0.56822; 2040: 0.66858
2018-06-07 13:00 | 6 | 12 | 5 | 0 | 0 | 0.48202 | 2.1764 | 4.3528 | 3.8561 | 20.3125 | 10.5647 | 17.0341 | 17.0341 | 88.4168 | 3.8561 | 0 | 2024: 10.0892; 2025: 78.3276; 2026: 0; 2027: 65.6858; 2028: 0; 2029: 0.69285; 2030: 0.4967; 2031: 0.4967; 2032: 0; 2033: 0; 2034: 88.4168; 2035: 0; 2036: 65.6858; 2039: 0.48202; 2040: 0.65684
2018-06-07 14:00 | 6 | 13 | 5 | 0 | 0 | 0.44278 | 2.295 | 4.5899 | 3.5422 | 20.3125 | 10.5647 | 17.0341 | 17.0341 | 93.2333 | 3.5422 | 0 | 2024: 21.2822; 2025: 71.9511; 2026: 0; 2027: 60.3385; 2028: 0; 2029: 0.15296; 2030: 1.0477; 2031: 0.14073; 2032: 0; 2033: 18.4237; 2034: 74.8096; 2035: 0; 2036: 60.3385; 2039: 0.44278; 2040: 0.59126
2018-06-07 15:00 | 6 | 14 | 5 | 0 | 0 | 0.42117 | 2.3823 | 4.7646 | 3.3694 | 20.3125 | 10.5647 | 17.0341 | 17.0341 | 96.7815 | 3.3694 | 0 | 2024: 28.3412; 2025: 68.4403; 2026: 0; 2027: 57.3943; 2028: 0; 2029: 0; 2030: 1.3953; 2031: 0; 2032: 0; 2033: 28.3412; 2034: 68.4403; 2035: 0; 2036: 57.3943; 2039: 0.42117; 2040: 0.52318
2018-06-07 16:00 | 6 | 15 | 5 | 0 | 1 | 0.27582 | 2.4701 | 4.9402 | 2.2065 | 21.7915 | 12.0437 | 17.0341 | 17.0341 | 107.6539 | 2.2065 | 0 | 2024: 59.5703; 2025: 48.0837; 2026: 0; 2027: 37.5865; 2028: 0; 2029: 0; 2030: 2.7336; 2031: 0; 2032: 0; 2033: 59.5703; 2034: 48.0837; 2035: 0; 2036: 37.5865; 2039: 0.27582; 2040: 0.40048
2018-06-07 17:00 | 6 | 16 | 5 | 0 | 1 | 0.21084 | 2.4602 | 4.9203 | 1.6867 | 21.7915 | 12.0437 | 17.0341 | 17.0341 | 107.2207 | 1.6867 | 0 | 2024: 70.4641; 2025: 36.7566; 2026: 0; 2027: 28.7322; 2028: 0; 2029: 0; 2030: 3.2336; 2031: 0; 2032: 0; 2033: 70.4641; 2034: 36.7566; 2035: 0; 2036: 28.7322; 2039: 0.21084; 2040: 0.24816
2018-06-07 18:00 | 6 | 17 | 5 | 0 | 1 | 0.079466 | 2.393 | 4.786 | 0.63573 | 21.7915 | 12.0437 | 17.0341 | 17.0341 | 104.2948 | 0.63573 | 0 | 2024: 90.4414; 2025: 13.8534; 2026: 0; 2027: 10.8291; 2028: 0; 2029: 0; 2030: 4.1503; 2031: 0; 2032: 0; 2033: 90.4414; 2034: 13.8534; 2035: 0; 2036: 10.8291; 2039: 0.079466; 2040: 0.097009
2018-06-07 19:00 | 6 | 18 | 5 | 0 | 1 | 0.014339 | 2.2377 | 4.4755 | 0.11471 | 21.7915 | 12.0437 | 17.0341 | 17.0341 | 97.5274 | 0.11471 | 0 | 2024: 95.0277; 2025: 2.4997; 2026: 0; 2027: 1.954; 2028: 0; 2029: 0; 2030: 4.3608; 2031: 0; 2032: 0; 2033: 95.0277; 2034: 2.4997; 2035: 0; 2036: 1.954; 2039: 0.014339; 2040: 0.015194
2018-06-07 20:00 | 6 | 19 | 5 | 0 | 0 | 0 | 1.922 | 3.844 | 0 | 20.3125 | 10.5647 | 17.0341 | 17.0341 | 78.0818 | 0 | 0 | 2024: 78.0818; 2025: 0; 2026: 0; 2027: 0; 2028: 0; 2029: 0; 2030: 3.844; 2031: 0; 2032: 0; 2033: 78.0818; 2034: 0; 2035: 0; 2036: 0; 2039: 0; 2040: 0
2018-06-07 21:00 | 6 | 20 | 5 | 0 | 0 | 0 | 1.6106 | 3.2212 | 0 | 20.3125 | 10.5647 | 17.0341 | 17.0341 | 65.43 | 0 | 0 | 2024: 65.43; 2025: 0; 2026: 0; 2027: 0; 2028: 0; 2029: 0; 2030: 3.2212; 2031: 0; 2032: 0; 2033: 65.43; 2034: 0; 2035: 0; 2036: 0; 2039: 0; 2040: 0
2018-06-07 22:00 | 6 | 21 | 5 | 0 | 0 | 0 | 1.2939 | 2.5877 | 0 | 20.3125 | 10.5647 | 17.0341 | 17.0341 | 52.5633 | 0 | 0 | 2024: 52.5633; 2025: 0; 2026: 0; 2027: 0; 2028: 0; 2029: 0; 2030: 2.5877; 2031: 0; 2032: 0; 2033: 52.5633; 2034: 0; 2035: 0; 2036: 0; 2039: 0; 2040: 0
2018-06-07 23:00 | 6 | 22 | 5 | 0 | 0 | 0 | 1.0157 | 2.0313 | 0 | 20.3125 | 10.5647 | 17.0341 | 17.0341 | 41.2608 | 0 | 0 | 2024: 41.2608; 2025: 0; 2026: 0; 2027: 0; 2028: 0; 2029: 0; 2030: 2.0313; 2031: 0; 2032: 0; 2033: 41.2608; 2034: 0; 2035: 0; 2036: 0; 2039: 0; 2040: 0
2018-06-08 | 6 | 23 | 5 | 0 | 0 | 0 | 0.91779 | 1.8356 | 0 | 20.3125 | 10.5647 | 17.0341 | 17.0341 | 37.2851 | 0 | 0 | 2024: 37.2851; 2025: 0; 2026: 0; 2027: 0; 2028: 0; 2029: 0; 2030: 1.8356; 2031: 0; 2032: 0; 2033: 37.2851; 2034: 0; 2035: 0; 2036: 0; 2039: 0; 2040: 0
2018-06-08 01:00 | 6 | 0 | 6 | 0 | 0 | 0 | 0.73363 | 1.4673 | 0 | 20.3125 | 10.5647 | 17.0341 | 17.0341 | 29.8039 | 0 | 0 | 2024: 29.8039; 2025: 0; 2026: 0; 2027: 0; 2028: 0; 2029: 0; 2030: 1.4673; 2031: 0; 2032: 0; 2033: 29.8039; 2034: 0; 2035: 0; 2036: 0; 2039: 0; 2040: 0
2018-06-08 02:00 | 6 | 1 | 6 | 0 | 0 | 0 | 0.63601 | 1.272 | 0 | 20.3125 | 10.5647 | 17.0341 | 17.0341 | 25.8381 | 0 | 0 | 2024: 25.8381; 2025: 0; 2026: 0; 2027: 0; 2028: 0; 2029: 0; 2030: 1.272; 2031: 0; 2032: 0; 2033: 25.8381; 2034: 0; 2035: 0; 2036: 0; 2039: 0; 2040: 0
2018-06-08 03:00 | 6 | 2 | 6 | 0 | 0 | 0 | 0.57249 | 1.145 | 0 | 20.3125 | 10.5647 | 17.0341 | 17.0341 | 23.2572 | 0 | 0 | 2024: 23.2572; 2025: 0; 2026: 0; 2027: 0; 2028: 0; 2029: 0; 2030: 1.145; 2031: 0; 2032: 0; 2033: 23.2572; 2034: 0; 2035: 0; 2036: 0; 2039: 0; 2040: 0
2018-06-08 04:00 | 6 | 3 | 6 | 0 | 0 | 0 | 0.56282 | 1.1256 | 0 | 20.3125 | 10.5647 | 17.0341 | 17.0341 | 22.8645 | 0 | 0 | 2024: 22.8645; 2025: 0; 2026: 0; 2027: 0; 2028: 0; 2029: 0; 2030: 1.1256; 2031: 0; 2032: 0; 2033: 22.8645; 2034: 0; 2035: 0; 2036: 0; 2039: 0; 2040: 0
2018-06-08 05:00 | 6 | 4 | 6 | 0 | 0 | 0.0070002 | 0.67516 | 1.3503 | 0.056002 | 20.3125 | 10.5647 | 17.0341 | 17.0341 | 27.4283 | 0.056002 | 0 | 2024: 26.2907; 2025: 1.1375; 2026: 0; 2027: 0.95394; 2028: 0; 2029: 0; 2030: 1.2943; 2031: 0; 2032: 0; 2033: 26.2907; 2034: 1.1375; 2035: 0; 2036: 0.95394; 2039: 0.0070002; 2040: 0.0082347
2018-06-08 06:00 | 6 | 5 | 6 | 0 | 0 | 0.068612 | 0.93444 | 1.8689 | 0.54889 | 20.3125 | 10.5647 | 17.0341 | 17.0341 | 37.9614 | 0.54889 | 0 | 2024: 26.8121; 2025: 11.1494; 2026: 0; 2027: 9.3499; 2028: 0; 2029: 0; 2030: 1.32; 2031: 0; 2032: 0; 2033: 26.8121; 2034: 11.1494; 2035: 0; 2036: 9.3499; 2039: 0.068612; 2040: 0.081756
2018-06-08 07:00 | 6 | 6 | 6 | 0 | 0 | 0.24038 | 1.0758 | 2.1515 | 1.923 | 20.3125 | 10.5647 | 17.0341 | 17.0341 | 43.7024 | 1.923 | 0 | 2024: 4.6413; 2025: 39.0611; 2026: 0; 2027: 32.7568; 2028: 0; 2029: 0; 2030: 0.2285; 2031: 0; 2032: 0; 2033: 4.6413; 2034: 39.0611; 2035: 0; 2036: 32.7568; 2039: 0.24038; 2040: 0.23598
2018-06-08 08:00 | 6 | 7 | 6 | 0 | 0 | 0.40857 | 1.2198 | 2.4397 | 3.2686 | 20.3125 | 10.5647 | 17.0341 | 17.0341 | 49.5559 | 2.4397 | 0.82889 | 2024: 0; 2025: 49.5559; 2026: 8.757; 2027: 55.6773; 2028: 0.82889; 2029: 0.82889; 2030: 0; 2031: 0; 2032: 0; 2033: 0; 2034: 49.5559; 2035: 0; 2036: 55.6773; 2039: 0.40857; 2040: 0.40575
2018-06-08 09:00 | 6 | 8 | 6 | 0 | 0 | 0.53798 | 1.3811 | 2.7623 | 4.3039 | 20.3125 | 10.5647 | 17.0341 | 17.0341 | 56.1085 | 2.7623 | 1.5416 | 2024: 0; 2025: 56.1085; 2026: 16.2866; 2027: 73.3126; 2028: 1.5416; 2029: 2.3705; 2030: 0; 2031: 0; 2032: 0; 2033: 0; 2034: 56.1085; 2035: 0; 2036: 73.3126; 2039: 0.53798; 2040: 0.54428
2018-06-08 10:00 | 6 | 9 | 6 | 0 | 0 | 0.63326 | 1.5644 | 3.1289 | 5.0661 | 20.3125 | 10.5647 | 17.0341 | 17.0341 | 63.5554 | 3.1289 | 1.9372 | 2024: 0; 2025: 63.5554; 2026: 20.4662; 2027: 86.2967; 2028: 1.9372; 2029: 4.3077; 2030: 0; 2031: 0; 2032: 0; 2033: 0; 2034: 63.5554; 2035: 0; 2036: 86.2967; 2039: 0.63326; 2040: 0.64414
2018-06-08 11:00 | 6 | 10 | 6 | 0 | 0 | 0.6877 | 1.7456 | 3.4912 | 5.5016 | 20.3125 | 10.5647 | 17.0341 | 17.0341 | 70.9155 | 3.4912 | 2.0104 | 2024: 0; 2025: 70.9155; 2026: 21.2389; 2027: 93.7148; 2028: 2.0104; 2029: 6.3181; 2030: 0; 2031: 0; 2032: 0; 2033: 0; 2034: 70.9155; 2035: 0; 2036: 93.7148; 2039: 0.6877; 2040: 0.62597
2018-06-08 12:00 | 6 | 11 | 6 | 0 | 0 | 0.69969 | 1.8578 | 3.7156 | 5.5976 | 20.3125 | 10.5647 | 17.0341 | 17.0341 | 75.4741 | 3.7156 | 1.8819 | 2024: 0; 2025: 75.4741; 2026: 19.8818; 2027: 95.3495; 2028: 1.8819; 2029: 8.2; 2030: 0; 2031: 0; 2032: 0; 2033: 0; 2034: 75.4741; 2035: 0; 2036: 95.3495; 2039: 0.69969; 2040: 0.72787
2018-06-08 13:00 | 6 | 12 | 6 | 0 | 0 | 0.67579 | 1.9703 | 3.9406 | 5.4063 | 20.3125 | 10.5647 | 17.0341 | 17.0341 | 80.0433 | 3.9406 | 1.4657 | 2024: 0; 2025: 80.0433; 2026: 15.4848; 2027: 92.0916; 2028: 1.4657; 2029: 9.6657; 2030: 0; 2031: 0; 2032: 0; 2033: 0; 2034: 80.0433; 2035: 0; 2036: 92.0916; 2039: 0.67579; 2040: 0.70242
2018-06-08 14:00 | 6 | 13 | 6 | 0 | 0 | 0.61643 | 2.1233 | 4.2467 | 4.9314 | 20.3125 | 10.5647 | 17.0341 | 17.0341 | 86.2602 | 4.2467 | 0.68474 | 2024: 0; 2025: 86.2602; 2026: 7.2341; 2027: 84.0022; 2028: 0.68474; 2029: 10.3504; 2030: 0; 2031: 0; 2032: 0; 2033: 0; 2034: 86.2602; 2035: 0; 2036: 84.0022; 2039: 0.61643; 2040: 0.64132
2018-06-08 15:00 | 6 | 14 | 6 | 0 | 0 | 0.52564 | 2.307 | 4.6139 | 4.2051 | 20.3125 | 10.5647 | 17.0341 | 17.0341 | 93.7199 | 4.2051 | 0 | 2024: 8.3032; 2025: 85.4167; 2026: 0; 2027: 71.6308; 2028: 0; 2029: 10.3504; 2030: 0.40877; 2031: 0.40877; 2032: 0; 2033: 0; 2034: 93.7199; 2035: 0; 2036: 71.6308; 2039: 0.52564; 2040: 0.51198
2018-06-08 16:00 | 6 | 15 | 6 | 0 | 1 | 0.40574 | 2.4616 | 4.9231 | 3.2459 | 21.7915 | 12.0437 | 17.0341 | 17.0341 | 107.2821 | 3.2459 | 0 | 2024: 36.5485; 2025: 70.7336; 2026: 0; 2027: 55.2916; 2028: 0; 2029: 9.9061; 2030: 1.6772; 2031: 1.6772; 2032: 0; 2033: 0; 2034: 107.2821; 2035: 0; 2036: 55.2916; 2039: 0.40574; 2040: 0.35923
2018-06-08 17:00 | 6 | 16 | 6 | 0 | 1 | 0.24988 | 2.4148 | 4.8297 | 1.999 | 21.7915 | 12.0437 | 17.0341 | 17.0341 | 105.2462 | 1.999 | 0 | 2024: 61.6846; 2025: 43.5615; 2026: 0; 2027: 34.0515; 2028: 0; 2029: 8.0831; 2030: 2.8307; 2031: 2.8307; 2032: 0; 2033: 0; 2034: 105.2462; 2035: 0; 2036: 34.0515; 2039: 0.24988; 2040: 0.22628
2018-06-08 18:00 | 6 | 17 | 6 | 0 | 1 | 0.085076 | 2.3311 | 4.6622 | 0.68061 | 21.7915 | 12.0437 | 17.0341 | 17.0341 | 101.597 | 0.68061 | 0 | 2024: 86.7656; 2025: 14.8315; 2026: 0; 2027: 11.5936; 2028: 0; 2029: 5.0062; 2030: 3.9816; 2031: 3.9816; 2032: 0; 2033: 0; 2034: 101.597; 2035: 0; 2036: 11.5936; 2039: 0.085076; 2040: 0.093371
2018-06-08 19:00 | 6 | 18 | 6 | 0 | 1 | 0.012618 | 2.0881 | 4.1761 | 0.10095 | 21.7915 | 12.0437 | 17.0341 | 17.0341 | 91.0041 | 0.10095 | 0 | 2024: 88.8043; 2025: 2.1998; 2026: 0; 2027: 1.7195; 2028: 0; 2029: 0.67838; 2030: 4.0752; 2031: 0.62411; 2032: 0; 2033: 75.204; 2034: 15.8001; 2035: 0; 2036: 1.7195; 2039: 0.012618; 2040: 0.012497
2018-06-08 20:00 | 6 | 19 | 6 | 0 | 0 | 0 | 1.6941 | 3.3883 | 0 | 20.3125 | 10.5647 | 17.0341 | 17.0341 | 68.8248 | 0 | 0 | 2024: 68.8248; 2025: 0; 2026: 0; 2027: 0; 2028: 0; 2029: 0; 2030: 3.3883; 2031: 0; 2032: 0; 2033: 68.8248; 2034: 0; 2035: 0; 2036: 0; 2039: 0; 2040: 0
2018-06-08 21:00 | 6 | 20 | 6 | 0 | 0 | 0 | 1.4154 | 2.8308 | 0 | 20.3125 | 10.5647 | 17.0341 | 17.0341 | 57.5014 | 0 | 0 | 2024: 57.5014; 2025: 0; 2026: 0; 2027: 0; 2028: 0; 2029: 0; 2030: 2.8308; 2031: 0; 2032: 0; 2033: 57.5014; 2034: 0; 2035: 0; 2036: 0; 2039: 0; 2040: 0
2018-06-08 22:00 | 6 | 21 | 6 | 0 | 0 | 0 | 1.1507 | 2.3013 | 0 | 20.3125 | 10.5647 | 17.0341 | 17.0341 | 46.7458 | 0 | 0 | 2024: 46.7458; 2025: 0; 2026: 0; 2027: 0; 2028: 0; 2029: 0; 2030: 2.3013; 2031: 0; 2032: 0; 2033: 46.7458; 2034: 0; 2035: 0; 2036: 0; 2039: 0; 2040: 0
2018-06-08 23:00 | 6 | 22 | 6 | 0 | 0 | 0 | 0.92279 | 1.8456 | 0 | 20.3125 | 10.5647 | 17.0341 | 17.0341 | 37.4884 | 0 | 0 | 2024: 37.4884; 2025: 0; 2026: 0; 2027: 0; 2028: 0; 2029: 0; 2030: 1.8456; 2031: 0; 2032: 0; 2033: 37.4884; 2034: 0; 2035: 0; 2036: 0; 2039: 0; 2040: 0
2018-06-09 | 6 | 23 | 6 | 0 | 0 | 0 | 0.78491 | 1.5698 | 0 | 20.3125 | 10.5647 | 17.0341 | 17.0341 | 31.8868 | 0 | 0 | 2024: 31.8868; 2025: 0; 2026: 0; 2027: 0; 2028: 0; 2029: 0; 2030: 1.5698; 2031: 0; 2032: 0; 2033: 31.8868; 2034: 0; 2035: 0; 2036: 0; 2039: 0; 2040: 0
2018-06-09 01:00 | 6 | 0 | 7 | 0 | 0 | 0 | 0.70506 | 1.4101 | 0 | 20.3125 | 10.5647 | 17.0341 | 17.0341 | 28.643 | 0 | 0 | 2024: 28.643; 2025: 0; 2026: 0; 2027: 0; 2028: 0; 2029: 0; 2030: 1.4101; 2031: 0; 2032: 0; 2033: 28.643; 2034: 0; 2035: 0; 2036: 0; 2039: 0; 2040: 0
2018-06-09 02:00 | 6 | 1 | 7 | 0 | 0 | 0 | 0.63128 | 1.2626 | 0 | 20.3125 | 10.5647 | 17.0341 | 17.0341 | 25.6456 | 0 | 0 | 2024: 25.6456; 2025: 0; 2026: 0; 2027: 0; 2028: 0; 2029: 0; 2030: 1.2626; 2031: 0; 2032: 0; 2033: 25.6456; 2034: 0; 2035: 0; 2036: 0; 2039: 0; 2040: 0
2018-06-09 03:00 | 6 | 2 | 7 | 0 | 0 | 0 | 0.57195 | 1.1439 | 0 | 20.3125 | 10.5647 | 17.0341 | 17.0341 | 23.2353 | 0 | 0 | 2024: 23.2353; 2025: 0; 2026: 0; 2027: 0; 2028: 0; 2029: 0; 2030: 1.1439; 2031: 0; 2032: 0; 2033: 23.2353; 2034: 0; 2035: 0; 2036: 0; 2039: 0; 2040: 0
2018-06-09 04:00 | 6 | 3 | 7 | 0 | 0 | 0 | 0.52185 | 1.0437 | 0 | 20.3125 | 10.5647 | 17.0341 | 17.0341 | 21.2003 | 0 | 0 | 2024: 21.2003; 2025: 0; 2026: 0; 2027: 0; 2028: 0; 2029: 0; 2030: 1.0437; 2031: 0; 2032: 0; 2033: 21.2003; 2034: 0; 2035: 0; 2036: 0; 2039: 0; 2040: 0
2018-06-09 05:00 | 6 | 4 | 7 | 0 | 0 | 0.0080601 | 0.57155 | 1.1431 | 0.064481 | 20.3125 | 10.5647 | 17.0341 | 17.0341 | 23.2193 | 0.064481 | 0 | 2024: 21.9096; 2025: 1.3098; 2026: 0; 2027: 1.0984; 2028: 0; 2029: 0; 2030: 1.0786; 2031: 0; 2032: 0; 2033: 21.9096; 2034: 1.3098; 2035: 0; 2036: 1.0984; 2039: 0.0080601; 2040: 0.0035147
2018-06-09 06:00 | 6 | 5 | 7 | 0 | 0 | 0.068193 | 0.73463 | 1.4693 | 0.54554 | 20.3125 | 10.5647 | 17.0341 | 17.0341 | 29.8444 | 0.54554 | 0 | 2024: 18.763; 2025: 11.0813; 2026: 0; 2027: 9.2929; 2028: 0; 2029: 0; 2030: 0.92372; 2031: 0; 2032: 0; 2033: 18.763; 2034: 11.0813; 2035: 0; 2036: 9.2929; 2039: 0.068193; 2040: 0.031273
2018-06-09 07:00 | 6 | 6 | 7 | 0 | 0 | 0.23321 | 0.99415 | 1.9883 | 1.8657 | 20.3125 | 10.5647 | 17.0341 | 17.0341 | 40.3875 | 1.8657 | 0 | 2024: 2.4907; 2025: 37.8968; 2026: 0; 2027: 31.7804; 2028: 0; 2029: 0; 2030: 0.12262; 2031: 0; 2032: 0; 2033: 2.4907; 2034: 37.8968; 2035: 0; 2036: 31.7804; 2039: 0.23321; 2040: 0.12421
2018-06-09 08:00 | 6 | 7 | 7 | 0 | 0 | 0.3975 | 1.2145 | 2.429 | 3.18 | 20.3125 | 10.5647 | 17.0341 | 17.0341 | 49.3389 | 2.429 | 0.75101 | 2024: 0; 2025: 49.3389; 2026: 7.9343; 2027: 54.1687; 2028: 0.75101; 2029: 0.75101; 2030: 0; 2031: 0; 2032: 0; 2033: 0; 2034: 49.3389; 2035: 0; 2036: 54.1687; 2039: 0.3975; 2040: 0.23707
2018-06-09 09:00 | 6 | 8 | 7 | 0 | 0 | 0.52498 | 1.377 | 2.754 | 4.1999 | 20.3125 | 10.5647 | 17.0341 | 17.0341 | 55.9413 | 2.754 | 1.4458 | 2024: 0; 2025: 55.9413; 2026: 15.2749; 2027: 71.5412; 2028: 1.4458; 2029: 2.1969; 2030: 0; 2031: 0; 2032: 0; 2033: 0; 2034: 55.9413; 2035: 0; 2036: 71.5412; 2039: 0.52498; 2040: 0.34466
2018-06-09 10:00 | 6 | 9 | 7 | 0 | 0 | 0.62087 | 1.4958 | 2.9916 | 4.9669 | 20.3125 | 10.5647 | 17.0341 | 17.0341 | 60.7661 | 2.9916 | 1.9754 | 2024: 0; 2025: 60.7661; 2026: 20.8694; 2027: 84.6076; 2028: 1.9754; 2029: 4.1722; 2030: 0; 2031: 0; 2032: 0; 2033: 0; 2034: 60.7661; 2035: 0; 2036: 84.6076; 2039: 0.62087; 2040: 0.46376
2018-06-09 11:00 | 6 | 10 | 7 | 0 | 0 | 0.67826 | 1.6258 | 3.2515 | 5.4261 | 20.3125 | 10.5647 | 17.0341 | 17.0341 | 66.0462 | 3.2515 | 2.1746 | 2024: 0; 2025: 66.0462; 2026: 22.9737; 2027: 92.4285; 2028: 2.1746; 2029: 6.3468; 2030: 0; 2031: 0; 2032: 0; 2033: 0; 2034: 66.0462; 2035: 0; 2036: 92.4285; 2039: 0.67826; 2040: 0.53862
2018-06-09 12:00 | 6 | 11 | 7 | 0 | 0 | 0.69917 | 1.7777 | 3.5553 | 5.5934 | 20.3125 | 10.5647 | 17.0341 | 17.0341 | 72.2175 | 3.5553 | 2.038 | 2024: 0; 2025: 72.2175; 2026: 21.5314; 2027: 95.2782; 2028: 2.038; 2029: 8.3848; 2030: 0; 2031: 0; 2032: 0; 2033: 0; 2034: 72.2175; 2035: 0; 2036: 95.2782; 2039: 0.69917; 2040: 0.4856
2018-06-09 13:00 | 6 | 12 | 7 | 0 | 0 | 0.67918 | 1.8319 | 3.6637 | 5.4335 | 20.3125 | 10.5647 | 17.0341 | 17.0341 | 74.4191 | 3.6637 | 1.7697 | 2024: 0; 2025: 74.4191; 2026: 18.6969; 2027: 92.5543; 2028: 1.7697; 2029: 10.1546; 2030: 0; 2031: 0; 2032: 0; 2033: 0; 2034: 74.4191; 2035: 0; 2036: 92.5543; 2039: 0.67918; 2040: 0.19827
2018-06-09 14:00 | 6 | 13 | 7 | 0 | 0 | 0.6234 | 2.0309 | 4.0617 | 4.9872 | 20.3125 | 10.5647 | 17.0341 | 17.0341 | 82.5038 | 4.0617 | 0.92551 | 2024: 0; 2025: 82.5038; 2026: 9.7777; 2027: 84.9532; 2028: 0.92551; 2029: 11.0801; 2030: 0; 2031: 0; 2032: 0; 2033: 0; 2034: 82.5038; 2035: 0; 2036: 84.9532; 2039: 0.6234; 2040: 0.46341
2018-06-09 15:00 | 6 | 14 | 7 | 0 | 0 | 0.53056 | 2.0385 | 4.077 | 4.2445 | 20.3125 | 10.5647 | 17.0341 | 17.0341 | 82.8143 | 4.077 | 0.16749 | 2024: 0; 2025: 82.8143; 2026: 1.7695; 2027: 72.3015; 2028: 0.16749; 2029: 11.2476; 2030: 0; 2031: 0; 2032: 0; 2033: 0; 2034: 82.8143; 2035: 0; 2036: 72.3015; 2039: 0.53056; 2040: 0.44973
2018-06-09 16:00 | 6 | 15 | 7 | 0 | 1 | 0.40844 | 1.7618 | 3.5236 | 3.2675 | 21.7915 | 12.0437 | 17.0341 | 17.0341 | 76.784 | 3.2675 | 0 | 2024: 5.5801; 2025: 71.2039; 2026: 0; 2027: 55.6593; 2028: 0; 2029: 11.2476; 2030: 0.25607; 2031: 0.25607; 2032: 0; 2033: 0; 2034: 76.784; 2035: 0; 2036: 55.6593; 2039: 0.40844; 2040: 0.28085
2018-06-09 17:00 | 6 | 16 | 7 | 0 | 1 | 0.24931 | 1.6791 | 3.3583 | 1.9945 | 21.7915 | 12.0437 | 17.0341 | 17.0341 | 73.1819 | 1.9945 | 0 | 2024: 29.719; 2025: 43.4628; 2026: 0; 2027: 33.9744; 2028: 0; 2029: 10.9693; 2030: 1.3638; 2031: 1.3638; 2032: 0; 2033: 0; 2034: 73.1819; 2035: 0; 2036: 33.9744; 2039: 0.24931; 2040: 0.14194
2018-06-09 18:00 | 6 | 17 | 7 | 0 | 1 | 0.08577 | 1.6331 | 3.2661 | 0.68616 | 21.7915 | 12.0437 | 17.0341 | 17.0341 | 71.1741 | 0.68616 | 0 | 2024: 56.2217; 2025: 14.9525; 2026: 0; 2027: 11.6882; 2028: 0; 2029: 9.4869; 2030: 2.58; 2031: 2.58; 2032: 0; 2033: 0; 2034: 71.1741; 2035: 0; 2036: 11.6882; 2039: 0.08577; 2040: 0.070948
2018-06-09 19:00 | 6 | 18 | 7 | 0 | 1 | 0.012755 | 1.6333 | 3.2667 | 0.10204 | 21.7915 | 12.0437 | 17.0341 | 17.0341 | 71.1851 | 0.10204 | 0 | 2024: 68.9615; 2025: 2.2236; 2026: 0; 2027: 1.7382; 2028: 0; 2029: 6.6825; 2030: 3.1646; 2031: 3.1646; 2032: 0; 2033: 0; 2034: 71.1851; 2035: 0; 2036: 1.7382; 2039: 0.012755; 2040: 0.011426
2018-06-09 20:00 | 6 | 19 | 7 | 0 | 0 | 0 | 1.5199 | 3.0398 | 0 | 20.3125 | 10.5647 | 17.0341 | 17.0341 | 61.7468 | 0 | 0 | 2024: 61.7468; 2025: 0; 2026: 0; 2027: 0; 2028: 0; 2029: 3.2427; 2030: 3.0398; 2031: 2.9833; 2032: 0; 2033: 1.1479; 2034: 60.5989; 2035: 0; 2036: 0; 2039: 0; 2040: 0
2018-06-09 21:00 | 6 | 20 | 7 | 0 | 0 | 0 | 1.2695 | 2.539 | 0 | 20.3125 | 10.5647 | 17.0341 | 17.0341 | 51.573 | 0 | 0 | 2024: 51.573; 2025: 0; 2026: 0; 2027: 0; 2028: 0; 2029: 0; 2030: 2.539; 2031: 0; 2032: 0; 2033: 51.573; 2034: 0; 2035: 0; 2036: 0; 2039: 0; 2040: 0
2018-06-09 22:00 | 6 | 21 | 7 | 0 | 0 | 0 | 1.0408 | 2.0816 | 0 | 20.3125 | 10.5647 | 17.0341 | 17.0341 | 42.282 | 0 | 0 | 2024: 42.282; 2025: 0; 2026: 0; 2027: 0; 2028: 0; 2029: 0; 2030: 2.0816; 2031: 0; 2032: 0; 2033: 42.282; 2034: 0; 2035: 0; 2036: 0; 2039: 0; 2040: 0
2018-06-09 23:00 | 6 | 22 | 7 | 0 | 0 | 0 | 0.84321 | 1.6864 | 0 | 20.3125 | 10.5647 | 17.0341 | 17.0341 | 34.2556 | 0 | 0 | 2024: 34.2556; 2025: 0; 2026: 0; 2027: 0; 2028: 0; 2029: 0; 2030: 1.6864; 2031: 0; 2032: 0; 2033: 34.2556; 2034: 0; 2035: 0; 2036: 0; 2039: 0; 2040: 0
2018-06-10 | 6 | 23 | 7 | 0 | 0 | 0 | 0.69841 | 1.3968 | 0 | 20.3125 | 10.5647 | 17.0341 | 17.0341 | 28.373 | 0 | 0 | 2024: 28.373; 2025: 0; 2026: 0; 2027: 0; 2028: 0; 2029: 0; 2030: 1.3968; 2031: 0; 2032: 0; 2033: 28.373; 2034: 0; 2035: 0; 2036: 0; 2039: 0; 2040: 0
2018-06-10 01:00 | 6 | 0 | 1 | 0 | 0 | 0 | 0.60805 | 1.2161 | 0 | 20.3125 | 10.5647 | 17.0341 | 17.0341 | 24.7022 | 0 | 0 | 2024: 24.7022; 2025: 0; 2026: 0; 2027: 0; 2028: 0; 2029: 0; 2030: 1.2161; 2031: 0; 2032: 0; 2033: 24.7022; 2034: 0; 2035: 0; 2036: 0; 2039: 0; 2040: 0
2018-06-10 02:00 | 6 | 1 | 1 | 0 | 0 | 0 | 0.56827 | 1.1365 | 0 | 20.3125 | 10.5647 | 17.0341 | 17.0341 | 23.0861 | 0 | 0 | 2024: 23.0861; 2025: 0; 2026: 0; 2027: 0; 2028: 0; 2029: 0; 2030: 1.1365; 2031: 0; 2032: 0; 2033: 23.0861; 2034: 0; 2035: 0; 2036: 0; 2039: 0; 2040: 0
2018-06-10 03:00 | 6 | 2 | 1 | 0 | 0 | 0 | 0.56513 | 1.1303 | 0 | 20.3125 | 10.5647 | 17.0341 | 17.0341 | 22.9585 | 0 | 0 | 2024: 22.9585; 2025: 0; 2026: 0; 2027: 0; 2028: 0; 2029: 0; 2030: 1.1303; 2031: 0; 2032: 0; 2033: 22.9585; 2034: 0; 2035: 0; 2036: 0; 2039: 0; 2040: 0
2018-06-10 04:00 | 6 | 3 | 1 | 0 | 0 | 0 | 0.54529 | 1.0906 | 0 | 20.3125 | 10.5647 | 17.0341 | 17.0341 | 22.1526 | 0 | 0 | 2024: 22.1526; 2025: 0; 2026: 0; 2027: 0; 2028: 0; 2029: 0; 2030: 1.0906; 2031: 0; 2032: 0; 2033: 22.1526; 2034: 0; 2035: 0; 2036: 0; 2039: 0; 2040: 0
2018-06-10 05:00 | 6 | 4 | 1 | 0 | 0 | 0.0088258 | 0.59258 | 1.1852 | 0.070607 | 20.3125 | 10.5647 | 17.0341 | 17.0341 | 24.0735 | 0.070607 | 0 | 2024: 22.6393; 2025: 1.4342; 2026: 0; 2027: 1.2027; 2028: 0; 2029: 0; 2030: 1.1146; 2031: 0; 2032: 0; 2033: 22.6393; 2034: 1.4342; 2035: 0; 2036: 1.2027; 2039: 0.0088258; 2040: 0
2018-06-10 06:00 | 6 | 5 | 1 | 0 | 0 | 0.065943 | 0.79341 | 1.5868 | 0.52755 | 20.3125 | 10.5647 | 17.0341 | 17.0341 | 32.2321 | 0.52755 | 0 | 2024: 21.5163; 2025: 10.7158; 2026: 0; 2027: 8.9863; 2028: 0; 2029: 0; 2030: 1.0593; 2031: 0; 2032: 0; 2033: 21.5163; 2034: 10.7158; 2035: 0; 2036: 8.9863; 2039: 0.065943; 2040: 0.040985
2018-06-10 07:00 | 6 | 6 | 1 | 0 | 0 | 0.22284 | 1.0475 | 2.0951 | 1.7827 | 20.3125 | 10.5647 | 17.0341 | 17.0341 | 42.5566 | 1.7827 | 0 | 2024: 6.3458; 2025: 36.2109; 2026: 0; 2027: 30.3666; 2028: 0; 2029: 0; 2030: 0.31241; 2031: 0; 2032: 0; 2033: 6.3458; 2034: 36.2109; 2035: 0; 2036: 30.3666; 2039: 0.22284; 2040: 0.041993
2018-06-10 08:00 | 6 | 7 | 1 | 0 | 0 | 0.38126 | 1.3103 | 2.6205 | 3.05 | 20.3125 | 10.5647 | 17.0341 | 17.0341 | 53.2298 | 2.6205 | 0.42949 | 2024: 0; 2025: 53.2298; 2026: 4.5375; 2027: 51.9548; 2028: 0.42949; 2029: 0.42949; 2030: 0; 2031: 0; 2032: 0; 2033: 0; 2034: 53.2298; 2035: 0; 2036: 51.9548; 2039: 0.38126; 2040: 0.063483
2018-06-10 09:00 | 6 | 8 | 1 | 0 | 0 | 0.5049 | 1.5495 | 3.0989 | 4.0392 | 20.3125 | 10.5647 | 17.0341 | 17.0341 | 62.9464 | 3.0989 | 0.94031 | 2024: 0; 2025: 62.9464; 2026: 9.9341; 2027: 68.8045; 2028: 0.94031; 2029: 1.3698; 2030: 0; 2031: 0; 2032: 0; 2033: 0; 2034: 62.9464; 2035: 0; 2036: 68.8045; 2039: 0.5049; 2040: 0.11062
2018-06-10 10:00 | 6 | 9 | 1 | 0 | 0 | 0.59137 | 1.8635 | 3.7271 | 4.7309 | 20.3125 | 10.5647 | 17.0341 | 17.0341 | 75.7064 | 3.7271 | 1.0038 | 2024: 0; 2025: 75.7064; 2026: 10.6053; 2027: 80.5872; 2028: 1.0038; 2029: 2.3736; 2030: 0; 2031: 0; 2032: 0; 2033: 0; 2034: 75.7064; 2035: 0; 2036: 80.5872; 2039: 0.59137; 2040: 0.21649
2018-06-10 11:00 | 6 | 10 | 1 | 0 | 0 | 0.64855 | 2.0628 | 4.1256 | 5.1884 | 20.3125 | 10.5647 | 17.0341 | 17.0341 | 83.8021 | 4.1256 | 1.0628 | 2024: 0; 2025: 83.8021; 2026: 11.2282; 2027: 88.3806; 2028: 1.0628; 2029: 3.4364; 2030: 0; 2031: 0; 2032: 0; 2033: 0; 2034: 83.8021; 2035: 0; 2036: 88.3806; 2039: 0.64855; 2040: 0.36102
2018-06-10 12:00 | 6 | 11 | 1 | 0 | 0 | 0.42079 | 2.2033 | 4.4066 | 3.3663 | 20.3125 | 10.5647 | 17.0341 | 17.0341 | 89.5089 | 3.3663 | 0 | 2024: 21.1308; 2025: 68.3781; 2026: 0; 2027: 57.3421; 2028: 0; 2029: 3.4364; 2030: 1.0403; 2031: 1.0403; 2032: 0; 2033: 0; 2034: 89.5089; 2035: 0; 2036: 57.3421; 2039: 0.42079; 2040: 0.21444
2018-06-10 13:00 | 6 | 12 | 1 | 0 | 0 | 0.21496 | 2.2809 | 4.5618 | 1.7197 | 20.3125 | 10.5647 | 17.0341 | 17.0341 | 92.6607 | 1.7197 | 0 | 2024: 57.7299; 2025: 34.9308; 2026: 0; 2027: 29.2931; 2028: 0; 2029: 2.3057; 2030: 2.8421; 2031: 2.1212; 2032: 0; 2033: 14.6423; 2034: 78.0184; 2035: 0; 2036: 29.2931; 2039: 0.21496; 2040: 0.21584
2018-06-10 14:00 | 6 | 13 | 1 | 0 | 0 | 0.45612 | 2.332 | 4.6641 | 3.649 | 20.3125 | 10.5647 | 17.0341 | 17.0341 | 94.7386 | 3.649 | 0 | 2024: 20.6189; 2025: 74.1197; 2026: 0; 2027: 62.157; 2028: 0; 2029: 0; 2030: 1.0151; 2031: 0; 2032: 0; 2033: 20.6189; 2034: 74.1197; 2035: 0; 2036: 62.157; 2039: 0.45612; 2040: 0.064833
2018-06-10 15:00 | 6 | 14 | 1 | 0 | 0 | 0.24246 | 2.3856 | 4.7712 | 1.9397 | 20.3125 | 10.5647 | 17.0341 | 17.0341 | 96.9143 | 1.9397 | 0 | 2024: 57.5149; 2025: 39.3994; 2026: 0; 2027: 33.0405; 2028: 0; 2029: 0; 2030: 2.8315; 2031: 0; 2032: 0; 2033: 57.5149; 2034: 39.3994; 2035: 0; 2036: 33.0405; 2039: 0.24246; 2040: 0.14509
2018-06-10 16:00 | 6 | 15 | 1 | 0 | 1 | 0.24177 | 2.5389 | 5.0777 | 1.9341 | 21.7915 | 12.0437 | 17.0341 | 17.0341 | 110.651 | 1.9341 | 0 | 2024: 68.5035; 2025: 42.1475; 2026: 0; 2027: 32.9462; 2028: 0; 2029: 0; 2030: 3.1436; 2031: 0; 2032: 0; 2033: 68.5035; 2034: 42.1475; 2035: 0; 2036: 32.9462; 2039: 0.24177; 2040: 0.14597
2018-06-10 17:00 | 6 | 16 | 1 | 0 | 1 | 0.095983 | 2.5695 | 5.1391 | 0.76787 | 21.7915 | 12.0437 | 17.0341 | 17.0341 | 111.9883 | 0.76787 | 0 | 2024: 95.2554; 2025: 16.7329; 2026: 0; 2027: 13.0799; 2028: 0; 2029: 0; 2030: 4.3712; 2031: 0; 2032: 0; 2033: 95.2554; 2034: 16.7329; 2035: 0; 2036: 13.0799; 2039: 0.095983; 2040: 0.047498
2018-06-10 18:00 | 6 | 17 | 1 | 0 | 1 | 0.024686 | 2.3984 | 4.7969 | 0.19749 | 21.7915 | 12.0437 | 17.0341 | 17.0341 | 104.5307 | 0.19749 | 0 | 2024: 100.2272; 2025: 4.3036; 2026: 0; 2027: 3.364; 2028: 0; 2029: 0; 2030: 4.5994; 2031: 0; 2032: 0; 2033: 100.2272; 2034: 4.3036; 2035: 0; 2036: 3.364; 2039: 0.024686; 2040: 0.048936
2018-06-10 19:00 | 6 | 18 | 1 | 0 | 1 | 0.0041945 | 2.2076 | 4.4152 | 0.033556 | 21.7915 | 12.0437 | 17.0341 | 17.0341 | 96.2129 | 0.033556 | 0 | 2024: 95.4816; 2025: 0.73124; 2026: 0; 2027: 0.5716; 2028: 0; 2029: 0; 2030: 4.3816; 2031: 0; 2032: 0; 2033: 95.4816; 2034: 0.73124; 2035: 0; 2036: 0.5716; 2039: 0.0041945; 2040: 0.003219
2018-06-10 20:00 | 6 | 19 | 1 | 0 | 0 | 0 | 2.0716 | 4.1431 | 0 | 20.3125 | 10.5647 | 17.0341 | 17.0341 | 84.1576 | 0 | 0 | 2024: 84.1576; 2025: 0; 2026: 0; 2027: 0; 2028: 0; 2029: 0; 2030: 4.1431; 2031: 0; 2032: 0; 2033: 84.1576; 2034: 0; 2035: 0; 2036: 0; 2039: 0; 2040: 0
2018-06-10 21:00 | 6 | 20 | 1 | 0 | 0 | 0 | 1.746 | 3.492 | 0 | 20.3125 | 10.5647 | 17.0341 | 17.0341 | 70.9311 | 0 | 0 | 2024: 70.9311; 2025: 0; 2026: 0; 2027: 0; 2028: 0; 2029: 0; 2030: 3.492; 2031: 0; 2032: 0; 2033: 70.9311; 2034: 0; 2035: 0; 2036: 0; 2039: 0; 2040: 0
2018-06-10 22:00 | 6 | 21 | 1 | 0 | 0 | 0 | 1.4576 | 2.9151 | 0 | 20.3125 | 10.5647 | 17.0341 | 17.0341 | 59.2133 | 0 | 0 | 2024: 59.2133; 2025: 0; 2026: 0; 2027: 0; 2028: 0; 2029: 0; 2030: 2.9151; 2031: 0; 2032: 0; 2033: 59.2133; 2034: 0; 2035: 0; 2036: 0; 2039: 0; 2040: 0
2018-06-10 23:00 | 6 | 22 | 1 | 0 | 0 | 0 | 1.2064 | 2.4127 | 0 | 20.3125 | 10.5647 | 17.0341 | 17.0341 | 49.0084 | 0 | 0 | 2024: 49.0084; 2025: 0; 2026: 0; 2027: 0; 2028: 0; 2029: 0; 2030: 2.4127; 2031: 0; 2032: 0; 2033: 49.0084; 2034: 0; 2035: 0; 2036: 0; 2039: 0; 2040: 0
2018-06-11 | 6 | 23 | 1 | 0 | 0 | 0 | 1.09 | 2.18 | 0 | 20.3125 | 10.5647 | 17.0341 | 17.0341 | 44.2813 | 0 | 0 | 2024: 44.2813; 2025: 0; 2026: 0; 2027: 0; 2028: 0; 2029: 0; 2030: 2.18; 2031: 0; 2032: 0; 2033: 44.2813; 2034: 0; 2035: 0; 2036: 0; 2039: 0; 2040: 0
2018-06-11 01:00 | 6 | 0 | 2 | 0 | 0 | 0 | 0.96953 | 1.9391 | 0 | 20.3125 | 10.5647 | 17.0341 | 17.0341 | 39.3873 | 0 | 0 | 2024: 39.3873; 2025: 0; 2026: 0; 2027: 0; 2028: 0; 2029: 0; 2030: 1.9391; 2031: 0; 2032: 0; 2033: 39.3873; 2034: 0; 2035: 0; 2036: 0; 2039: 0; 2040: 0
2018-06-11 02:00 | 6 | 1 | 2 | 0 | 0 | 0 | 0.82533 | 1.6507 | 0 | 20.3125 | 10.5647 | 17.0341 | 17.0341 | 33.529 | 0 | 0 | 2024: 33.529; 2025: 0; 2026: 0; 2027: 0; 2028: 0; 2029: 0; 2030: 1.6507; 2031: 0; 2032: 0; 2033: 33.529; 2034: 0; 2035: 0; 2036: 0; 2039: 0; 2040: 0
2018-06-11 03:00 | 6 | 2 | 2 | 0 | 0 | 0 | 0.7925 | 1.585 | 0 | 20.3125 | 10.5647 | 17.0341 | 17.0341 | 32.1952 | 0 | 0 | 2024: 32.1952; 2025: 0; 2026: 0; 2027: 0; 2028: 0; 2029: 0; 2030: 1.585; 2031: 0; 2032: 0; 2033: 32.1952; 2034: 0; 2035: 0; 2036: 0; 2039: 0; 2040: 0
2018-06-11 04:00 | 6 | 3 | 2 | 0 | 0 | 0 | 0.79339 | 1.5868 | 0 | 20.3125 | 10.5647 | 17.0341 | 17.0341 | 32.2313 | 0 | 0 | 2024: 32.2313; 2025: 0; 2026: 0; 2027: 0; 2028: 0; 2029: 0; 2030: 1.5868; 2031: 0; 2032: 0; 2033: 32.2313; 2034: 0; 2035: 0; 2036: 0; 2039: 0; 2040: 0
2018-06-11 05:00 | 6 | 4 | 2 | 0 | 0 | 0.0073551 | 0.90148 | 1.803 | 0.058841 | 20.3125 | 10.5647 | 17.0341 | 17.0341 | 36.6228 | 0.058841 | 0 | 2024: 35.4276; 2025: 1.1952; 2026: 0; 2027: 1.0023; 2028: 0; 2029: 0; 2030: 1.7441; 2031: 0; 2032: 0; 2033: 35.4276; 2034: 1.1952; 2035: 0; 2036: 1.0023; 2039: 0.0073551; 2040: 0.001807
2018-06-11 06:00 | 6 | 5 | 2 | 0 | 0 | 0.065212 | 1.097 | 2.194 | 0.52169 | 20.3125 | 10.5647 | 17.0341 | 17.0341 | 44.5656 | 0.52169 | 0 | 2024: 33.9687; 2025: 10.5969; 2026: 0; 2027: 8.8866; 2028: 0; 2029: 0; 2030: 1.6723; 2031: 0; 2032: 0; 2033: 33.9687; 2034: 10.5969; 2035: 0; 2036: 8.8866; 2039: 0.065212; 2040: 0.048737
2018-06-11 07:00 | 6 | 6 | 2 | 0 | 0 | 0.17043 | 1.2045 | 2.4089 | 1.3634 | 20.3125 | 10.5647 | 17.0341 | 17.0341 | 48.9315 | 1.3634 | 0 | 2024: 21.2371; 2025: 27.6944; 2026: 0; 2027: 23.2246; 2028: 0; 2029: 0; 2030: 1.0455; 2031: 0; 2032: 0; 2033: 21.2371; 2034: 27.6944; 2035: 0; 2036: 23.2246; 2039: 0.17043; 2040: 0.044995
2018-06-11 08:00 | 6 | 7 | 2 | 0 | 0 | 0.38698 | 1.3666 | 2.7333 | 3.0958 | 20.3125 | 10.5647 | 17.0341 | 17.0341 | 55.5199 | 2.7333 | 0.36255 | 2024: 0; 2025: 55.5199; 2026: 3.8303; 2027: 52.735; 2028: 0.36255; 2029: 0.36255; 2030: 0; 2031: 0; 2032: 0; 2033: 0; 2034: 55.5199; 2035: 0; 2036: 52.735; 2039: 0.38698; 2040: 0.029545
2018-06-11 09:00 | 6 | 8 | 2 | 0 | 0 | 0.51223 | 1.5161 | 3.0323 | 4.0978 | 20.3125 | 10.5647 | 17.0341 | 17.0341 | 61.5928 | 3.0323 | 1.0656 | 2024: 0; 2025: 61.5928; 2026: 11.2576; 2027: 69.8033; 2028: 1.0656; 2029: 1.4281; 2030: 0; 2031: 0; 2032: 0; 2033: 0; 2034: 61.5928; 2035: 0; 2036: 69.8033; 2039: 0.51223; 2040: 0.20466
2018-06-11 10:00 | 6 | 9 | 2 | 0 | 0 | 0.60528 | 1.642 | 3.2839 | 4.8422 | 20.3125 | 10.5647 | 17.0341 | 17.0341 | 66.7049 | 3.2839 | 1.5583 | 2024: 0; 2025: 66.7049; 2026: 16.4631; 2027: 82.4834; 2028: 1.5583; 2029: 2.9864; 2030: 0; 2031: 0; 2032: 0; 2033: 0; 2034: 66.7049; 2035: 0; 2036: 82.4834; 2039: 0.60528; 2040: 0.30234
2018-06-11 11:00 | 6 | 10 | 2 | 0 | 0 | 0.66071 | 1.8344 | 3.6689 | 5.2857 | 20.3125 | 10.5647 | 17.0341 | 17.0341 | 74.5243 | 3.6689 | 1.6168 | 2024: 0; 2025: 74.5243; 2026: 17.0807; 2027: 90.0366; 2028: 1.6168; 2029: 4.6032; 2030: 0; 2031: 0; 2032: 0; 2033: 0; 2034: 74.5243; 2035: 0; 2036: 90.0366; 2039: 0.66071; 2040: 0.55079
2018-06-11 12:00 | 6 | 11 | 2 | 0 | 0 | 0.54565 | 1.9154 | 3.8308 | 4.3652 | 20.3125 | 10.5647 | 17.0341 | 17.0341 | 77.8136 | 3.8308 | 0.53434 | 2024: 0; 2025: 77.8136; 2026: 5.6452; 2027: 74.3569; 2028: 0.53434; 2029: 5.1376; 2030: 0; 2031: 0; 2032: 0; 2033: 0; 2034: 77.8136; 2035: 0; 2036: 74.3569; 2039: 0.54565; 2040: 0.51632
2018-06-11 13:00 | 6 | 12 | 2 | 0 | 0 | 0.65404 | 2.0632 | 4.1264 | 5.2323 | 20.3125 | 10.5647 | 17.0341 | 17.0341 | 83.8176 | 4.1264 | 1.1059 | 2024: 0; 2025: 83.8176; 2026: 11.6836; 2027: 89.128; 2028: 1.1059; 2029: 6.2435; 2030: 0; 2031: 0; 2032: 0; 2033: 0; 2034: 83.8176; 2035: 0; 2036: 89.128; 2039: 0.65404; 2040: 0.47633
2018-06-11 14:00 | 6 | 13 | 2 | 0 | 0 | 0.59935 | 2.1941 | 4.3882 | 4.7948 | 20.3125 | 10.5647 | 17.0341 | 17.0341 | 89.1354 | 4.3882 | 0.40661 | 2024: 0; 2025: 89.1354; 2026: 4.2957; 2027: 81.6756; 2028: 0.40661; 2029: 6.6501; 2030: 0; 2031: 0; 2032: 0; 2033: 0; 2034: 89.1354; 2035: 0; 2036: 81.6756; 2039: 0.59935; 2040: 0.31339
2018-06-11 15:00 | 6 | 14 | 2 | 0 | 0 | 0.51132 | 2.3085 | 4.6169 | 4.0906 | 20.3125 | 10.5647 | 17.0341 | 17.0341 | 93.7817 | 4.0906 | 0 | 2024: 10.6915; 2025: 83.0902; 2026: 0; 2027: 69.6797; 2028: 0; 2029: 6.6501; 2030: 0.52635; 2031: 0.52635; 2032: 0; 2033: 0; 2034: 93.7817; 2035: 0; 2036: 69.6797; 2039: 0.51132; 2040: 0.23137
2018-06-11 16:00 | 6 | 15 | 2 | 0 | 1 | 0.31502 | 2.4288 | 4.8576 | 2.5202 | 21.7915 | 12.0437 | 17.0341 | 17.0341 | 105.8536 | 2.5202 | 0 | 2024: 50.9353; 2025: 54.9184; 2026: 0; 2027: 42.929; 2028: 0; 2029: 6.078; 2030: 2.3374; 2031: 2.3374; 2032: 0; 2033: 0; 2034: 105.8536; 2035: 0; 2036: 42.929; 2039: 0.31502; 2040: 0.23514
2018-06-11 17:00 | 6 | 16 | 2 | 0 | 1 | 0.20202 | 2.3639 | 4.7279 | 1.6161 | 21.7915 | 12.0437 | 17.0341 | 17.0341 | 103.027 | 1.6161 | 0 | 2024: 67.8094; 2025: 35.2176; 2026: 0; 2027: 27.5292; 2028: 0; 2029: 3.5373; 2030: 3.1117; 2031: 3.1117; 2032: 0; 2033: 0; 2034: 103.027; 2035: 0; 2036: 27.5292; 2039: 0.20202; 2040: 0.16575
2018-06-11 18:00 | 6 | 17 | 2 | 0 | 1 | 0.080126 | 2.2323 | 4.4647 | 0.64101 | 21.7915 | 12.0437 | 17.0341 | 17.0341 | 97.2921 | 0.64101 | 0 | 2024: 83.3236; 2025: 13.9685; 2026: 0; 2027: 10.919; 2028: 0; 2029: 0.15498; 2030: 3.8237; 2031: 0.14258; 2032: 0; 2033: 80.2165; 2034: 17.0756; 2035: 0; 2036: 10.919; 2039: 0.080126; 2040: 0.092817
2018-06-11 19:00 | 6 | 18 | 2 | 0 | 1 | 0.012974 | 2.125 | 4.25 | 0.10379 | 21.7915 | 12.0437 | 17.0341 | 17.0341 | 92.6137 | 0.10379 | 0 | 2024: 90.352; 2025: 2.2617; 2026: 0; 2027: 1.768; 2028: 0; 2029: 0; 2030: 4.1462; 2031: 0; 2032: 0; 2033: 90.352; 2034: 2.2617; 2035: 0; 2036: 1.768; 2039: 0.012974; 2040: 0.015139
2018-06-11 20:00 | 6 | 19 | 2 | 0 | 0 | 0 | 1.9261 | 3.8523 | 0 | 20.3125 | 10.5647 | 17.0341 | 17.0341 | 78.2491 | 0 | 0 | 2024: 78.2491; 2025: 0; 2026: 0; 2027: 0; 2028: 0; 2029: 0; 2030: 3.8523; 2031: 0; 2032: 0; 2033: 78.2491; 2034: 0; 2035: 0; 2036: 0; 2039: 0; 2040: 0
2018-06-11 21:00 | 6 | 20 | 2 | 0 | 0 | 0 | 1.6078 | 3.2156 | 0 | 20.3125 | 10.5647 | 17.0341 | 17.0341 | 65.3166 | 0 | 0 | 2024: 65.3166; 2025: 0; 2026: 0; 2027: 0; 2028: 0; 2029: 0; 2030: 3.2156; 2031: 0; 2032: 0; 2033: 65.3166; 2034: 0; 2035: 0; 2036: 0; 2039: 0; 2040: 0
2018-06-11 22:00 | 6 | 21 | 2 | 0 | 0 | 0 | 1.3344 | 2.6688 | 0 | 20.3125 | 10.5647 | 17.0341 | 17.0341 | 54.2104 | 0 | 0 | 2024: 54.2104; 2025: 0; 2026: 0; 2027: 0; 2028: 0; 2029: 0; 2030: 2.6688; 2031: 0; 2032: 0; 2033: 54.2104; 2034: 0; 2035: 0; 2036: 0; 2039: 0; 2040: 0
2018-06-11 23:00 | 6 | 22 | 2 | 0 | 0 | 0 | 1.1951 | 2.3902 | 0 | 20.3125 | 10.5647 | 17.0341 | 17.0341 | 48.5502 | 0 | 0 | 2024: 48.5502; 2025: 0; 2026: 0; 2027: 0; 2028: 0; 2029: 0; 2030: 2.3902; 2031: 0; 2032: 0; 2033: 48.5502; 2034: 0; 2035: 0; 2036: 0; 2039: 0; 2040: 0
2018-06-12 | 6 | 23 | 2 | 0 | 0 | 0 | 0.98736 | 1.9747 | 0 | 20.3125 | 10.5647 | 17.0341 | 17.0341 | 40.1113 | 0 | 0 | 2024: 40.1113; 2025: 0; 2026: 0; 2027: 0; 2028: 0; 2029: 0; 2030: 1.9747; 2031: 0; 2032: 0; 2033: 40.1113; 2034: 0; 2035: 0; 2036: 0; 2039: 0; 2040: 0
2018-06-12 01:00 | 6 | 0 | 3 | 0 | 0 | 0 | 0.86554 | 1.7311 | 0 | 20.3125 | 10.5647 | 17.0341 | 17.0341 | 35.1627 | 0 | 0 | 2024: 35.1627; 2025: 0; 2026: 0; 2027: 0; 2028: 0; 2029: 0; 2030: 1.7311; 2031: 0; 2032: 0; 2033: 35.1627; 2034: 0; 2035: 0; 2036: 0; 2039: 0; 2040: 0
2018-06-12 02:00 | 6 | 1 | 3 | 0 | 0 | 0 | 0.75911 | 1.5182 | 0 | 20.3125 | 10.5647 | 17.0341 | 17.0341 | 30.839 | 0 | 0 | 2024: 30.839; 2025: 0; 2026: 0; 2027: 0; 2028: 0; 2029: 0; 2030: 1.5182; 2031: 0; 2032: 0; 2033: 30.839; 2034: 0; 2035: 0; 2036: 0; 2039: 0; 2040: 0
2018-06-12 03:00 | 6 | 2 | 3 | 0 | 0 | 0 | 0.68864 | 1.3773 | 0 | 20.3125 | 10.5647 | 17.0341 | 17.0341 | 27.9759 | 0 | 0 | 2024: 27.9759; 2025: 0; 2026: 0; 2027: 0; 2028: 0; 2029: 0; 2030: 1.3773; 2031: 0; 2032: 0; 2033: 27.9759; 2034: 0; 2035: 0; 2036: 0; 2039: 0; 2040: 0
2018-06-12 04:00 | 6 | 3 | 3 | 0 | 0 | 0 | 0.68452 | 1.369 | 0 | 20.3125 | 10.5647 | 17.0341 | 17.0341 | 27.8087 | 0 | 0 | 2024: 27.8087; 2025: 0; 2026: 0; 2027: 0; 2028: 0; 2029: 0; 2030: 1.369; 2031: 0; 2032: 0; 2033: 27.8087; 2034: 0; 2035: 0; 2036: 0; 2039: 0; 2040: 0
2018-06-12 05:00 | 6 | 4 | 3 | 0 | 0 | 0.0052414 | 0.78034 | 1.5607 | 0.041931 | 20.3125 | 10.5647 | 17.0341 | 17.0341 | 31.7014 | 0.041931 | 0 | 2024: 30.8497; 2025: 0.85173; 2026: 0; 2027: 0.71426; 2028: 0; 2029: 0; 2030: 1.5188; 2031: 0; 2032: 0; 2033: 30.8497; 2034: 0.85173; 2035: 0; 2036: 0.71426; 2039: 0.0052414; 2040: 0.0065087
2018-06-12 06:00 | 6 | 5 | 3 | 0 | 0 | 0.0068499 | 1.0075 | 2.0149 | 0.054799 | 20.3125 | 10.5647 | 17.0341 | 17.0341 | 40.9285 | 0.054799 | 0 | 2024: 39.8154; 2025: 1.1131; 2026: 0; 2027: 0.93346; 2028: 0; 2029: 0; 2030: 1.9601; 2031: 0; 2032: 0; 2033: 39.8154; 2034: 1.1131; 2035: 0; 2036: 0.93346; 2039: 0.0068499; 2040: 0.049524
2018-06-12 07:00 | 6 | 6 | 3 | 0 | 0 | 0.09836 | 1.2354 | 2.4708 | 0.78688 | 20.3125 | 10.5647 | 17.0341 | 17.0341 | 50.189 | 0.78688 | 0 | 2024: 34.2055; 2025: 15.9835; 2026: 0; 2027: 13.4039; 2028: 0; 2029: 0; 2030: 1.684; 2031: 0; 2032: 0; 2033: 34.2055; 2034: 15.9835; 2035: 0; 2036: 13.4039; 2039: 0.09836; 2040: 0.10037
2018-06-12 08:00 | 6 | 7 | 3 | 0 | 0 | 0.25868 | 1.4188 | 2.8376 | 2.0695 | 20.3125 | 10.5647 | 17.0341 | 17.0341 | 57.6378 | 2.0695 | 0 | 2024: 15.6018; 2025: 42.036; 2026: 0; 2027: 35.2515; 2028: 0; 2029: 0; 2030: 0.76809; 2031: 0; 2032: 0; 2033: 15.6018; 2034: 42.036; 2035: 0; 2036: 35.2515; 2039: 0.25868; 2040: 0.33559
2018-06-12 09:00 | 6 | 8 | 3 | 0 | 0 | 0.18746 | 1.5671 | 3.1342 | 1.4997 | 20.3125 | 10.5647 | 17.0341 | 17.0341 | 63.6625 | 1.4997 | 0 | 2024: 33.2006; 2025: 30.4619; 2026: 0; 2027: 25.5455; 2028: 0; 2029: 0; 2030: 1.6345; 2031: 0; 2032: 0; 2033: 33.2006; 2034: 30.4619; 2035: 0; 2036: 25.5455; 2039: 0.18746; 2040: 0.19804
2018-06-12 10:00 | 6 | 9 | 3 | 0 | 0 | 0.28645 | 1.8458 | 3.6916 | 2.2916 | 20.3125 | 10.5647 | 17.0341 | 17.0341 | 74.9856 | 2.2916 | 0 | 2024: 28.4378; 2025: 46.5478; 2026: 0; 2027: 39.0352; 2028: 0; 2029: 0; 2030: 1.4; 2031: 0; 2032: 0; 2033: 28.4378; 2034: 46.5478; 2035: 0; 2036: 39.0352; 2039: 0.28645; 2040: 0.34275
2018-06-12 11:00 | 6 | 10 | 3 | 0 | 0 | 0.27967 | 2.0389 | 4.0777 | 2.2373 | 20.3125 | 10.5647 | 17.0341 | 17.0341 | 82.8285 | 2.2373 | 0 | 2024: 37.3826; 2025: 45.4459; 2026: 0; 2027: 38.1111; 2028: 0; 2029: 0; 2030: 1.8404; 2031: 0; 2032: 0; 2033: 37.3826; 2034: 45.4459; 2035: 0; 2036: 38.1111; 2039: 0.27967; 2040: 0.3788
2018-06-12 12:00 | 6 | 11 | 3 | 0 | 0 | 0.60835 | 2.1088 | 4.2176 | 4.8668 | 20.3125 | 10.5647 | 17.0341 | 17.0341 | 85.6702 | 4.2176 | 0.64921 | 2024: 0; 2025: 85.6702; 2026: 6.8587; 2027: 82.902; 2028: 0.64921; 2029: 0.64921; 2030: 0; 2031: 0; 2032: 0; 2033: 0; 2034: 85.6702; 2035: 0; 2036: 82.902; 2039: 0.60835; 2040: 0.43431
2018-06-12 13:00 | 6 | 12 | 3 | 0 | 0 | 0.48759 | 2.1448 | 4.2896 | 3.9007 | 20.3125 | 10.5647 | 17.0341 | 17.0341 | 87.1333 | 3.9007 | 0 | 2024: 7.9004; 2025: 79.2329; 2026: 0; 2027: 66.445; 2028: 0; 2029: 0.64921; 2030: 0.38894; 2031: 0.38894; 2032: 0; 2033: 0; 2034: 87.1333; 2035: 0; 2036: 66.445; 2039: 0.48759; 2040: 0.47038
2018-06-12 14:00 | 6 | 13 | 3 | 0 | 0 | 0.52116 | 2.3344 | 4.6688 | 4.1692 | 20.3125 | 10.5647 | 17.0341 | 17.0341 | 94.8345 | 4.1692 | 0 | 2024: 10.1466; 2025: 84.6879; 2026: 0; 2027: 71.0196; 2028: 0; 2029: 0.22645; 2030: 0.49953; 2031: 0.20833; 2032: 0; 2033: 5.9149; 2034: 88.9196; 2035: 0; 2036: 71.0196; 2039: 0.52116; 2040: 0.52901
2018-06-12 15:00 | 6 | 14 | 3 | 0 | 0 | 0.4637 | 2.4312 | 4.8623 | 3.7096 | 20.3125 | 10.5647 | 17.0341 | 17.0341 | 98.7656 | 3.7096 | 0 | 2024: 23.4142; 2025: 75.3514; 2026: 0; 2027: 63.19; 2028: 0; 2029: 0; 2030: 1.1527; 2031: 0; 2032: 0; 2033: 23.4142; 2034: 75.3514; 2035: 0; 2036: 63.19; 2039: 0.4637; 2040: 0.33376
2018-06-12 16:00 | 6 | 15 | 3 | 0 | 1 | 0.36361 | 2.1075 | 4.2151 | 2.9089 | 21.7915 | 12.0437 | 17.0341 | 17.0341 | 91.8525 | 2.9089 | 0 | 2024: 28.4642; 2025: 63.3883; 2026: 0; 2027: 49.5499; 2028: 0; 2029: 0; 2030: 1.3062; 2031: 0; 2032: 0; 2033: 28.4642; 2034: 63.3883; 2035: 0; 2036: 49.5499; 2039: 0.36361; 2040: 0.25625
2018-06-12 17:00 | 6 | 16 | 3 | 0 | 1 | 0.23395 | 1.7122 | 3.4243 | 1.8716 | 21.7915 | 12.0437 | 17.0341 | 17.0341 | 74.6216 | 1.8716 | 0 | 2024: 33.8371; 2025: 40.7846; 2026: 0; 2027: 31.8808; 2028: 0; 2029: 0; 2030: 1.5528; 2031: 0; 2032: 0; 2033: 33.8371; 2034: 40.7846; 2035: 0; 2036: 31.8808; 2039: 0.23395; 2040: 0.13884
2018-06-12 18:00 | 6 | 17 | 3 | 0 | 1 | 0.08006 | 1.5877 | 3.1754 | 0.64048 | 21.7915 | 12.0437 | 17.0341 | 17.0341 | 69.1975 | 0.64048 | 0 | 2024: 55.2405; 2025: 13.957; 2026: 0; 2027: 10.9101; 2028: 0; 2029: 0; 2030: 2.535; 2031: 0; 2032: 0; 2033: 55.2405; 2034: 13.957; 2035: 0; 2036: 10.9101; 2039: 0.08006; 2040: 0.08852
2018-06-12 19:00 | 6 | 18 | 3 | 0 | 1 | 0.012437 | 1.5078 | 3.0156 | 0.099498 | 21.7915 | 12.0437 | 17.0341 | 17.0341 | 65.7145 | 0.099498 | 0 | 2024: 63.5462; 2025: 2.1682; 2026: 0; 2027: 1.6949; 2028: 0; 2029: 0; 2030: 2.9161; 2031: 0; 2032: 0; 2033: 63.5462; 2034: 2.1682; 2035: 0; 2036: 1.6949; 2039: 0.012437; 2040: 0.0187
2018-06-12 20:00 | 6 | 19 | 3 | 0 | 0 | 0 | 1.4549 | 2.9098 | 0 | 20.3125 | 10.5647 | 17.0341 | 17.0341 | 59.1058 | 0 | 0 | 2024: 59.1058; 2025: 0; 2026: 0; 2027: 0; 2028: 0; 2029: 0; 2030: 2.9098; 2031: 0; 2032: 0; 2033: 59.1058; 2034: 0; 2035: 0; 2036: 0; 2039: 0; 2040: 0
2018-06-12 21:00 | 6 | 20 | 3 | 0 | 0 | 0 | 1.267 | 2.534 | 0 | 20.3125 | 10.5647 | 17.0341 | 17.0341 | 51.4723 | 0 | 0 | 2024: 51.4723; 2025: 0; 2026: 0; 2027: 0; 2028: 0; 2029: 0; 2030: 2.534; 2031: 0; 2032: 0; 2033: 51.4723; 2034: 0; 2035: 0; 2036: 0; 2039: 0; 2040: 0
2018-06-12 22:00 | 6 | 21 | 3 | 0 | 0 | 0 | 1.0083 | 2.0165 | 0 | 20.3125 | 10.5647 | 17.0341 | 17.0341 | 40.9604 | 0 | 0 | 2024: 40.9604; 2025: 0; 2026: 0; 2027: 0; 2028: 0; 2029: 0; 2030: 2.0165; 2031: 0; 2032: 0; 2033: 40.9604; 2034: 0; 2035: 0; 2036: 0; 2039: 0; 2040: 0
2018-06-12 23:00 | 6 | 22 | 3 | 0 | 0 | 0 | 0.80958 | 1.6192 | 0 | 20.3125 | 10.5647 | 17.0341 | 17.0341 | 32.8892 | 0 | 0 | 2024: 32.8892; 2025: 0; 2026: 0; 2027: 0; 2028: 0; 2029: 0; 2030: 1.6192; 2031: 0; 2032: 0; 2033: 32.8892; 2034: 0; 2035: 0; 2036: 0; 2039: 0; 2040: 0
2018-06-13 | 6 | 23 | 3 | 0 | 0 | 0 | 0.67859 | 1.3572 | 0 | 20.3125 | 10.5647 | 17.0341 | 17.0341 | 27.5677 | 0 | 0 | 2024: 27.5677; 2025: 0; 2026: 0; 2027: 0; 2028: 0; 2029: 0; 2030: 1.3572; 2031: 0; 2032: 0; 2033: 27.5677; 2034: 0; 2035: 0; 2036: 0; 2039: 0; 2040: 0
2018-06-13 01:00 | 6 | 0 | 4 | 0 | 0 | 0 | 0.61266 | 1.2253 | 0 | 20.3125 | 10.5647 | 17.0341 | 17.0341 | 24.8892 | 0 | 0 | 2024: 24.8892; 2025: 0; 2026: 0; 2027: 0; 2028: 0; 2029: 0; 2030: 1.2253; 2031: 0; 2032: 0; 2033: 24.8892; 2034: 0; 2035: 0; 2036: 0; 2039: 0; 2040: 0
2018-06-13 02:00 | 6 | 1 | 4 | 0 | 0 | 0 | 0.55752 | 1.115 | 0 | 20.3125 | 10.5647 | 17.0341 | 17.0341 | 22.6491 | 0 | 0 | 2024: 22.6491; 2025: 0; 2026: 0; 2027: 0; 2028: 0; 2029: 0; 2030: 1.115; 2031: 0; 2032: 0; 2033: 22.6491; 2034: 0; 2035: 0; 2036: 0; 2039: 0; 2040: 0
2018-06-13 03:00 | 6 | 2 | 4 | 0 | 0 | 0 | 0.53743 | 1.0749 | 0 | 20.3125 | 10.5647 | 17.0341 | 17.0341 | 21.8331 | 0 | 0 | 2024: 21.8331; 2025: 0; 2026: 0; 2027: 0; 2028: 0; 2029: 0; 2030: 1.0749; 2031: 0; 2032: 0; 2033: 21.8331; 2034: 0; 2035: 0; 2036: 0; 2039: 0; 2040: 0
2018-06-13 04:00 | 6 | 3 | 4 | 0 | 0 | 0 | 0.57486 | 1.1497 | 0 | 20.3125 | 10.5647 | 17.0341 | 17.0341 | 23.3535 | 0 | 0 | 2024: 23.3535; 2025: 0; 2026: 0; 2027: 0; 2028: 0; 2029: 0; 2030: 1.1497; 2031: 0; 2032: 0; 2033: 23.3535; 2034: 0; 2035: 0; 2036: 0; 2039: 0; 2040: 0
2018-06-13 05:00 | 6 | 4 | 4 | 0 | 0 | 0.0083678 | 0.69758 | 1.3952 | 0.066942 | 20.3125 | 10.5647 | 17.0341 | 17.0341 | 28.3392 | 0.066942 | 0 | 2024: 26.9794; 2025: 1.3598; 2026: 0; 2027: 1.1403; 2028: 0; 2029: 0; 2030: 1.3282; 2031: 0; 2032: 0; 2033: 26.9794; 2034: 1.3598; 2035: 0; 2036: 1.1403; 2039: 0.0083678; 2040: 0.0082963
2018-06-13 06:00 | 6 | 5 | 4 | 0 | 0 | 0.062116 | 0.8698 | 1.7396 | 0.49693 | 20.3125 | 10.5647 | 17.0341 | 17.0341 | 35.3355 | 0.49693 | 0 | 2024: 25.2417; 2025: 10.0939; 2026: 0; 2027: 8.4648; 2028: 0; 2029: 0; 2030: 1.2427; 2031: 0; 2032: 0; 2033: 25.2417; 2034: 10.0939; 2035: 0; 2036: 8.4648; 2039: 0.062116; 2040: 0.068652
2018-06-13 07:00 | 6 | 6 | 4 | 0 | 0 | 0.17672 | 0.86107 | 1.7221 | 1.4138 | 20.3125 | 10.5647 | 17.0341 | 17.0341 | 34.9809 | 1.4138 | 0 | 2024: 6.2636; 2025: 28.7173; 2026: 0; 2027: 24.0825; 2028: 0; 2029: 0; 2030: 0.30836; 2031: 0; 2032: 0; 2033: 6.2636; 2034: 28.7173; 2035: 0; 2036: 24.0825; 2039: 0.17672; 2040: 0.21665
2018-06-13 08:00 | 6 | 7 | 4 | 0 | 0 | 0.36328 | 0.93701 | 1.874 | 2.9062 | 20.3125 | 10.5647 | 17.0341 | 17.0341 | 38.066 | 1.874 | 1.0322 | 2024: 0; 2025: 38.066; 2026: 10.9049; 2027: 49.5049; 2028: 1.0322; 2029: 1.0322; 2030: 0; 2031: 0; 2032: 0; 2033: 0; 2034: 38.066; 2035: 0; 2036: 49.5049; 2039: 0.36328; 2040: 0.35122
2018-06-13 09:00 | 6 | 8 | 4 | 0 | 0 | 0.48117 | 0.95553 | 1.9111 | 3.8494 | 20.3125 | 10.5647 | 17.0341 | 17.0341 | 38.8182 | 1.9111 | 1.9383 | 2024: 0; 2025: 38.8182; 2026: 20.478; 2027: 65.571; 2028: 1.9383; 2029: 2.9705; 2030: 0; 2031: 0; 2032: 0; 2033: 0; 2034: 38.8182; 2035: 0; 2036: 65.571; 2039: 0.48117; 2040: 0.49423
2018-06-13 10:00 | 6 | 9 | 4 | 0 | 0 | 0.57131 | 0.96632 | 1.9326 | 4.5705 | 20.3125 | 10.5647 | 17.0341 | 17.0341 | 39.2566 | 1.9326 | 2.6379 | 2024: 0; 2025: 39.2566; 2026: 27.8683; 2027: 77.8545; 2028: 2.6379; 2029: 5.6084; 2030: 0; 2031: 0; 2032: 0; 2033: 0; 2034: 39.2566; 2035: 0; 2036: 77.8545; 2039: 0.57131; 2040: 0.59697
2018-06-13 11:00 | 6 | 10 | 4 | 0 | 0 | 0.62849 | 0.98618 | 1.9724 | 5.0279 | 20.3125 | 10.5647 | 17.0341 | 17.0341 | 40.0636 | 1.9724 | 3.0556 | 2024: 0; 2025: 40.0636; 2026: 32.2811; 2027: 85.6463; 2028: 3.0556; 2029: 8.664; 2030: 0; 2031: 0; 2032: 0; 2033: 0; 2034: 40.0636; 2035: 0; 2036: 85.6463; 2039: 0.62849; 2040: 0.66336
2018-06-13 12:00 | 6 | 11 | 4 | 0 | 0 | 0.64881 | 1.1356 | 2.2712 | 5.1905 | 20.3125 | 10.5647 | 17.0341 | 17.0341 | 46.1347 | 2.2712 | 2.9192 | 2024: 0; 2025: 46.1347; 2026: 30.8411; 2027: 88.4157; 2028: 2.9192; 2029: 11.5832; 2030: 0; 2031: 0; 2032: 0; 2033: 0; 2034: 46.1347; 2035: 0; 2036: 88.4157; 2039: 0.64881; 2040: 0.69387
2018-06-13 13:00 | 6 | 12 | 4 | 0 | 0 | 0.63439 | 1.3217 | 2.6435 | 5.0751 | 20.3125 | 10.5647 | 17.0341 | 17.0341 | 53.6957 | 2.6435 | 2.4316 | 2024: 0; 2025: 53.6957; 2026: 25.6897; 2027: 86.4505; 2028: 0.9168; 2029: 12.5; 2030: 0; 2031: 0; 2032: 1.5148; 2033: 0; 2034: 53.6957; 2035: 16.004; 2036: 86.4505; 2039: 0.63439; 2040: 0.70707
2018-06-13 14:00 | 6 | 13 | 4 | 0 | 0 | 0.58293 | 1.3729 | 2.7458 | 4.6634 | 20.3125 | 10.5647 | 17.0341 | 17.0341 | 55.7736 | 2.7458 | 1.9176 | 2024: 0; 2025: 55.7736; 2026: 20.2594; 2027: 79.4374; 2028: 0; 2029: 12.5; 2030: 0; 2031: 0; 2032: 1.9176; 2033: 0; 2034: 55.7736; 2035: 20.2594; 2036: 79.4374; 2039: 0.58293; 2040: 0.6379
2018-06-13 15:00 | 6 | 14 | 4 | 0 | 0 | 0.35241 | 1.2988 | 2.5975 | 2.8193 | 20.3125 | 10.5647 | 17.0341 | 17.0341 | 52.7618 | 2.5975 | 0.22176 | 2024: 0; 2025: 52.7618; 2026: 2.3428; 2027: 48.0237; 2028: 0; 2029: 12.5; 2030: 0; 2031: 0; 2032: 0.22176; 2033: 0; 2034: 52.7618; 2035: 2.3428; 2036: 48.0237; 2039: 0.35241; 2040: 0.53997
2018-06-13 16:00 | 6 | 15 | 4 | 0 | 1 | 0.38227 | 1.398 | 2.7961 | 3.0582 | 21.7915 | 12.0437 | 17.0341 | 17.0341 | 60.9304 | 2.7961 | 0.2621 | 2024: 0; 2025: 60.9304; 2026: 3.1567; 2027: 52.0933; 2028: 0; 2029: 12.5; 2030: 0; 2031: 0; 2032: 0.2621; 2033: 0; 2034: 60.9304; 2035: 3.1567; 2036: 52.0933; 2039: 0.38227; 2040: 0.34672
2018-06-13 17:00 | 6 | 16 | 4 | 0 | 1 | 0.23771 | 1.3983 | 2.7965 | 1.9017 | 21.7915 | 12.0437 | 17.0341 | 17.0341 | 60.9399 | 1.9017 | 0 | 2024: 19.4998; 2025: 41.4401; 2026: 0; 2027: 32.3932; 2028: 0; 2029: 12.5; 2030: 0.89484; 2031: 0.89484; 2032: 0; 2033: 0; 2034: 60.9399; 2035: 0; 2036: 32.3932; 2039: 0.23771; 2040: 0.15828
2018-06-13 18:00 | 6 | 17 | 4 | 0 | 1 | 0.088328 | 1.3405 | 2.681 | 0.70663 | 21.7915 | 12.0437 | 17.0341 | 17.0341 | 58.423 | 0.70663 | 0 | 2024: 43.0246; 2025: 15.3984; 2026: 0; 2027: 12.0368; 2028: 0; 2029: 11.5274; 2030: 1.9744; 2031: 1.9744; 2032: 0; 2033: 0; 2034: 58.423; 2035: 0; 2036: 12.0368; 2039: 0.088328; 2040: 0.054967
2018-06-13 19:00 | 6 | 18 | 4 | 0 | 1 | 0.012567 | 1.3002 | 2.6003 | 0.10054 | 21.7915 | 12.0437 | 17.0341 | 17.0341 | 56.665 | 0.10054 | 0 | 2024: 54.4741; 2025: 2.1909; 2026: 0; 2027: 1.7126; 2028: 0; 2029: 9.3813; 2030: 2.4998; 2031: 2.4998; 2032: 0; 2033: 0; 2034: 56.665; 2035: 0; 2036: 1.7126; 2039: 0.012567; 2040: 0.01356
2018-06-13 20:00 | 6 | 19 | 4 | 0 | 0 | 0 | 1.2333 | 2.4667 | 0 | 20.3125 | 10.5647 | 17.0341 | 17.0341 | 50.1043 | 0 | 0 | 2024: 50.1043; 2025: 0; 2026: 0; 2027: 0; 2028: 0; 2029: 6.6641; 2030: 2.4667; 2031: 2.4667; 2032: 0; 2033: 0; 2034: 50.1043; 2035: 0; 2036: 0; 2039: 0; 2040: 0
2018-06-13 21:00 | 6 | 20 | 4 | 0 | 0 | 0 | 1.089 | 2.1779 | 0 | 20.3125 | 10.5647 | 17.0341 | 17.0341 | 44.2387 | 0 | 0 | 2024: 44.2387; 2025: 0; 2026: 0; 2027: 0; 2028: 0; 2029: 3.983; 2030: 2.1779; 2031: 2.1779; 2032: 0; 2033: 0; 2034: 44.2387; 2035: 0; 2036: 0; 2039: 0; 2040: 0
2018-06-13 22:00 | 6 | 21 | 4 | 0 | 0 | 0 | 0.87182 | 1.7436 | 0 | 20.3125 | 10.5647 | 17.0341 | 17.0341 | 35.4178 | 0 | 0 | 2024: 35.4178; 2025: 0; 2026: 0; 2027: 0; 2028: 0; 2029: 1.6157; 2030: 1.7436; 2031: 1.4864; 2032: 0; 2033: 5.2249; 2034: 30.1929; 2035: 0; 2036: 0; 2039: 0; 2040: 0
2018-06-13 23:00 | 6 | 22 | 4 | 0 | 0 | 0 | 0.70247 | 1.4049 | 0 | 20.3125 | 10.5647 | 17.0341 | 17.0341 | 28.5378 | 0 | 0 | 2024: 28.5378; 2025: 0; 2026: 0; 2027: 0; 2028: 0; 2029: 0; 2030: 1.4049; 2031: 0; 2032: 0; 2033: 28.5378; 2034: 0; 2035: 0; 2036: 0; 2039: 0; 2040: 0
2018-06-14 | 6 | 23 | 4 | 0 | 0 | 0 | 0.60764 | 1.2153 | 0 | 20.3125 | 10.5647 | 17.0341 | 17.0341 | 24.6854 | 0 | 0 | 2024: 24.6854; 2025: 0; 2026: 0; 2027: 0; 2028: 0; 2029: 0; 2030: 1.2153; 2031: 0; 2032: 0; 2033: 24.6854; 2034: 0; 2035: 0; 2036: 0; 2039: 0; 2040: 0
2018-06-14 01:00 | 6 | 0 | 5 | 0 | 0 | 0 | 0.56968 | 1.1394 | 0 | 20.3125 | 10.5647 | 17.0341 | 17.0341 | 23.1433 | 0 | 0 | 2024: 23.1433; 2025: 0; 2026: 0; 2027: 0; 2028: 0; 2029: 0; 2030: 1.1394; 2031: 0; 2032: 0; 2033: 23.1433; 2034: 0; 2035: 0; 2036: 0; 2039: 0; 2040: 0
2018-06-14 02:00 | 6 | 1 | 5 | 0 | 0 | 0 | 0.54834 | 1.0967 | 0 | 20.3125 | 10.5647 | 17.0341 | 17.0341 | 22.2763 | 0 | 0 | 2024: 22.2763; 2025: 0; 2026: 0; 2027: 0; 2028: 0; 2029: 0; 2030: 1.0967; 2031: 0; 2032: 0; 2033: 22.2763; 2034: 0; 2035: 0; 2036: 0; 2039: 0; 2040: 0
2018-06-14 03:00 | 6 | 2 | 5 | 0 | 0 | 0 | 0.52139 | 1.0428 | 0 | 20.3125 | 10.5647 | 17.0341 | 17.0341 | 21.1814 | 0 | 0 | 2024: 21.1814; 2025: 0; 2026: 0; 2027: 0; 2028: 0; 2029: 0; 2030: 1.0428; 2031: 0; 2032: 0; 2033: 21.1814; 2034: 0; 2035: 0; 2036: 0; 2039: 0; 2040: 0
2018-06-14 04:00 | 6 | 3 | 5 | 0 | 0 | 0 | 0.52932 | 1.0586 | 0 | 20.3125 | 10.5647 | 17.0341 | 17.0341 | 21.5037 | 0 | 0 | 2024: 21.5037; 2025: 0; 2026: 0; 2027: 0; 2028: 0; 2029: 0; 2030: 1.0586; 2031: 0; 2032: 0; 2033: 21.5037; 2034: 0; 2035: 0; 2036: 0; 2039: 0; 2040: 0
2018-06-14 05:00 | 6 | 4 | 5 | 0 | 0 | 0.0090764 | 0.6783 | 1.3566 | 0.072612 | 20.3125 | 10.5647 | 17.0341 | 17.0341 | 27.556 | 0.072612 | 0 | 2024: 26.0811; 2025: 1.4749; 2026: 0; 2027: 1.2369; 2028: 0; 2029: 0; 2030: 1.284; 2031: 0; 2032: 0; 2033: 26.0811; 2034: 1.4749; 2035: 0; 2036: 1.2369; 2039: 0.0090764; 2040: 0.008703
2018-06-14 06:00 | 6 | 5 | 5 | 0 | 0 | 0.071857 | 0.80407 | 1.6081 | 0.57485 | 20.3125 | 10.5647 | 17.0341 | 17.0341 | 32.6653 | 0.57485 | 0 | 2024: 20.9886; 2025: 11.6767; 2026: 0; 2027: 9.7921; 2028: 0; 2029: 0; 2030: 1.0333; 2031: 0; 2032: 0; 2033: 20.9886; 2034: 11.6767; 2035: 0; 2036: 9.7921; 2039: 0.071857; 2040: 0.075339
2018-06-14 07:00 | 6 | 6 | 5 | 0 | 0 | 0.21504 | 0.83882 | 1.6776 | 1.7203 | 20.3125 | 10.5647 | 17.0341 | 17.0341 | 34.0772 | 1.6776 | 0.042634 | 2024: 0; 2025: 34.0772; 2026: 0.45042; 2027: 29.3035; 2028: 0.042634; 2029: 0.042634; 2030: 0; 2031: 0; 2032: 0; 2033: 0; 2034: 34.0772; 2035: 0; 2036: 29.3035; 2039: 0.21504; 2040: 0.20789
2018-06-14 08:00 | 6 | 7 | 5 | 0 | 0 | 0.36498 | 0.9695 | 1.939 | 2.9198 | 20.3125 | 10.5647 | 17.0341 | 17.0341 | 39.3861 | 1.939 | 0.98082 | 2024: 0; 2025: 39.3861; 2026: 10.3621; 2027: 49.7367; 2028: 0.98082; 2029: 1.0234; 2030: 0; 2031: 0; 2032: 0; 2033: 0; 2034: 39.3861; 2035: 0; 2036: 49.7367; 2039: 0.36498; 2040: 0.31253
2018-06-14 09:00 | 6 | 8 | 5 | 0 | 0 | 0.4844 | 0.9804 | 1.9608 | 3.8752 | 20.3125 | 10.5647 | 17.0341 | 17.0341 | 39.8289 | 1.9608 | 1.9144 | 2024: 0; 2025: 39.8289; 2026: 20.2249; 2027: 66.0104; 2028: 1.9144; 2029: 2.9378; 2030: 0; 2031: 0; 2032: 0; 2033: 0; 2034: 39.8289; 2035: 0; 2036: 66.0104; 2039: 0.4844; 2040: 0.53855
2018-06-14 10:00 | 6 | 9 | 5 | 0 | 0 | 0.57247 | 1.1627 | 2.3254 | 4.5797 | 20.3125 | 10.5647 | 17.0341 | 17.0341 | 47.2352 | 2.3254 | 2.2543 | 2024: 0; 2025: 47.2352; 2026: 23.8161; 2027: 78.0117; 2028: 2.2543; 2029: 5.1921; 2030: 0; 2031: 0; 2032: 0; 2033: 0; 2034: 47.2352; 2035: 0; 2036: 78.0117; 2039: 0.57247; 2040: 0.56526
2018-06-14 11:00 | 6 | 10 | 5 | 0 | 0 | 0.63012 | 1.2449 | 2.4898 | 5.041 | 20.3125 | 10.5647 | 17.0341 | 17.0341 | 50.5732 | 2.4898 | 2.5512 | 2024: 0; 2025: 50.5732; 2026: 26.9527; 2027: 85.8683; 2028: 2.5512; 2029: 7.7433; 2030: 0; 2031: 0; 2032: 0; 2033: 0; 2034: 50.5732; 2035: 0; 2036: 85.8683; 2039: 0.63012; 2040: 0.55753
2018-06-14 12:00 | 6 | 11 | 5 | 0 | 0 | 0.6525 | 1.2686 | 2.5371 | 5.22 | 20.3125 | 10.5647 | 17.0341 | 17.0341 | 51.5353 | 2.5371 | 2.6828 | 2024: 0; 2025: 51.5353; 2026: 28.3436; 2027: 88.9177; 2028: 2.6828; 2029: 10.4262; 2030: 0; 2031: 0; 2032: 0; 2033: 0; 2034: 51.5353; 2035: 0; 2036: 88.9177; 2039: 0.6525; 2040: 0.69603
2018-06-14 13:00 | 6 | 12 | 5 | 0 | 0 | 0.37473 | 1.2973 | 2.5946 | 2.9979 | 20.3125 | 10.5647 | 17.0341 | 17.0341 | 52.7029 | 2.5946 | 0.40327 | 2024: 0; 2025: 52.7029; 2026: 4.2604; 2027: 51.0662; 2028: 0.40327; 2029: 10.8294; 2030: 0; 2031: 0; 2032: 0; 2033: 0; 2034: 52.7029; 2035: 0; 2036: 51.0662; 2039: 0.37473; 2040: 0.6085
2018-06-14 14:00 | 6 | 13 | 5 | 0 | 0 | 0.35089 | 1.4374 | 2.8747 | 2.8071 | 20.3125 | 10.5647 | 17.0341 | 17.0341 | 58.3924 | 2.8071 | 0 | 2024: 1.3726; 2025: 57.0198; 2026: 0; 2027: 47.817; 2028: 0; 2029: 10.8294; 2030: 0.067575; 2031: 0.067575; 2032: 0; 2033: 0; 2034: 58.3924; 2035: 0; 2036: 47.817; 2039: 0.35089; 2040: 0.49036
2018-06-14 15:00 | 6 | 14 | 5 | 0 | 0 | 0.38071 | 1.5477 | 3.0954 | 3.0457 | 20.3125 | 10.5647 | 17.0341 | 17.0341 | 62.8753 | 3.0457 | 0 | 2024: 1.0096; 2025: 61.8657; 2026: 0; 2027: 51.8808; 2028: 0; 2029: 10.756; 2030: 0.049702; 2031: 0.049702; 2032: 0; 2033: 0; 2034: 62.8753; 2035: 0; 2036: 51.8808; 2039: 0.38071; 2040: 0.55227
2018-06-14 16:00 | 6 | 15 | 5 | 0 | 1 | 0.27753 | 1.7147 | 3.4294 | 2.2203 | 21.7915 | 12.0437 | 17.0341 | 17.0341 | 74.7327 | 2.2203 | 0 | 2024: 26.3495; 2025: 48.3832; 2026: 0; 2027: 37.8206; 2028: 0; 2029: 10.702; 2030: 1.2092; 2031: 1.2092; 2032: 0; 2033: 0; 2034: 74.7327; 2035: 0; 2036: 37.8206; 2039: 0.27753; 2040: 0.45689
2018-06-14 17:00 | 6 | 16 | 5 | 0 | 1 | 0.23098 | 1.661 | 3.322 | 1.8478 | 21.7915 | 12.0437 | 17.0341 | 17.0341 | 72.3916 | 1.8478 | 0 | 2024: 32.1251; 2025: 40.2665; 2026: 0; 2027: 31.4758; 2028: 0; 2029: 9.3877; 2030: 1.4742; 2031: 1.4742; 2032: 0; 2033: 0; 2034: 72.3916; 2035: 0; 2036: 31.4758; 2039: 0.23098; 2040: 0.25969
2018-06-14 18:00 | 6 | 17 | 5 | 0 | 1 | 0.091703 | 1.5389 | 3.0778 | 0.73362 | 21.7915 | 12.0437 | 17.0341 | 17.0341 | 67.07 | 0.73362 | 0 | 2024: 51.0833; 2025: 15.9868; 2026: 0; 2027: 12.4967; 2028: 0; 2029: 7.7853; 2030: 2.3442; 2031: 2.3442; 2032: 0; 2033: 0; 2034: 67.07; 2035: 0; 2036: 12.4967; 2039: 0.091703; 2040: 0.10047
2018-06-14 19:00 | 6 | 18 | 5 | 0 | 1 | 0.017163 | 1.3536 | 2.7073 | 0.1373 | 21.7915 | 12.0437 | 17.0341 | 17.0341 | 58.9957 | 0.1373 | 0 | 2024: 56.0037; 2025: 2.992; 2026: 0; 2027: 2.3388; 2028: 0; 2029: 5.2372; 2030: 2.57; 2031: 2.57; 2032: 0; 2033: 0; 2034: 58.9957; 2035: 0; 2036: 2.3388; 2039: 0.017163; 2040: 0.016051
2018-06-14 20:00 | 6 | 19 | 5 | 0 | 0 | 0 | 1.2227 | 2.4454 | 0 | 20.3125 | 10.5647 | 17.0341 | 17.0341 | 49.6728 | 0 | 0 | 2024: 49.6728; 2025: 0; 2026: 0; 2027: 0; 2028: 0; 2029: 2.4438; 2030: 2.4454; 2031: 2.2483; 2032: 0; 2033: 4.0049; 2034: 45.6679; 2035: 0; 2036: 0; 2039: 0; 2040: 0
2018-06-14 21:00 | 6 | 20 | 5 | 0 | 0 | 0 | 0.99856 | 1.9971 | 0 | 20.3125 | 10.5647 | 17.0341 | 17.0341 | 40.5665 | 0 | 0 | 2024: 40.5665; 2025: 0; 2026: 0; 2027: 0; 2028: 0; 2029: 0; 2030: 1.9971; 2031: 0; 2032: 0; 2033: 40.5665; 2034: 0; 2035: 0; 2036: 0; 2039: 0; 2040: 0
2018-06-14 22:00 | 6 | 21 | 5 | 0 | 0 | 0 | 0.69536 | 1.3907 | 0 | 20.3125 | 10.5647 | 17.0341 | 17.0341 | 28.2491 | 0 | 0 | 2024: 28.2491; 2025: 0; 2026: 0; 2027: 0; 2028: 0; 2029: 0; 2030: 1.3907; 2031: 0; 2032: 0; 2033: 28.2491; 2034: 0; 2035: 0; 2036: 0; 2039: 0; 2040: 0
2018-06-14 23:00 | 6 | 22 | 5 | 0 | 0 | 0 | 0.54088 | 1.0818 | 0 | 20.3125 | 10.5647 | 17.0341 | 17.0341 | 21.9732 | 0 | 0 | 2024: 21.9732; 2025: 0; 2026: 0; 2027: 0; 2028: 0; 2029: 0; 2030: 1.0818; 2031: 0; 2032: 0; 2033: 21.9732; 2034: 0; 2035: 0; 2036: 0; 2039: 0; 2040: 0
2018-06-15 | 6 | 23 | 5 | 0 | 0 | 0 | 0.47728 | 0.95457 | 0 | 20.3125 | 10.5647 | 17.0341 | 17.0341 | 19.3897 | 0 | 0 | 2024: 19.3897; 2025: 0; 2026: 0; 2027: 0; 2028: 0; 2029: 0; 2030: 0.95457; 2031: 0; 2032: 0; 2033: 19.3897; 2034: 0; 2035: 0; 2036: 0; 2039: 0; 2040: 0
2018-06-15 01:00 | 6 | 0 | 6 | 0 | 0 | 0 | 0.43283 | 0.86566 | 0 | 20.3125 | 10.5647 | 17.0341 | 17.0341 | 17.5836 | 0 | 0 | 2024: 17.5836; 2025: 0; 2026: 0; 2027: 0; 2028: 0; 2029: 0; 2030: 0.86566; 2031: 0; 2032: 0; 2033: 17.5836; 2034: 0; 2035: 0; 2036: 0; 2039: 0; 2040: 0
2018-06-15 02:00 | 6 | 1 | 6 | 0 | 0 | 0 | 0.43225 | 0.86449 | 0 | 20.3125 | 10.5647 | 17.0341 | 17.0341 | 17.56 | 0 | 0 | 2024: 17.56; 2025: 0; 2026: 0; 2027: 0; 2028: 0; 2029: 0; 2030: 0.86449; 2031: 0; 2032: 0; 2033: 17.56; 2034: 0; 2035: 0; 2036: 0; 2039: 0; 2040: 0
2018-06-15 03:00 | 6 | 2 | 6 | 0 | 0 | 0 | 0.46202 | 0.92405 | 0 | 20.3125 | 10.5647 | 17.0341 | 17.0341 | 18.7697 | 0 | 0 | 2024: 18.7697; 2025: 0; 2026: 0; 2027: 0; 2028: 0; 2029: 0; 2030: 0.92405; 2031: 0; 2032: 0; 2033: 18.7697; 2034: 0; 2035: 0; 2036: 0; 2039: 0; 2040: 0
2018-06-15 04:00 | 6 | 3 | 6 | 0 | 0 | 0 | 0.48953 | 0.97905 | 0 | 20.3125 | 10.5647 | 17.0341 | 17.0341 | 19.887 | 0 | 0 | 2024: 19.887; 2025: 0; 2026: 0; 2027: 0; 2028: 0; 2029: 0; 2030: 0.97905; 2031: 0; 2032: 0; 2033: 19.887; 2034: 0; 2035: 0; 2036: 0; 2039: 0; 2040: 0
2018-06-15 05:00 | 6 | 4 | 6 | 0 | 0 | 0.008497 | 0.62166 | 1.2433 | 0.067976 | 20.3125 | 10.5647 | 17.0341 | 17.0341 | 25.255 | 0.067976 | 0 | 2024: 23.8742; 2025: 1.3808; 2026: 0; 2027: 1.1579; 2028: 0; 2029: 0; 2030: 1.1753; 2031: 0; 2032: 0; 2033: 23.8742; 2034: 1.3808; 2035: 0; 2036: 1.1579; 2039: 0.008497; 2040: 0.0093667
2018-06-15 06:00 | 6 | 5 | 6 | 0 | 0 | 0.07075 | 0.7272 | 1.4544 | 0.566 | 20.3125 | 10.5647 | 17.0341 | 17.0341 | 29.5423 | 0.566 | 0 | 2024: 18.0455; 2025: 11.4968; 2026: 0; 2027: 9.6413; 2028: 0; 2029: 0; 2030: 0.88839; 2031: 0; 2032: 0; 2033: 18.0455; 2034: 11.4968; 2035: 0; 2036: 9.6413; 2039: 0.07075; 2040: 0.074507
2018-06-15 07:00 | 6 | 6 | 6 | 0 | 0 | 0.20885 | 0.76108 | 1.5222 | 1.6708 | 20.3125 | 10.5647 | 17.0341 | 17.0341 | 30.9187 | 1.5222 | 0.14861 | 2024: 0; 2025: 30.9187; 2026: 1.5701; 2027: 28.4601; 2028: 0.14861; 2029: 0.14861; 2030: 0; 2031: 0; 2032: 0; 2033: 0; 2034: 30.9187; 2035: 0; 2036: 28.4601; 2039: 0.20885; 2040: 0.19811
2018-06-15 08:00 | 6 | 7 | 6 | 0 | 0 | 0.36032 | 0.75436 | 1.5087 | 2.8826 | 20.3125 | 10.5647 | 17.0341 | 17.0341 | 30.646 | 1.5087 | 1.3739 | 2024: 0; 2025: 30.646; 2026: 14.5144; 2027: 49.1022; 2028: 1.3739; 2029: 1.5225; 2030: 0; 2031: 0; 2032: 0; 2033: 0; 2034: 30.646; 2035: 0; 2036: 49.1022; 2039: 0.36032; 2040: 0.32917
2018-06-15 09:00 | 6 | 8 | 6 | 0 | 0 | 0.48594 | 0.73673 | 1.4735 | 3.8875 | 20.3125 | 10.5647 | 17.0341 | 17.0341 | 29.9296 | 1.4735 | 2.4141 | 2024: 0; 2025: 29.9296; 2026: 25.5042; 2027: 66.221; 2028: 2.4141; 2029: 3.9366; 2030: 0; 2031: 0; 2032: 0; 2033: 0; 2034: 29.9296; 2035: 0; 2036: 66.221; 2039: 0.48594; 2040: 0.46987
2018-06-15 10:00 | 6 | 9 | 6 | 0 | 0 | 0.58138 | 0.73653 | 1.4731 | 4.651 | 20.3125 | 10.5647 | 17.0341 | 17.0341 | 29.9215 | 1.4731 | 3.178 | 2024: 0; 2025: 29.9215; 2026: 33.5744; 2027: 79.2264; 2028: 3.178; 2029: 7.1145; 2030: 0; 2031: 0; 2032: 0; 2033: 0; 2034: 29.9215; 2035: 0; 2036: 79.2264; 2039: 0.58138; 2040: 0.58694
2018-06-15 11:00 | 6 | 10 | 6 | 0 | 0 | 0.64449 | 0.80605 | 1.6121 | 5.1559 | 20.3125 | 10.5647 | 17.0341 | 17.0341 | 32.7459 | 1.6121 | 3.5438 | 2024: 0; 2025: 32.7459; 2026: 37.4394; 2027: 87.8267; 2028: 3.5438; 2029: 10.6583; 2030: 0; 2031: 0; 2032: 0; 2033: 0; 2034: 32.7459; 2035: 0; 2036: 87.8267; 2039: 0.64449; 2040: 0.48497
2018-06-15 12:00 | 6 | 11 | 6 | 0 | 0 | 0.66727 | 0.71017 | 1.4203 | 5.3381 | 20.3125 | 10.5647 | 17.0341 | 17.0341 | 28.8509 | 1.4203 | 3.9178 | 2024: 0; 2025: 28.8509; 2026: 41.3903; 2027: 90.9304; 2028: 1.8417; 2029: 12.5; 2030: 0; 2031: 0; 2032: 2.0761; 2033: 0; 2034: 28.8509; 2035: 21.9336; 2036: 90.9304; 2039: 0.66727; 2040: 0.66041
2018-06-15 13:00 | 6 | 12 | 6 | 0 | 0 | 0.55365 | 0.68885 | 1.3777 | 4.4292 | 20.3125 | 10.5647 | 17.0341 | 17.0341 | 27.9846 | 1.3777 | 3.0515 | 2024: 0; 2025: 27.9846; 2026: 32.2385; 2027: 75.448; 2028: 0; 2029: 12.5; 2030: 0; 2031: 0; 2032: 3.0515; 2033: 0; 2034: 27.9846; 2035: 32.2385; 2036: 75.448; 2039: 0.55365; 2040: 0.54754
2018-06-15 14:00 | 6 | 13 | 6 | 0 | 0 | 0.59542 | 0.77717 | 1.5543 | 4.7634 | 20.3125 | 10.5647 | 17.0341 | 17.0341 | 31.5725 | 1.5543 | 3.209 | 2024: 0; 2025: 31.5725; 2026: 33.9026; 2027: 81.14; 2028: 0; 2029: 12.5; 2030: 0; 2031: 0; 2032: 3.209; 2033: 0; 2034: 31.5725; 2035: 33.9026; 2036: 81.14; 2039: 0.59542; 2040: 0.44115
2018-06-15 15:00 | 6 | 14 | 6 | 0 | 0 | 0.40759 | 0.92484 | 1.8497 | 3.2608 | 20.3125 | 10.5647 | 17.0341 | 17.0341 | 37.5717 | 1.8497 | 1.4111 | 2024: 0; 2025: 37.5717; 2026: 14.9077; 2027: 55.5443; 2028: 0; 2029: 12.5; 2030: 0; 2031: 0; 2032: 1.4111; 2033: 0; 2034: 37.5717; 2035: 14.9077; 2036: 55.5443; 2039: 0.40759; 2040: 0.30504
2018-06-15 16:00 | 6 | 15 | 6 | 0 | 1 | 0.28874 | 1.0225 | 2.045 | 2.3099 | 21.7915 | 12.0437 | 17.0341 | 17.0341 | 44.564 | 2.045 | 0.26488 | 2024: 0; 2025: 44.564; 2026: 3.1902; 2027: 39.3472; 2028: 0; 2029: 12.5; 2030: 0; 2031: 0; 2032: 0.26488; 2033: 0; 2034: 44.564; 2035: 3.1902; 2036: 39.3472; 2039: 0.28874; 2040: 0.21127
2018-06-15 17:00 | 6 | 16 | 6 | 0 | 1 | 0.062651 | 1.0455 | 2.091 | 0.50121 | 21.7915 | 12.0437 | 17.0341 | 17.0341 | 45.5661 | 0.50121 | 0 | 2024: 34.6441; 2025: 10.922; 2026: 0; 2027: 8.5376; 2028: 0; 2029: 12.5; 2030: 1.5898; 2031: 1.5898; 2032: 0; 2033: 0; 2034: 45.5661; 2035: 0; 2036: 8.5376; 2039: 0.062651; 2040: 0.13214
2018-06-15 18:00 | 6 | 17 | 6 | 0 | 1 | 0.050994 | 1.0222 | 2.0444 | 0.40795 | 21.7915 | 12.0437 | 17.0341 | 17.0341 | 44.5506 | 0.40795 | 0 | 2024: 35.6608; 2025: 8.8898; 2026: 0; 2027: 6.9491; 2028: 0; 2029: 10.772; 2030: 1.6365; 2031: 1.6365; 2032: 0; 2033: 0; 2034: 44.5506; 2035: 0; 2036: 6.9491; 2039: 0.050994; 2040: 0.075491
2018-06-15 19:00 | 6 | 18 | 6 | 0 | 1 | 0.016296 | 1.0011 | 2.0021 | 0.13037 | 21.7915 | 12.0437 | 17.0341 | 17.0341 | 43.6298 | 0.13037 | 0 | 2024: 40.7888; 2025: 2.841; 2026: 0; 2027: 2.2208; 2028: 0; 2029: 8.9932; 2030: 1.8718; 2031: 1.8718; 2032: 0; 2033: 0; 2034: 43.6298; 2035: 0; 2036: 2.2208; 2039: 0.016296; 2040: 0.017839
2018-06-15 20:00 | 6 | 19 | 6 | 0 | 0 | 0 | 1.0099 | 2.0198 | 0 | 20.3125 | 10.5647 | 17.0341 | 17.0341 | 41.0282 | 0 | 0 | 2024: 41.0282; 2025: 0; 2026: 0; 2027: 0; 2028: 0; 2029: 6.9587; 2030: 2.0198; 2031: 2.0198; 2032: 0; 2033: 0; 2034: 41.0282; 2035: 0; 2036: 0; 2039: 0; 2040: 0
2018-06-15 21:00 | 6 | 20 | 6 | 0 | 0 | 0 | 0.74575 | 1.4915 | 0 | 20.3125 | 10.5647 | 17.0341 | 17.0341 | 30.2962 | 0 | 0 | 2024: 30.2962; 2025: 0; 2026: 0; 2027: 0; 2028: 0; 2029: 4.7632; 2030: 1.4915; 2031: 1.4915; 2032: 0; 2033: 0; 2034: 30.2962; 2035: 0; 2036: 0; 2039: 0; 2040: 0
2018-06-15 22:00 | 6 | 21 | 6 | 0 | 0 | 0 | 0.55665 | 1.1133 | 0 | 20.3125 | 10.5647 | 17.0341 | 17.0341 | 22.6139 | 0 | 0 | 2024: 22.6139; 2025: 0; 2026: 0; 2027: 0; 2028: 0; 2029: 3.142; 2030: 1.1133; 2031: 1.1133; 2032: 0; 2033: 0; 2034: 22.6139; 2035: 0; 2036: 0; 2039: 0; 2040: 0
2018-06-15 23:00 | 6 | 22 | 6 | 0 | 0 | 0 | 0.48374 | 0.96749 | 0 | 20.3125 | 10.5647 | 17.0341 | 17.0341 | 19.6521 | 0 | 0 | 2024: 19.6521; 2025: 0; 2026: 0; 2027: 0; 2028: 0; 2029: 1.9319; 2030: 0.96749; 2031: 0.96749; 2032: 0; 2033: 0; 2034: 19.6521; 2035: 0; 2036: 0; 2039: 0; 2040: 0
2018-06-16 | 6 | 23 | 6 | 0 | 0 | 0 | 0.44278 | 0.88555 | 0 | 20.3125 | 10.5647 | 17.0341 | 17.0341 | 17.9878 | 0 | 0 | 2024: 17.9878; 2025: 0; 2026: 0; 2027: 0; 2028: 0; 2029: 0.88025; 2030: 0.88555; 2031: 0.80983; 2032: 0; 2033: 1.5382; 2034: 16.4496; 2035: 0; 2036: 0; 2039: 0; 2040: 0
2018-06-16 01:00 | 6 | 0 | 7 | 0 | 0 | 0 | 0.44174 | 0.88349 | 0 | 20.3125 | 10.5647 | 17.0341 | 17.0341 | 17.9459 | 0 | 0 | 2024: 17.9459; 2025: 0; 2026: 0; 2027: 0; 2028: 0; 2029: 0; 2030: 0.88349; 2031: 0; 2032: 0; 2033: 17.9459; 2034: 0; 2035: 0; 2036: 0; 2039: 0; 2040: 0
2018-06-16 02:00 | 6 | 1 | 7 | 0 | 0 | 0 | 0.43856 | 0.87712 | 0 | 20.3125 | 10.5647 | 17.0341 | 17.0341 | 17.8166 | 0 | 0 | 2024: 17.8166; 2025: 0; 2026: 0; 2027: 0; 2028: 0; 2029: 0; 2030: 0.87712; 2031: 0; 2032: 0; 2033: 17.8166; 2034: 0; 2035: 0; 2036: 0; 2039: 0; 2040: 0
2018-06-16 03:00 | 6 | 2 | 7 | 0 | 0 | 0 | 0.46035 | 0.9207 | 0 | 20.3125 | 10.5647 | 17.0341 | 17.0341 | 18.7017 | 0 | 0 | 2024: 18.7017; 2025: 0; 2026: 0; 2027: 0; 2028: 0; 2029: 0; 2030: 0.9207; 2031: 0; 2032: 0; 2033: 18.7017; 2034: 0; 2035: 0; 2036: 0; 2039: 0; 2040: 0
2018-06-16 04:00 | 6 | 3 | 7 | 0 | 0 | 0 | 0.49252 | 0.98504 | 0 | 20.3125 | 10.5647 | 17.0341 | 17.0341 | 20.0086 | 0 | 0 | 2024: 20.0086; 2025: 0; 2026: 0; 2027: 0; 2028: 0; 2029: 0; 2030: 0.98504; 2031: 0; 2032: 0; 2033: 20.0086; 2034: 0; 2035: 0; 2036: 0; 2039: 0; 2040: 0
2018-06-16 05:00 | 6 | 4 | 7 | 0 | 0 | 0.0080885 | 0.53766 | 1.0753 | 0.064708 | 20.3125 | 10.5647 | 17.0341 | 17.0341 | 21.8423 | 0.064708 | 0 | 2024: 20.5279; 2025: 1.3144; 2026: 0; 2027: 1.1023; 2028: 0; 2029: 0; 2030: 1.0106; 2031: 0; 2032: 0; 2033: 20.5279; 2034: 1.3144; 2035: 0; 2036: 1.1023; 2039: 0.0080885; 2040: 0.0051943
2018-06-16 06:00 | 6 | 5 | 7 | 0 | 0 | 0.067265 | 0.61472 | 1.2294 | 0.53812 | 20.3125 | 10.5647 | 17.0341 | 17.0341 | 24.9731 | 0.53812 | 0 | 2024: 14.0425; 2025: 10.9306; 2026: 0; 2027: 9.1665; 2028: 0; 2029: 0; 2030: 0.69132; 2031: 0; 2032: 0; 2033: 14.0425; 2034: 10.9306; 2035: 0; 2036: 9.1665; 2039: 0.067265; 2040: 0.020464
2018-06-16 07:00 | 6 | 6 | 7 | 0 | 0 | 0.23238 | 0.7112 | 1.4224 | 1.8591 | 20.3125 | 10.5647 | 17.0341 | 17.0341 | 28.8925 | 1.4224 | 0.43667 | 2024: 0; 2025: 28.8925; 2026: 4.6133; 2027: 31.6677; 2028: 0.43667; 2029: 0.43667; 2030: 0; 2031: 0; 2032: 0; 2033: 0; 2034: 28.8925; 2035: 0; 2036: 31.6677; 2039: 0.23238; 2040: 0.053669
2018-06-16 08:00 | 6 | 7 | 7 | 0 | 0 | 0.39824 | 0.87242 | 1.7448 | 3.1859 | 20.3125 | 10.5647 | 17.0341 | 17.0341 | 35.442 | 1.7448 | 1.4411 | 2024: 0; 2025: 35.442; 2026: 15.2247; 2027: 54.2696; 2028: 1.4411; 2029: 1.8778; 2030: 0; 2031: 0; 2032: 0; 2033: 0; 2034: 35.442; 2035: 0; 2036: 54.2696; 2039: 0.39824; 2040: 0.16859
2018-06-16 09:00 | 6 | 8 | 7 | 0 | 0 | 0.52198 | 0.79559 | 1.5912 | 4.1758 | 20.3125 | 10.5647 | 17.0341 | 17.0341 | 32.3208 | 1.5912 | 2.5847 | 2024: 0; 2025: 32.3208; 2026: 27.3063; 2027: 71.1319; 2028: 2.5847; 2029: 4.4624; 2030: 0; 2031: 0; 2032: 0; 2033: 0; 2034: 32.3208; 2035: 0; 2036: 71.1319; 2039: 0.52198; 2040: 0.36592
2018-06-16 10:00 | 6 | 9 | 7 | 0 | 0 | 0.61119 | 0.79877 | 1.5975 | 4.8895 | 20.3125 | 10.5647 | 17.0341 | 17.0341 | 32.4501 | 1.5975 | 3.292 | 2024: 0; 2025: 32.4501; 2026: 34.7786; 2027: 83.2884; 2028: 3.292; 2029: 7.7544; 2030: 0; 2031: 0; 2032: 0; 2033: 0; 2034: 32.4501; 2035: 0; 2036: 83.2884; 2039: 0.61119; 2040: 0.48251
2018-06-16 11:00 | 6 | 10 | 7 | 0 | 0 | 0.66486 | 0.84491 | 1.6898 | 5.3188 | 20.3125 | 10.5647 | 17.0341 | 17.0341 | 34.3247 | 1.6898 | 3.629 | 2024: 0; 2025: 34.3247; 2026: 38.3396; 2027: 90.602; 2028: 3.629; 2029: 11.3834; 2030: 0; 2031: 0; 2032: 0; 2033: 0; 2034: 34.3247; 2035: 0; 2036: 90.602; 2039: 0.66486; 2040: 0.60018
2018-06-16 12:00 | 6 | 11 | 7 | 0 | 0 | 0.68131 | 0.76846 | 1.5369 | 5.4505 | 20.3125 | 10.5647 | 17.0341 | 17.0341 | 31.2188 | 1.5369 | 3.9135 | 2024: 0; 2025: 31.2188; 2026: 41.3456; 2027: 92.8441; 2028: 1.1166; 2029: 12.5; 2030: 0; 2031: 0; 2032: 2.7969; 2033: 0; 2034: 31.2188; 2035: 29.549; 2036: 92.8441; 2039: 0.68131; 2040: 0.38216
2018-06-16 13:00 | 6 | 12 | 7 | 0 | 0 | 0.66074 | 0.77209 | 1.5442 | 5.286 | 20.3125 | 10.5647 | 17.0341 | 17.0341 | 31.3661 | 1.5442 | 3.7418 | 2024: 0; 2025: 31.3661; 2026: 39.5309; 2027: 90.0417; 2028: 0; 2029: 12.5; 2030: 0; 2031: 0; 2032: 3.7418; 2033: 0; 2034: 31.3661; 2035: 39.5309; 2036: 90.0417; 2039: 0.66074; 2040: 0.23025
2018-06-16 14:00 | 6 | 13 | 7 | 0 | 0 | 0.60629 | 0.81594 | 1.6319 | 4.8503 | 20.3125 | 10.5647 | 17.0341 | 17.0341 | 33.1474 | 1.6319 | 3.2184 | 2024: 0; 2025: 33.1474; 2026: 34.002; 2027: 82.6209; 2028: 0; 2029: 12.5; 2030: 0; 2031: 0; 2032: 3.2184; 2033: 0; 2034: 33.1474; 2035: 34.002; 2036: 82.6209; 2039: 0.60629; 2040: 0.18231
2018-06-16 15:00 | 6 | 14 | 7 | 0 | 0 | 0.51919 | 0.92861 | 1.8572 | 4.1535 | 20.3125 | 10.5647 | 17.0341 | 17.0341 | 37.7249 | 1.8572 | 2.2963 | 2024: 0; 2025: 37.7249; 2026: 24.26; 2027: 70.7521; 2028: 0; 2029: 12.5; 2030: 0; 2031: 0; 2032: 2.2963; 2033: 0; 2034: 37.7249; 2035: 24.26; 2036: 70.7521; 2039: 0.51919; 2040: 0.32873
2018-06-16 16:00 | 6 | 15 | 7 | 0 | 1 | 0.39776 | 0.96539 | 1.9308 | 3.1821 | 21.7915 | 12.0437 | 17.0341 | 17.0341 | 42.0745 | 1.9308 | 1.2513 | 2024: 0; 2025: 42.0745; 2026: 15.0703; 2027: 54.204; 2028: 0; 2029: 12.5; 2030: 0; 2031: 0; 2032: 1.2513; 2033: 0; 2034: 42.0745; 2035: 15.0703; 2036: 54.204; 2039: 0.39776; 2040: 0.25769
2018-06-16 17:00 | 6 | 16 | 7 | 0 | 1 | 0.24587 | 1.0707 | 2.1413 | 1.967 | 21.7915 | 12.0437 | 17.0341 | 17.0341 | 46.6621 | 1.967 | 0 | 2024: 3.7993; 2025: 42.8628; 2026: 0; 2027: 33.5053; 2028: 0; 2029: 12.5; 2030: 0.17435; 2031: 0.17435; 2032: 0; 2033: 0; 2034: 46.6621; 2035: 0; 2036: 33.5053; 2039: 0.24587; 2040: 0.21868
2018-06-16 18:00 | 6 | 17 | 7 | 0 | 1 | 0.090834 | 1.0871 | 2.1742 | 0.72668 | 21.7915 | 12.0437 | 17.0341 | 17.0341 | 47.3789 | 0.72668 | 0 | 2024: 31.5436; 2025: 15.8353; 2026: 0; 2027: 12.3783; 2028: 0; 2029: 12.3105; 2030: 1.4475; 2031: 1.4475; 2032: 0; 2033: 0; 2034: 47.3789; 2035: 0; 2036: 12.3783; 2039: 0.090834; 2040: 0.085878
2018-06-16 19:00 | 6 | 18 | 7 | 0 | 1 | 0.015994 | 1.0728 | 2.1456 | 0.12795 | 21.7915 | 12.0437 | 17.0341 | 17.0341 | 46.7565 | 0.12795 | 0 | 2024: 43.9682; 2025: 2.7883; 2026: 0; 2027: 2.1796; 2028: 0; 2029: 10.7371; 2030: 2.0177; 2031: 2.0177; 2032: 0; 2033: 0; 2034: 46.7565; 2035: 0; 2036: 2.1796; 2039: 0.015994; 2040: 0.016444
2018-06-16 20:00 | 6 | 19 | 7 | 0 | 0 | 0 | 1.0354 | 2.0707 | 0 | 20.3125 | 10.5647 | 17.0341 | 17.0341 | 42.0613 | 0 | 0 | 2024: 42.0613; 2025: 0; 2026: 0; 2027: 0; 2028: 0; 2029: 8.544; 2030: 2.0707; 2031: 2.0707; 2032: 0; 2033: 0; 2034: 42.0613; 2035: 0; 2036: 0; 2039: 0; 2040: 0
2018-06-16 21:00 | 6 | 20 | 7 | 0 | 0 | 0 | 0.83442 | 1.6688 | 0 | 20.3125 | 10.5647 | 17.0341 | 17.0341 | 33.8983 | 0 | 0 | 2024: 33.8983; 2025: 0; 2026: 0; 2027: 0; 2028: 0; 2029: 6.2932; 2030: 1.6688; 2031: 1.6688; 2032: 0; 2033: 0; 2034: 33.8983; 2035: 0; 2036: 0; 2039: 0; 2040: 0
2018-06-16 22:00 | 6 | 21 | 7 | 0 | 0 | 0 | 0.61009 | 1.2202 | 0 | 20.3125 | 10.5647 | 17.0341 | 17.0341 | 24.7848 | 0 | 0 | 2024: 24.7848; 2025: 0; 2026: 0; 2027: 0; 2028: 0; 2029: 4.4792; 2030: 1.2202; 2031: 1.2202; 2032: 0; 2033: 0; 2034: 24.7848; 2035: 0; 2036: 0; 2039: 0; 2040: 0
2018-06-16 23:00 | 6 | 22 | 7 | 0 | 0 | 0 | 0.49437 | 0.98873 | 0 | 20.3125 | 10.5647 | 17.0341 | 17.0341 | 20.0836 | 0 | 0 | 2024: 20.0836; 2025: 0; 2026: 0; 2027: 0; 2028: 0; 2029: 3.153; 2030: 0.98873; 2031: 0.98873; 2032: 0; 2033: 0; 2034: 20.0836; 2035: 0; 2036: 0; 2039: 0; 2040: 0
2018-06-17 | 6 | 23 | 7 | 0 | 0 | 0 | 0.44139 | 0.88278 | 0 | 20.3125 | 10.5647 | 17.0341 | 17.0341 | 17.9316 | 0 | 0 | 2024: 17.9316; 2025: 0; 2026: 0; 2027: 0; 2028: 0; 2029: 2.0783; 2030: 0.88278; 2031: 0.88278; 2032: 0; 2033: 0; 2034: 17.9316; 2035: 0; 2036: 0; 2039: 0; 2040: 0
2018-06-17 01:00 | 6 | 0 | 1 | 0 | 0 | 0 | 0.41682 | 0.83365 | 0 | 20.3125 | 10.5647 | 17.0341 | 17.0341 | 16.9335 | 0 | 0 | 2024: 16.9335; 2025: 0; 2026: 0; 2027: 0; 2028: 0; 2029: 1.1187; 2030: 0.83365; 2031: 0.83365; 2032: 0; 2033: 0; 2034: 16.9335; 2035: 0; 2036: 0; 2039: 0; 2040: 0
2018-06-17 02:00 | 6 | 1 | 1 | 0 | 0 | 0 | 0.41654 | 0.83308 | 0 | 20.3125 | 10.5647 | 17.0341 | 17.0341 | 16.9219 | 0 | 0 | 2024: 16.9219; 2025: 0; 2026: 0; 2027: 0; 2028: 0; 2029: 0.21256; 2030: 0.83308; 2031: 0.19556; 2032: 0; 2033: 12.9496; 2034: 3.9722; 2035: 0; 2036: 0; 2039: 0; 2040: 0
2018-06-17 03:00 | 6 | 2 | 1 | 0 | 0 | 0 | 0.42124 | 0.84248 | 0 | 20.3125 | 10.5647 | 17.0341 | 17.0341 | 17.1129 | 0 | 0 | 2024: 17.1129; 2025: 0; 2026: 0; 2027: 0; 2028: 0; 2029: 0; 2030: 0.84248; 2031: 0; 2032: 0; 2033: 17.1129; 2034: 0; 2035: 0; 2036: 0; 2039: 0; 2040: 0
2018-06-17 04:00 | 6 | 3 | 1 | 0 | 0 | 0 | 0.4447 | 0.88939 | 0 | 20.3125 | 10.5647 | 17.0341 | 17.0341 | 18.0658 | 0 | 0 | 2024: 18.0658; 2025: 0; 2026: 0; 2027: 0; 2028: 0; 2029: 0; 2030: 0.88939; 2031: 0; 2032: 0; 2033: 18.0658; 2034: 0; 2035: 0; 2036: 0; 2039: 0; 2040: 0
2018-06-17 05:00 | 6 | 4 | 1 | 0 | 0 | 0.0080569 | 0.52128 | 1.0426 | 0.064456 | 20.3125 | 10.5647 | 17.0341 | 17.0341 | 21.177 | 0.064456 | 0 | 2024: 19.8678; 2025: 1.3093; 2026: 0; 2027: 1.0979; 2028: 0; 2029: 0; 2030: 0.97811; 2031: 0; 2032: 0; 2033: 19.8678; 2034: 1.3093; 2035: 0; 2036: 1.0979; 2039: 0.0080569; 2040: 0.0072943
2018-06-17 06:00 | 6 | 5 | 1 | 0 | 0 | 0.067058 | 0.59833 | 1.1967 | 0.53646 | 20.3125 | 10.5647 | 17.0341 | 17.0341 | 24.3071 | 0.53646 | 0 | 2024: 13.4102; 2025: 10.8969; 2026: 0; 2027: 9.1382; 2028: 0; 2029: 0; 2030: 0.6602; 2031: 0; 2032: 0; 2033: 13.4102; 2034: 10.8969; 2035: 0; 2036: 9.1382; 2039: 0.067058; 2040: 0.073381
2018-06-17 07:00 | 6 | 6 | 1 | 0 | 0 | 0.23539 | 0.763 | 1.526 | 1.8831 | 20.3125 | 10.5647 | 17.0341 | 17.0341 | 30.9967 | 1.526 | 0.35714 | 2024: 0; 2025: 30.9967; 2026: 3.773; 2027: 32.0775; 2028: 0.35714; 2029: 0.35714; 2030: 0; 2031: 0; 2032: 0; 2033: 0; 2034: 30.9967; 2035: 0; 2036: 32.0775; 2039: 0.23539; 2040: 0.19084
2018-06-17 08:00 | 6 | 7 | 1 | 0 | 0 | 0.40709 | 0.83308 | 1.6662 | 3.2567 | 20.3125 | 10.5647 | 17.0341 | 17.0341 | 33.8439 | 1.6662 | 1.5906 | 2024: 0; 2025: 33.8439; 2026: 16.8038; 2027: 55.4753; 2028: 1.5906; 2029: 1.9477; 2030: 0; 2031: 0; 2032: 0; 2033: 0; 2034: 33.8439; 2035: 0; 2036: 55.4753; 2039: 0.40709; 2040: 0.31396
2018-06-17 09:00 | 6 | 8 | 1 | 0 | 0 | 0.53805 | 0.85947 | 1.7189 | 4.3044 | 20.3125 | 10.5647 | 17.0341 | 17.0341 | 34.9159 | 1.7189 | 2.5855 | 2024: 0; 2025: 34.9159; 2026: 27.3148; 2027: 73.3219; 2028: 2.5855; 2029: 4.5332; 2030: 0; 2031: 0; 2032: 0; 2033: 0; 2034: 34.9159; 2035: 0; 2036: 73.3219; 2039: 0.53805; 2040: 0.47435
2018-06-17 10:00 | 6 | 9 | 1 | 0 | 0 | 0.63489 | 0.89138 | 1.7828 | 5.0792 | 20.3125 | 10.5647 | 17.0341 | 17.0341 | 36.2124 | 1.7828 | 3.2964 | 2024: 0; 2025: 36.2124; 2026: 34.8255; 2027: 86.5191; 2028: 3.2964; 2029: 7.8296; 2030: 0; 2031: 0; 2032: 0; 2033: 0; 2034: 36.2124; 2035: 0; 2036: 86.5191; 2039: 0.63489; 2040: 0.60879
2018-06-17 11:00 | 6 | 10 | 1 | 0 | 0 | 0.69444 | 0.87054 | 1.7411 | 5.5555 | 20.3125 | 10.5647 | 17.0341 | 17.0341 | 35.3658 | 1.7411 | 3.8144 | 2024: 0; 2025: 35.3658; 2026: 40.2986; 2027: 94.6338; 2028: 3.8144; 2029: 11.644; 2030: 0; 2031: 0; 2032: 0; 2033: 0; 2034: 35.3658; 2035: 0; 2036: 94.6338; 2039: 0.69444; 2040: 0.58446
2018-06-17 12:00 | 6 | 11 | 1 | 0 | 0 | 0.71309 | 0.91057 | 1.8211 | 5.7047 | 20.3125 | 10.5647 | 17.0341 | 17.0341 | 36.9917 | 1.8211 | 3.8836 | 2024: 0; 2025: 36.9917; 2026: 41.0287; 2027: 97.1745; 2028: 0.856; 2029: 12.5; 2030: 0; 2031: 0; 2032: 3.0276; 2033: 0; 2034: 36.9917; 2035: 31.9854; 2036: 97.1745; 2039: 0.71309; 2040: 0.68529
2018-06-17 13:00 | 6 | 12 | 1 | 0 | 0 | 0.69392 | 0.80159 | 1.6032 | 5.5514 | 20.3125 | 10.5647 | 17.0341 | 17.0341 | 32.5644 | 1.6032 | 3.9482 | 2024: 0; 2025: 32.5644; 2026: 41.7116; 2027: 94.5627; 2028: 0; 2029: 12.5; 2030: 0; 2031: 0; 2032: 3.9482; 2033: 0; 2034: 32.5644; 2035: 41.7116; 2036: 94.5627; 2039: 0.69392; 2040: 0.58162
2018-06-17 14:00 | 6 | 13 | 1 | 0 | 0 | 0.63591 | 0.89684 | 1.7937 | 5.0873 | 20.3125 | 10.5647 | 17.0341 | 17.0341 | 36.434 | 1.7937 | 3.2936 | 2024: 0; 2025: 36.434; 2026: 34.7963; 2027: 86.6577; 2028: 0; 2029: 12.5; 2030: 0; 2031: 0; 2032: 3.2936; 2033: 0; 2034: 36.434; 2035: 34.7963; 2036: 86.6577; 2039: 0.63591; 2040: 0.56468
2018-06-17 15:00 | 6 | 14 | 1 | 0 | 0 | 0.541 | 1.0438 | 2.0876 | 4.328 | 20.3125 | 10.5647 | 17.0341 | 17.0341 | 42.4048 | 2.0876 | 2.2404 | 2024: 0; 2025: 42.4048; 2026: 23.6688; 2027: 73.7234; 2028: 0; 2029: 12.5; 2030: 0; 2031: 0; 2032: 2.2404; 2033: 0; 2034: 42.4048; 2035: 23.6688; 2036: 73.7234; 2039: 0.541; 2040: 0.39388
2018-06-17 16:00 | 6 | 15 | 1 | 0 | 1 | 0.41684 | 1.1252 | 2.2505 | 3.3347 | 21.7915 | 12.0437 | 17.0341 | 17.0341 | 49.0417 | 2.2505 | 1.0842 | 2024: 0; 2025: 49.0417; 2026: 13.0583; 2027: 56.8045; 2028: 0; 2029: 12.5; 2030: 0; 2031: 0; 2032: 1.0842; 2033: 0; 2034: 49.0417; 2035: 13.0583; 2036: 56.8045; 2039: 0.41684; 2040: 0.15351
2018-06-17 17:00 | 6 | 16 | 1 | 0 | 1 | 0.25711 | 1.1018 | 2.2035 | 2.0569 | 21.7915 | 12.0437 | 17.0341 | 17.0341 | 48.0179 | 2.0569 | 0 | 2024: 3.1949; 2025: 44.823; 2026: 0; 2027: 35.0376; 2028: 0; 2029: 12.5; 2030: 0.14661; 2031: 0.14661; 2032: 0; 2033: 0; 2034: 48.0179; 2035: 0; 2036: 35.0376; 2039: 0.25711; 2040: 0.1803
2018-06-17 18:00 | 6 | 17 | 1 | 0 | 1 | 0.084843 | 1.1155 | 2.2311 | 0.67874 | 21.7915 | 12.0437 | 17.0341 | 17.0341 | 48.6188 | 0.67874 | 0 | 2024: 33.828; 2025: 14.7908; 2026: 0; 2027: 11.5618; 2028: 0; 2029: 12.3406; 2030: 1.5524; 2031: 1.5524; 2032: 0; 2033: 0; 2034: 48.6188; 2035: 0; 2036: 11.5618; 2039: 0.084843; 2040: 0.090262
2018-06-17 19:00 | 6 | 18 | 1 | 0 | 1 | 0.013878 | 1.0978 | 2.1956 | 0.11102 | 21.7915 | 12.0437 | 17.0341 | 17.0341 | 47.8456 | 0.11102 | 0 | 2024: 45.4263; 2025: 2.4193; 2026: 0; 2027: 1.8912; 2028: 0; 2029: 10.6533; 2030: 2.0846; 2031: 2.0846; 2032: 0; 2033: 0; 2034: 47.8456; 2035: 0; 2036: 1.8912; 2039: 0.013878; 2040: 0.019271
2018-06-17 20:00 | 6 | 19 | 1 | 0 | 0 | 0 | 0.90561 | 1.8112 | 0 | 20.3125 | 10.5647 | 17.0341 | 17.0341 | 36.7906 | 0 | 0 | 2024: 36.7906; 2025: 0; 2026: 0; 2027: 0; 2028: 0; 2029: 8.3874; 2030: 1.8112; 2031: 1.8112; 2032: 0; 2033: 0; 2034: 36.7906; 2035: 0; 2036: 0; 2039: 0; 2040: 0
2018-06-17 21:00 | 6 | 20 | 1 | 0 | 0 | 0 | 0.73798 | 1.476 | 0 | 20.3125 | 10.5647 | 17.0341 | 17.0341 | 29.9806 | 0 | 0 | 2024: 29.9806; 2025: 0; 2026: 0; 2027: 0; 2028: 0; 2029: 6.4187; 2030: 1.476; 2031: 1.476; 2032: 0; 2033: 0; 2034: 29.9806; 2035: 0; 2036: 0; 2039: 0; 2040: 0
2018-06-17 22:00 | 6 | 21 | 1 | 0 | 0 | 0 | 0.58963 | 1.1793 | 0 | 20.3125 | 10.5647 | 17.0341 | 17.0341 | 23.9536 | 0 | 0 | 2024: 23.9536; 2025: 0; 2026: 0; 2027: 0; 2028: 0; 2029: 4.8144; 2030: 1.1793; 2031: 1.1793; 2032: 0; 2033: 0; 2034: 23.9536; 2035: 0; 2036: 0; 2039: 0; 2040: 0
2018-06-17 23:00 | 6 | 22 | 1 | 0 | 0 | 0 | 0.50905 | 1.0181 | 0 | 20.3125 | 10.5647 | 17.0341 | 17.0341 | 20.6801 | 0 | 0 | 2024: 20.6801; 2025: 0; 2026: 0; 2027: 0; 2028: 0; 2029: 3.5326; 2030: 1.0181; 2031: 1.0181; 2032: 0; 2033: 0; 2034: 20.6801; 2035: 0; 2036: 0; 2039: 0; 2040: 0
2018-06-18 | 6 | 23 | 1 | 0 | 0 | 0 | 0.48027 | 0.96054 | 0 | 20.3125 | 10.5647 | 17.0341 | 17.0341 | 19.511 | 0 | 0 | 2024: 19.511; 2025: 0; 2026: 0; 2027: 0; 2028: 0; 2029: 2.426; 2030: 0.96054; 2031: 0.96054; 2032: 0; 2033: 0; 2034: 19.511; 2035: 0; 2036: 0; 2039: 0; 2040: 0
2018-06-18 01:00 | 6 | 0 | 2 | 0 | 0 | 0 | 0.47681 | 0.95362 | 0 | 20.3125 | 10.5647 | 17.0341 | 17.0341 | 19.3705 | 0 | 0 | 2024: 19.3705; 2025: 0; 2026: 0; 2027: 0; 2028: 0; 2029: 1.3819; 2030: 0.95362; 2031: 0.95362; 2032: 0; 2033: 0; 2034: 19.3705; 2035: 0; 2036: 0; 2039: 0; 2040: 0
2018-06-18 02:00 | 6 | 1 | 2 | 0 | 0 | 0 | 0.48581 | 0.97162 | 0 | 20.3125 | 10.5647 | 17.0341 | 17.0341 | 19.736 | 0 | 0 | 2024: 19.736; 2025: 0; 2026: 0; 2027: 0; 2028: 0; 2029: 0.34536; 2030: 0.97162; 2031: 0.31773; 2032: 0; 2033: 13.2822; 2034: 6.4538; 2035: 0; 2036: 0; 2039: 0; 2040: 0
2018-06-18 03:00 | 6 | 2 | 2 | 0 | 0 | 0 | 0.49726 | 0.99451 | 0 | 20.3125 | 10.5647 | 17.0341 | 17.0341 | 20.2011 | 0 | 0 | 2024: 20.2011; 2025: 0; 2026: 0; 2027: 0; 2028: 0; 2029: 0; 2030: 0.99451; 2031: 0; 2032: 0; 2033: 20.2011; 2034: 0; 2035: 0; 2036: 0; 2039: 0; 2040: 0
2018-06-18 04:00 | 6 | 3 | 2 | 0 | 0 | 0 | 0.56409 | 1.1282 | 0 | 20.3125 | 10.5647 | 17.0341 | 17.0341 | 22.916 | 0 | 0 | 2024: 22.916; 2025: 0; 2026: 0; 2027: 0; 2028: 0; 2029: 0; 2030: 1.1282; 2031: 0; 2032: 0; 2033: 22.916; 2034: 0; 2035: 0; 2036: 0; 2039: 0; 2040: 0
2018-06-18 05:00 | 6 | 4 | 2 | 0 | 0 | 0.0077465 | 0.6737 | 1.3474 | 0.061972 | 20.3125 | 10.5647 | 17.0341 | 17.0341 | 27.369 | 0.061972 | 0 | 2024: 26.1102; 2025: 1.2588; 2026: 0; 2027: 1.0556; 2028: 0; 2029: 0; 2030: 1.2854; 2031: 0; 2032: 0; 2033: 26.1102; 2034: 1.2588; 2035: 0; 2036: 1.0556; 2039: 0.0077465; 2040: 0.007072
2018-06-18 06:00 | 6 | 5 | 2 | 0 | 0 | 0.030289 | 0.73956 | 1.4791 | 0.24231 | 20.3125 | 10.5647 | 17.0341 | 17.0341 | 30.0448 | 0.24231 | 0 | 2024: 25.1229; 2025: 4.9219; 2026: 0; 2027: 4.1276; 2028: 0; 2029: 0; 2030: 1.2368; 2031: 0; 2032: 0; 2033: 25.1229; 2034: 4.9219; 2035: 0; 2036: 4.1276; 2039: 0.030289; 2040: 0.051772
2018-06-18 07:00 | 6 | 6 | 2 | 0 | 0 | 0.057062 | 0.8291 | 1.6582 | 0.4565 | 20.3125 | 10.5647 | 17.0341 | 17.0341 | 33.6821 | 0.4565 | 0 | 2024: 24.4095; 2025: 9.2726; 2026: 0; 2027: 7.776; 2028: 0; 2029: 0; 2030: 1.2017; 2031: 0; 2032: 0; 2033: 24.4095; 2034: 9.2726; 2035: 0; 2036: 7.776; 2039: 0.057062; 2040: 0.11368
2018-06-18 08:00 | 6 | 7 | 2 | 0 | 0 | 0.03943 | 0.8226 | 1.6452 | 0.31544 | 20.3125 | 10.5647 | 17.0341 | 17.0341 | 33.418 | 0.31544 | 0 | 2024: 27.0106; 2025: 6.4074; 2026: 0; 2027: 5.3733; 2028: 0; 2029: 0; 2030: 1.3298; 2031: 0; 2032: 0; 2033: 27.0106; 2034: 6.4074; 2035: 0; 2036: 5.3733; 2039: 0.03943; 2040: 0.23794
2018-06-18 09:00 | 6 | 8 | 2 | 0 | 0 | 0.31431 | 0.80913 | 1.6183 | 2.5145 | 20.3125 | 10.5647 | 17.0341 | 17.0341 | 32.8711 | 1.6183 | 0.89621 | 2024: 0; 2025: 32.8711; 2026: 9.4682; 2027: 42.832; 2028: 0.89621; 2029: 0.89621; 2030: 0; 2031: 0; 2032: 0; 2033: 0; 2034: 32.8711; 2035: 0; 2036: 42.832; 2039: 0.31431; 2040: 0.34286
2018-06-18 10:00 | 6 | 9 | 2 | 0 | 0 | 0.39563 | 0.78524 | 1.5705 | 3.165 | 20.3125 | 10.5647 | 17.0341 | 17.0341 | 31.9002 | 1.5705 | 1.5946 | 2024: 0; 2025: 31.9002; 2026: 16.8463; 2027: 53.9139; 2028: 1.5946; 2029: 2.4908; 2030: 0; 2031: 0; 2032: 0; 2033: 0; 2034: 31.9002; 2035: 0; 2036: 53.9139; 2039: 0.39563; 2040: 0.46076
2018-06-18 11:00 | 6 | 10 | 2 | 0 | 0 | 0.53321 | 0.81551 | 1.631 | 4.2657 | 20.3125 | 10.5647 | 17.0341 | 17.0341 | 33.1302 | 1.631 | 2.6346 | 2024: 0; 2025: 33.1302; 2026: 27.8342; 2027: 72.6618; 2028: 2.6346; 2029: 5.1254; 2030: 0; 2031: 0; 2032: 0; 2033: 0; 2034: 33.1302; 2035: 0; 2036: 72.6618; 2039: 0.53321; 2040: 0.65948
2018-06-18 12:00 | 6 | 11 | 2 | 0 | 0 | 0.57299 | 0.82432 | 1.6486 | 4.5839 | 20.3125 | 10.5647 | 17.0341 | 17.0341 | 33.4881 | 1.6486 | 2.9353 | 2024: 0; 2025: 33.4881; 2026: 31.0106; 2027: 78.0834; 2028: 2.9353; 2029: 8.0607; 2030: 0; 2031: 0; 2032: 0; 2033: 0; 2034: 33.4881; 2035: 0; 2036: 78.0834; 2039: 0.57299; 2040: 0.6731
2018-06-18 13:00 | 6 | 12 | 2 | 0 | 0 | 0.56356 | 0.87317 | 1.7463 | 4.5085 | 20.3125 | 10.5647 | 17.0341 | 17.0341 | 35.4726 | 1.7463 | 2.7622 | 2024: 0; 2025: 35.4726; 2026: 29.1816; 2027: 76.7986; 2028: 2.7622; 2029: 10.8229; 2030: 0; 2031: 0; 2032: 0; 2033: 0; 2034: 35.4726; 2035: 0; 2036: 76.7986; 2039: 0.56356; 2040: 0.68657
2018-06-18 14:00 | 6 | 13 | 2 | 0 | 0 | 0.48433 | 0.94256 | 1.8851 | 3.8746 | 20.3125 | 10.5647 | 17.0341 | 17.0341 | 38.2913 | 1.8851 | 1.9895 | 2024: 0; 2025: 38.2913; 2026: 21.0189; 2027: 66.0012; 2028: 1.6771; 2029: 12.5; 2030: 0; 2031: 0; 2032: 0.3124; 2033: 0; 2034: 38.2913; 2035: 3.3005; 2036: 66.0012; 2039: 0.48433; 2040: 0.54931
2018-06-18 15:00 | 6 | 14 | 2 | 0 | 0 | 0.40514 | 1.1179 | 2.2358 | 3.2411 | 20.3125 | 10.5647 | 17.0341 | 17.0341 | 45.4142 | 2.2358 | 1.0054 | 2024: 0; 2025: 45.4142; 2026: 10.6213; 2027: 55.21; 2028: 0; 2029: 12.5; 2030: 0; 2031: 0; 2032: 1.0054; 2033: 0; 2034: 45.4142; 2035: 10.6213; 2036: 55.21; 2039: 0.40514; 2040: 0.54331
2018-06-18 16:00 | 6 | 15 | 2 | 0 | 1 | 0.32353 | 1.2288 | 2.4576 | 2.5882 | 21.7915 | 12.0437 | 17.0341 | 17.0341 | 53.5547 | 2.4576 | 0.13062 | 2024: 0; 2025: 53.5547; 2026: 1.5731; 2027: 44.088; 2028: 0; 2029: 12.5; 2030: 0; 2031: 0; 2032: 0.13062; 2033: 0; 2034: 53.5547; 2035: 1.5731; 2036: 44.088; 2039: 0.32353; 2040: 0.38568
2018-06-18 17:00 | 6 | 16 | 2 | 0 | 1 | 0.093293 | 1.3066 | 2.6132 | 0.74635 | 21.7915 | 12.0437 | 17.0341 | 17.0341 | 56.9453 | 0.74635 | 0 | 2024: 40.6813; 2025: 16.264; 2026: 0; 2027: 12.7134; 2028: 0; 2029: 12.5; 2030: 1.8668; 2031: 1.8668; 2032: 0; 2033: 0; 2034: 56.9453; 2035: 0; 2036: 12.7134; 2039: 0.093293; 2040: 0.22126
2018-06-18 18:00 | 6 | 17 | 2 | 0 | 1 | 0.084374 | 1.2441 | 2.4882 | 0.67499 | 21.7915 | 12.0437 | 17.0341 | 17.0341 | 54.2216 | 0.67499 | 0 | 2024: 39.5125; 2025: 14.7091; 2026: 0; 2027: 11.4979; 2028: 0; 2029: 10.4708; 2030: 1.8132; 2031: 1.8132; 2032: 0; 2033: 0; 2034: 54.2216; 2035: 0; 2036: 11.4979; 2039: 0.084374; 2040: 0.086812
2018-06-18 19:00 | 6 | 18 | 2 | 0 | 1 | 0.0098293 | 1.1911 | 2.3822 | 0.078634 | 21.7915 | 12.0437 | 17.0341 | 17.0341 | 51.9113 | 0.078634 | 0 | 2024: 50.1977; 2025: 1.7136; 2026: 0; 2027: 1.3395; 2028: 0; 2029: 8.4999; 2030: 2.3035; 2031: 2.3035; 2032: 0; 2033: 0; 2034: 51.9113; 2035: 0; 2036: 1.3395; 2039: 0.0098293; 2040: 0.019557
2018-06-18 20:00 | 6 | 19 | 2 | 0 | 0 | 0 | 1.1536 | 2.3071 | 0 | 20.3125 | 10.5647 | 17.0341 | 17.0341 | 46.864 | 0 | 0 | 2024: 46.864; 2025: 0; 2026: 0; 2027: 0; 2028: 0; 2029: 5.9961; 2030: 2.3071; 2031: 2.3071; 2032: 0; 2033: 0; 2034: 46.864; 2035: 0; 2036: 0; 2039: 0; 2040: 0
2018-06-18 21:00 | 6 | 20 | 2 | 0 | 0 | 0 | 0.90531 | 1.8106 | 0 | 20.3125 | 10.5647 | 17.0341 | 17.0341 | 36.7782 | 0 | 0 | 2024: 36.7782; 2025: 0; 2026: 0; 2027: 0; 2028: 0; 2029: 3.4883; 2030: 1.8106; 2031: 1.8106; 2032: 0; 2033: 0; 2034: 36.7782; 2035: 0; 2036: 0; 2039: 0; 2040: 0
2018-06-18 22:00 | 6 | 21 | 2 | 0 | 0 | 0 | 0.63255 | 1.2651 | 0 | 20.3125 | 10.5647 | 17.0341 | 17.0341 | 25.6975 | 0 | 0 | 2024: 25.6975; 2025: 0; 2026: 0; 2027: 0; 2028: 0; 2029: 1.5202; 2030: 1.2651; 2031: 1.2651; 2032: 0; 2033: 0; 2034: 25.6975; 2035: 0; 2036: 0; 2039: 0; 2040: 0
2018-06-18 23:00 | 6 | 22 | 2 | 0 | 0 | 0 | 0.51895 | 1.0379 | 0 | 20.3125 | 10.5647 | 17.0341 | 17.0341 | 21.0825 | 0 | 0 | 2024: 21.0825; 2025: 0; 2026: 0; 2027: 0; 2028: 0; 2029: 0.14513; 2030: 1.0379; 2031: 0.13352; 2032: 0; 2033: 18.3705; 2034: 2.7121; 2035: 0; 2036: 0; 2039: 0; 2040: 0
2018-06-19 | 6 | 23 | 2 | 0 | 0 | 0 | 0.45327 | 0.90655 | 0 | 20.3125 | 10.5647 | 17.0341 | 17.0341 | 18.4142 | 0 | 0 | 2024: 18.4142; 2025: 0; 2026: 0; 2027: 0; 2028: 0; 2029: 0; 2030: 0.90655; 2031: 0; 2032: 0; 2033: 18.4142; 2034: 0; 2035: 0; 2036: 0; 2039: 0; 2040: 0
2018-06-19 01:00 | 6 | 0 | 3 | 0 | 0 | 0 | 0.44813 | 0.89627 | 0 | 20.3125 | 10.5647 | 17.0341 | 17.0341 | 18.2055 | 0 | 0 | 2024: 18.2055; 2025: 0; 2026: 0; 2027: 0; 2028: 0; 2029: 0; 2030: 0.89627; 2031: 0; 2032: 0; 2033: 18.2055; 2034: 0; 2035: 0; 2036: 0; 2039: 0; 2040: 0
2018-06-19 02:00 | 6 | 1 | 3 | 0 | 0 | 0 | 0.43204 | 0.86409 | 0 | 20.3125 | 10.5647 | 17.0341 | 17.0341 | 17.5518 | 0 | 0 | 2024: 17.5518; 2025: 0; 2026: 0; 2027: 0; 2028: 0; 2029: 0; 2030: 0.86409; 2031: 0; 2032: 0; 2033: 17.5518; 2034: 0; 2035: 0; 2036: 0; 2039: 0; 2040: 0
2018-06-19 03:00 | 6 | 2 | 3 | 0 | 0 | 0 | 0.42999 | 0.85998 | 0 | 20.3125 | 10.5647 | 17.0341 | 17.0341 | 17.4684 | 0 | 0 | 2024: 17.4684; 2025: 0; 2026: 0; 2027: 0; 2028: 0; 2029: 0; 2030: 0.85998; 2031: 0; 2032: 0; 2033: 17.4684; 2034: 0; 2035: 0; 2036: 0; 2039: 0; 2040: 0
2018-06-19 04:00 | 6 | 3 | 3 | 0 | 0 | 0 | 0.48833 | 0.97666 | 0 | 20.3125 | 10.5647 | 17.0341 | 17.0341 | 19.8385 | 0 | 0 | 2024: 19.8385; 2025: 0; 2026: 0; 2027: 0; 2028: 0; 2029: 0; 2030: 0.97666; 2031: 0; 2032: 0; 2033: 19.8385; 2034: 0; 2035: 0; 2036: 0; 2039: 0; 2040: 0
2018-06-19 05:00 | 6 | 4 | 3 | 0 | 0 | 0.0076153 | 0.59921 | 1.1984 | 0.060922 | 20.3125 | 10.5647 | 17.0341 | 17.0341 | 24.343 | 0.060922 | 0 | 2024: 23.1055; 2025: 1.2375; 2026: 0; 2027: 1.0378; 2028: 0; 2029: 0; 2030: 1.1375; 2031: 0; 2032: 0; 2033: 23.1055; 2034: 1.2375; 2035: 0; 2036: 1.0378; 2039: 0.0076153; 2040: 0.008359
2018-06-19 06:00 | 6 | 5 | 3 | 0 | 0 | 0.059634 | 0.69089 | 1.3818 | 0.47707 | 20.3125 | 10.5647 | 17.0341 | 17.0341 | 28.0673 | 0.47707 | 0 | 2024: 18.3768; 2025: 9.6905; 2026: 0; 2027: 8.1265; 2028: 0; 2029: 0; 2030: 0.9047; 2031: 0; 2032: 0; 2033: 18.3768; 2034: 9.6905; 2035: 0; 2036: 8.1265; 2039: 0.059634; 2040: 0.066016
2018-06-19 07:00 | 6 | 6 | 3 | 0 | 0 | 0.16506 | 0.72107 | 1.4421 | 1.3205 | 20.3125 | 10.5647 | 17.0341 | 17.0341 | 29.2935 | 1.3205 | 0 | 2024: 2.4707; 2025: 26.8227; 2026: 0; 2027: 22.4937; 2028: 0; 2029: 0; 2030: 0.12164; 2031: 0; 2032: 0; 2033: 2.4707; 2034: 26.8227; 2035: 0; 2036: 22.4937; 2039: 0.16506; 2040: 0.24883
2018-06-19 08:00 | 6 | 7 | 3 | 0 | 0 | 0.34542 | 0.75477 | 1.5095 | 2.7634 | 20.3125 | 10.5647 | 17.0341 | 17.0341 | 30.6623 | 1.5095 | 1.2538 | 2024: 0; 2025: 30.6623; 2026: 13.2463; 2027: 47.0713; 2028: 1.2538; 2029: 1.2538; 2030: 0; 2031: 0; 2032: 0; 2033: 0; 2034: 30.6623; 2035: 0; 2036: 47.0713; 2039: 0.34542; 2040: 0.3795
2018-06-19 09:00 | 6 | 8 | 3 | 0 | 0 | 0.40171 | 0.81713 | 1.6343 | 3.2137 | 20.3125 | 10.5647 | 17.0341 | 17.0341 | 33.1959 | 1.6343 | 1.5794 | 2024: 0; 2025: 33.1959; 2026: 16.6862; 2027: 54.7423; 2028: 1.5794; 2029: 2.8332; 2030: 0; 2031: 0; 2032: 0; 2033: 0; 2034: 33.1959; 2035: 0; 2036: 54.7423; 2039: 0.40171; 2040: 0.51138
2018-06-19 10:00 | 6 | 9 | 3 | 0 | 0 | 0.53824 | 0.74743 | 1.4949 | 4.306 | 20.3125 | 10.5647 | 17.0341 | 17.0341 | 30.3644 | 1.4949 | 2.8111 | 2024: 0; 2025: 30.3644; 2026: 29.6985; 2027: 73.3483; 2028: 2.8111; 2029: 5.6443; 2030: 0; 2031: 0; 2032: 0; 2033: 0; 2034: 30.3644; 2035: 0; 2036: 73.3483; 2039: 0.53824; 2040: 0.60285
2018-06-19 11:00 | 6 | 10 | 3 | 0 | 0 | 0.66101 | 0.86118 | 1.7224 | 5.288 | 20.3125 | 10.5647 | 17.0341 | 17.0341 | 34.9856 | 1.7224 | 3.5657 | 2024: 0; 2025: 34.9856; 2026: 37.6705; 2027: 90.0774; 2028: 3.5657; 2029: 9.21; 2030: 0; 2031: 0; 2032: 0; 2033: 0; 2034: 34.9856; 2035: 0; 2036: 90.0774; 2039: 0.66101; 2040: 0.57681
2018-06-19 12:00 | 6 | 11 | 3 | 0 | 0 | 0.67945 | 0.84376 | 1.6875 | 5.4356 | 20.3125 | 10.5647 | 17.0341 | 17.0341 | 34.2779 | 1.6875 | 3.7481 | 2024: 0; 2025: 34.2779; 2026: 39.5972; 2027: 92.5904; 2028: 3.29; 2029: 12.5; 2030: 0; 2031: 0; 2032: 0.45807; 2033: 0; 2034: 34.2779; 2035: 4.8394; 2036: 92.5904; 2039: 0.67945; 2040: 0.6476
2018-06-19 13:00 | 6 | 12 | 3 | 0 | 0 | 0.65812 | 0.92637 | 1.8527 | 5.265 | 20.3125 | 10.5647 | 17.0341 | 17.0341 | 37.634 | 1.8527 | 3.4122 | 2024: 0; 2025: 37.634; 2026: 36.0494; 2027: 89.6845; 2028: 0; 2029: 12.5; 2030: 0; 2031: 0; 2032: 3.4122; 2033: 0; 2034: 37.634; 2035: 36.0494; 2036: 89.6845; 2039: 0.65812; 2040: 0.62159
2018-06-19 14:00 | 6 | 13 | 3 | 0 | 0 | 0.55055 | 0.91685 | 1.8337 | 4.4044 | 20.3125 | 10.5647 | 17.0341 | 17.0341 | 37.247 | 1.8337 | 2.5707 | 2024: 0; 2025: 37.247; 2026: 27.1589; 2027: 75.0253; 2028: 0; 2029: 12.5; 2030: 0; 2031: 0; 2032: 2.5707; 2033: 0; 2034: 37.247; 2035: 27.1589; 2036: 75.0253; 2039: 0.55055; 2040: 0.53508
2018-06-19 15:00 | 6 | 14 | 3 | 0 | 0 | 0.5114 | 1.0093 | 2.0187 | 4.0912 | 20.3125 | 10.5647 | 17.0341 | 17.0341 | 41.0039 | 2.0187 | 2.0725 | 2024: 0; 2025: 41.0039; 2026: 21.8958; 2027: 69.69; 2028: 0; 2029: 12.5; 2030: 0; 2031: 0; 2032: 2.0725; 2033: 0; 2034: 41.0039; 2035: 21.8958; 2036: 69.69; 2039: 0.5114; 2040: 0.50493
2018-06-19 16:00 | 6 | 15 | 3 | 0 | 1 | 0.3939 | 1.1252 | 2.2504 | 3.1512 | 21.7915 | 12.0437 | 17.0341 | 17.0341 | 49.0386 | 2.2504 | 0.90086 | 2024: 0; 2025: 49.0386; 2026: 10.8498; 2027: 53.6784; 2028: 0; 2029: 12.5; 2030: 0; 2031: 0; 2032: 0.90086; 2033: 0; 2034: 49.0386; 2035: 10.8498; 2036: 53.6784; 2039: 0.3939; 2040: 0.29685
2018-06-19 17:00 | 6 | 16 | 3 | 0 | 1 | 0.24516 | 1.1933 | 2.3866 | 1.9613 | 21.7915 | 12.0437 | 17.0341 | 17.0341 | 52.0074 | 1.9613 | 0 | 2024: 9.2677; 2025: 42.7397; 2026: 0; 2027: 33.4091; 2028: 0; 2029: 12.5; 2030: 0.42529; 2031: 0.42529; 2032: 0; 2033: 0; 2034: 52.0074; 2035: 0; 2036: 33.4091; 2039: 0.24516; 2040: 0.21549
2018-06-19 18:00 | 6 | 17 | 3 | 0 | 1 | 0.091926 | 1.2589 | 2.5177 | 0.73541 | 21.7915 | 12.0437 | 17.0341 | 17.0341 | 54.8647 | 0.73541 | 0 | 2024: 38.8391; 2025: 16.0256; 2026: 0; 2027: 12.527; 2028: 0; 2029: 12.0377; 2030: 1.7823; 2031: 1.7823; 2032: 0; 2033: 0; 2034: 54.8647; 2035: 0; 2036: 12.527; 2039: 0.091926; 2040: 0.088854
2018-06-19 19:00 | 6 | 18 | 3 | 0 | 1 | 0.015634 | 1.2126 | 2.4252 | 0.12508 | 21.7915 | 12.0437 | 17.0341 | 17.0341 | 52.8477 | 0.12508 | 0 | 2024: 50.1221; 2025: 2.7256; 2026: 0; 2027: 2.1305; 2028: 0; 2029: 10.1004; 2030: 2.3001; 2031: 2.3001; 2032: 0; 2033: 0; 2034: 52.8477; 2035: 0; 2036: 2.1305; 2039: 0.015634; 2040: 0.017001
2018-06-19 20:00 | 6 | 19 | 3 | 0 | 0 | 0 | 1.1805 | 2.3609 | 0 | 20.3125 | 10.5647 | 17.0341 | 17.0341 | 47.9567 | 0 | 0 | 2024: 47.9567; 2025: 0; 2026: 0; 2027: 0; 2028: 0; 2029: 7.6004; 2030: 2.3609; 2031: 2.3609; 2032: 0; 2033: 0; 2034: 47.9567; 2035: 0; 2036: 0; 2039: 0; 2040: 0
2018-06-19 21:00 | 6 | 20 | 3 | 0 | 0 | 0 | 0.98637 | 1.9727 | 0 | 20.3125 | 10.5647 | 17.0341 | 17.0341 | 40.0711 | 0 | 0 | 2024: 40.0711; 2025: 0; 2026: 0; 2027: 0; 2028: 0; 2029: 5.0341; 2030: 1.9727; 2031: 1.9727; 2032: 0; 2033: 0; 2034: 40.0711; 2035: 0; 2036: 0; 2039: 0; 2040: 0
2018-06-19 22:00 | 6 | 21 | 3 | 0 | 0 | 0 | 0.73142 | 1.4628 | 0 | 20.3125 | 10.5647 | 17.0341 | 17.0341 | 29.7139 | 0 | 0 | 2024: 29.7139; 2025: 0; 2026: 0; 2027: 0; 2028: 0; 2029: 2.8898; 2030: 1.4628; 2031: 1.4628; 2032: 0; 2033: 0; 2034: 29.7139; 2035: 0; 2036: 0; 2039: 0; 2040: 0
2018-06-19 23:00 | 6 | 22 | 3 | 0 | 0 | 0 | 0.55941 | 1.1188 | 0 | 20.3125 | 10.5647 | 17.0341 | 17.0341 | 22.7258 | 0 | 0 | 2024: 22.7258; 2025: 0; 2026: 0; 2027: 0; 2028: 0; 2029: 1.2998; 2030: 1.1188; 2031: 1.1188; 2032: 0; 2033: 0; 2034: 22.7258; 2035: 0; 2036: 0; 2039: 0; 2040: 0
2018-06-20 | 6 | 23 | 3 | 0 | 0 | 0 | 0.48244 | 0.96488 | 0 | 20.3125 | 10.5647 | 17.0341 | 17.0341 | 19.5991 | 0 | 0 | 2024: 19.5991; 2025: 0; 2026: 0; 2027: 0; 2028: 0; 2029: 0.083699; 2030: 0.96488; 2031: 0.077003; 2032: 0; 2033: 18.035; 2034: 1.5641; 2035: 0; 2036: 0; 2039: 0; 2040: 0
2018-06-20 01:00 | 6 | 0 | 4 | 0 | 0 | 0 | 0.43023 | 0.86045 | 0 | 20.3125 | 10.5647 | 17.0341 | 17.0341 | 17.4779 | 0 | 0 | 2024: 17.4779; 2025: 0; 2026: 0; 2027: 0; 2028: 0; 2029: 0; 2030: 0.86045; 2031: 0; 2032: 0; 2033: 17.4779; 2034: 0; 2035: 0; 2036: 0; 2039: 0; 2040: 0
2018-06-20 02:00 | 6 | 1 | 4 | 0 | 0 | 0 | 0.42172 | 0.84344 | 0 | 20.3125 | 10.5647 | 17.0341 | 17.0341 | 17.1324 | 0 | 0 | 2024: 17.1324; 2025: 0; 2026: 0; 2027: 0; 2028: 0; 2029: 0; 2030: 0.84344; 2031: 0; 2032: 0; 2033: 17.1324; 2034: 0; 2035: 0; 2036: 0; 2039: 0; 2040: 0
2018-06-20 03:00 | 6 | 2 | 4 | 0 | 0 | 0 | 0.42148 | 0.84295 | 0 | 20.3125 | 10.5647 | 17.0341 | 17.0341 | 17.1225 | 0 | 0 | 2024: 17.1225; 2025: 0; 2026: 0; 2027: 0; 2028: 0; 2029: 0; 2030: 0.84295; 2031: 0; 2032: 0; 2033: 17.1225; 2034: 0; 2035: 0; 2036: 0; 2039: 0; 2040: 0
2018-06-20 04:00 | 6 | 3 | 4 | 0 | 0 | 0 | 0.47177 | 0.94354 | 0 | 20.3125 | 10.5647 | 17.0341 | 17.0341 | 19.1657 | 0 | 0 | 2024: 19.1657; 2025: 0; 2026: 0; 2027: 0; 2028: 0; 2029: 0; 2030: 0.94354; 2031: 0; 2032: 0; 2033: 19.1657; 2034: 0; 2035: 0; 2036: 0; 2039: 0; 2040: 0
2018-06-20 05:00 | 6 | 4 | 4 | 0 | 0 | 0.0056565 | 0.58472 | 1.1694 | 0.045252 | 20.3125 | 10.5647 | 17.0341 | 17.0341 | 23.7544 | 0.045252 | 0 | 2024: 22.8352; 2025: 0.91918; 2026: 0; 2027: 0.77083; 2028: 0; 2029: 0; 2030: 1.1242; 2031: 0; 2032: 0; 2033: 22.8352; 2034: 0.91918; 2035: 0; 2036: 0.77083; 2039: 0.0056565; 2040: 0.006626
2018-06-20 06:00 | 6 | 5 | 4 | 0 | 0 | 0.060389 | 0.73342 | 1.4668 | 0.48312 | 20.3125 | 10.5647 | 17.0341 | 17.0341 | 29.7951 | 0.48312 | 0 | 2024: 19.9818; 2025: 9.8133; 2026: 0; 2027: 8.2295; 2028: 0; 2029: 0; 2030: 0.98372; 2031: 0; 2032: 0; 2033: 19.9818; 2034: 9.8133; 2035: 0; 2036: 8.2295; 2039: 0.060389; 2040: 0.06513
2018-06-20 07:00 | 6 | 6 | 4 | 0 | 0 | 0.067931 | 0.83837 | 1.6767 | 0.54344 | 20.3125 | 10.5647 | 17.0341 | 17.0341 | 34.0589 | 0.54344 | 0 | 2024: 23.0202; 2025: 11.0387; 2026: 0; 2027: 9.2571; 2028: 0; 2029: 0; 2030: 1.1333; 2031: 0; 2032: 0; 2033: 23.0202; 2034: 11.0387; 2035: 0; 2036: 9.2571; 2039: 0.067931; 2040: 0.18126
2018-06-20 08:00 | 6 | 7 | 4 | 0 | 0 | 0.17022 | 0.90071 | 1.8014 | 1.3618 | 20.3125 | 10.5647 | 17.0341 | 17.0341 | 36.5913 | 1.3618 | 0 | 2024: 8.9301; 2025: 27.6612; 2026: 0; 2027: 23.1968; 2028: 0; 2029: 0; 2030: 0.43963; 2031: 0; 2032: 0; 2033: 8.9301; 2034: 27.6612; 2035: 0; 2036: 23.1968; 2039: 0.17022; 2040: 0.35967
2018-06-20 09:00 | 6 | 8 | 4 | 0 | 0 | 0.43029 | 0.97155 | 1.9431 | 3.4423 | 20.3125 | 10.5647 | 17.0341 | 17.0341 | 39.4693 | 1.9431 | 1.4992 | 2024: 0; 2025: 39.4693; 2026: 15.8386; 2027: 58.6367; 2028: 1.4992; 2029: 1.4992; 2030: 0; 2031: 0; 2032: 0; 2033: 0; 2034: 39.4693; 2035: 0; 2036: 58.6367; 2039: 0.43029; 2040: 0.45965
2018-06-20 10:00 | 6 | 9 | 4 | 0 | 0 | 0.34727 | 1.0754 | 2.1508 | 2.7782 | 20.3125 | 10.5647 | 17.0341 | 17.0341 | 43.689 | 2.1508 | 0.62732 | 2024: 0; 2025: 43.689; 2026: 6.6275; 2027: 47.3237; 2028: 0.62732; 2029: 2.1265; 2030: 0; 2031: 0; 2032: 0; 2033: 0; 2034: 43.689; 2035: 0; 2036: 47.3237; 2039: 0.34727; 2040: 0.44116
2018-06-20 11:00 | 6 | 10 | 4 | 0 | 0 | 0.20873 | 1.1266 | 2.2531 | 1.6698 | 20.3125 | 10.5647 | 17.0341 | 17.0341 | 45.7668 | 1.6698 | 0 | 2024: 11.8482; 2025: 33.9186; 2026: 0; 2027: 28.4443; 2028: 0; 2029: 2.1265; 2030: 0.58329; 2031: 0.58329; 2032: 0; 2033: 0; 2034: 45.7668; 2035: 0; 2036: 28.4443; 2039: 0.20873; 2040: 0.45677
2018-06-20 12:00 | 6 | 11 | 4 | 0 | 0 | 0.23416 | 1.1829 | 2.3658 | 1.8733 | 20.3125 | 10.5647 | 17.0341 | 17.0341 | 48.0554 | 1.8733 | 0 | 2024: 10.0041; 2025: 38.0513; 2026: 0; 2027: 31.91; 2028: 0; 2029: 1.4925; 2030: 0.49251; 2031: 0.49251; 2032: 0; 2033: 0; 2034: 48.0554; 2035: 0; 2036: 31.91; 2039: 0.23416; 2040: 0.36946
2018-06-20 13:00 | 6 | 12 | 4 | 0 | 0 | 0.22312 | 1.2678 | 2.5356 | 1.7849 | 20.3125 | 10.5647 | 17.0341 | 17.0341 | 51.5043 | 1.7849 | 0 | 2024: 15.2478; 2025: 36.2565; 2026: 0; 2027: 30.4049; 2028: 0; 2029: 0.95717; 2030: 0.75066; 2031: 0.75066; 2032: 0; 2033: 0; 2034: 51.5043; 2035: 0; 2036: 30.4049; 2039: 0.22312; 2040: 0.29689
2018-06-20 14:00 | 6 | 13 | 4 | 0 | 0 | 0.30271 | 1.3909 | 2.7819 | 2.4217 | 20.3125 | 10.5647 | 17.0341 | 17.0341 | 56.5066 | 2.4217 | 0 | 2024: 7.3156; 2025: 49.191; 2026: 0; 2027: 41.2518; 2028: 0; 2029: 0.14123; 2030: 0.36015; 2031: 0.12993; 2032: 0; 2033: 4.6763; 2034: 51.8303; 2035: 0; 2036: 41.2518; 2039: 0.30271; 2040: 0.26748
2018-06-20 15:00 | 6 | 14 | 4 | 0 | 0 | 0.35413 | 1.5669 | 3.1338 | 2.8331 | 20.3125 | 10.5647 | 17.0341 | 17.0341 | 63.6547 | 2.8331 | 0 | 2024: 6.1079; 2025: 57.5468; 2026: 0; 2027: 48.259; 2028: 0; 2029: 0; 2030: 0.3007; 2031: 0; 2032: 0; 2033: 6.1079; 2034: 57.5468; 2035: 0; 2036: 48.259; 2039: 0.35413; 2040: 0.43043
2018-06-20 16:00 | 6 | 15 | 4 | 0 | 1 | 0.33659 | 1.5993 | 3.1986 | 2.6927 | 21.7915 | 12.0437 | 17.0341 | 17.0341 | 69.7024 | 2.6927 | 0 | 2024: 11.0242; 2025: 58.6782; 2026: 0; 2027: 45.868; 2028: 0; 2029: 0; 2030: 0.5059; 2031: 0; 2032: 0; 2033: 11.0242; 2034: 58.6782; 2035: 0; 2036: 45.868; 2039: 0.33659; 2040: 0.39438
2018-06-20 17:00 | 6 | 16 | 4 | 0 | 1 | 0.17557 | 1.5654 | 3.1308 | 1.4045 | 21.7915 | 12.0437 | 17.0341 | 17.0341 | 68.2242 | 1.4045 | 0 | 2024: 37.6174; 2025: 30.6067; 2026: 0; 2027: 23.9249; 2028: 0; 2029: 0; 2030: 1.7262; 2031: 0; 2032: 0; 2033: 37.6174; 2034: 30.6067; 2035: 0; 2036: 23.9249; 2039: 0.17557; 2040: 0.24428
2018-06-20 18:00 | 6 | 17 | 4 | 0 | 1 | 0.07731 | 1.4551 | 2.9101 | 0.61848 | 21.7915 | 12.0437 | 17.0341 | 17.0341 | 63.4157 | 0.61848 | 0 | 2024: 49.9381; 2025: 13.4776; 2026: 0; 2027: 10.5353; 2028: 0; 2029: 0; 2030: 2.2916; 2031: 0; 2032: 0; 2033: 49.9381; 2034: 13.4776; 2035: 0; 2036: 10.5353; 2039: 0.07731; 2040: 0.080103
2018-06-20 19:00 | 6 | 18 | 4 | 0 | 1 | 0.01494 | 1.4012 | 2.8025 | 0.11952 | 21.7915 | 12.0437 | 17.0341 | 17.0341 | 61.0697 | 0.11952 | 0 | 2024: 58.4653; 2025: 2.6045; 2026: 0; 2027: 2.0359; 2028: 0; 2029: 0; 2030: 2.6829; 2031: 0; 2032: 0; 2033: 58.4653; 2034: 2.6045; 2035: 0; 2036: 2.0359; 2039: 0.01494; 2040: 0.017413
2018-06-20 20:00 | 6 | 19 | 4 | 0 | 0 | 0 | 1.3082 | 2.6164 | 0 | 20.3125 | 10.5647 | 17.0341 | 17.0341 | 53.1459 | 0 | 0 | 2024: 53.1459; 2025: 0; 2026: 0; 2027: 0; 2028: 0; 2029: 0; 2030: 2.6164; 2031: 0; 2032: 0; 2033: 53.1459; 2034: 0; 2035: 0; 2036: 0; 2039: 0; 2040: 0
2018-06-20 21:00 | 6 | 20 | 4 | 0 | 0 | 0 | 1.0568 | 2.1135 | 0 | 20.3125 | 10.5647 | 17.0341 | 17.0341 | 42.9305 | 0 | 0 | 2024: 42.9305; 2025: 0; 2026: 0; 2027: 0; 2028: 0; 2029: 0; 2030: 2.1135; 2031: 0; 2032: 0; 2033: 42.9305; 2034: 0; 2035: 0; 2036: 0; 2039: 0; 2040: 0
2018-06-20 22:00 | 6 | 21 | 4 | 0 | 0 | 0 | 0.83339 | 1.6668 | 0 | 20.3125 | 10.5647 | 17.0341 | 17.0341 | 33.8563 | 0 | 0 | 2024: 33.8563; 2025: 0; 2026: 0; 2027: 0; 2028: 0; 2029: 0; 2030: 1.6668; 2031: 0; 2032: 0; 2033: 33.8563; 2034: 0; 2035: 0; 2036: 0; 2039: 0; 2040: 0
2018-06-20 23:00 | 6 | 22 | 4 | 0 | 0 | 0 | 0.65552 | 1.311 | 0 | 20.3125 | 10.5647 | 17.0341 | 17.0341 | 26.6306 | 0 | 0 | 2024: 26.6306; 2025: 0; 2026: 0; 2027: 0; 2028: 0; 2029: 0; 2030: 1.311; 2031: 0; 2032: 0; 2033: 26.6306; 2034: 0; 2035: 0; 2036: 0; 2039: 0; 2040: 0
2018-06-21 | 6 | 23 | 4 | 0 | 0 | 0 | 0.55158 | 1.1032 | 0 | 20.3125 | 10.5647 | 17.0341 | 17.0341 | 22.4081 | 0 | 0 | 2024: 22.4081; 2025: 0; 2026: 0; 2027: 0; 2028: 0; 2029: 0; 2030: 1.1032; 2031: 0; 2032: 0; 2033: 22.4081; 2034: 0; 2035: 0; 2036: 0; 2039: 0; 2040: 0
2018-06-21 01:00 | 6 | 0 | 5 | 0 | 0 | 0 | 0.46872 | 0.93744 | 0 | 20.3125 | 10.5647 | 17.0341 | 17.0341 | 19.0417 | 0 | 0 | 2024: 19.0417; 2025: 0; 2026: 0; 2027: 0; 2028: 0; 2029: 0; 2030: 0.93744; 2031: 0; 2032: 0; 2033: 19.0417; 2034: 0; 2035: 0; 2036: 0; 2039: 0; 2040: 0
2018-06-21 02:00 | 6 | 1 | 5 | 0 | 0 | 0 | 0.43657 | 0.87313 | 0 | 20.3125 | 10.5647 | 17.0341 | 17.0341 | 17.7355 | 0 | 0 | 2024: 17.7355; 2025: 0; 2026: 0; 2027: 0; 2028: 0; 2029: 0; 2030: 0.87313; 2031: 0; 2032: 0; 2033: 17.7355; 2034: 0; 2035: 0; 2036: 0; 2039: 0; 2040: 0
2018-06-21 03:00 | 6 | 2 | 5 | 0 | 0 | 0 | 0.435 | 0.87 | 0 | 20.3125 | 10.5647 | 17.0341 | 17.0341 | 17.6719 | 0 | 0 | 2024: 17.6719; 2025: 0; 2026: 0; 2027: 0; 2028: 0; 2029: 0; 2030: 0.87; 2031: 0; 2032: 0; 2033: 17.6719; 2034: 0; 2035: 0; 2036: 0; 2039: 0; 2040: 0
2018-06-21 04:00 | 6 | 3 | 5 | 0 | 0 | 0 | 0.47509 | 0.95017 | 0 | 20.3125 | 10.5647 | 17.0341 | 17.0341 | 19.3004 | 0 | 0 | 2024: 19.3004; 2025: 0; 2026: 0; 2027: 0; 2028: 0; 2029: 0; 2030: 0.95017; 2031: 0; 2032: 0; 2033: 19.3004; 2034: 0; 2035: 0; 2036: 0; 2039: 0; 2040: 0
2018-06-21 05:00 | 6 | 4 | 5 | 0 | 0 | 0.0079339 | 0.61193 | 1.2239 | 0.063471 | 20.3125 | 10.5647 | 17.0341 | 17.0341 | 24.8596 | 0.063471 | 0 | 2024: 23.5704; 2025: 1.2893; 2026: 0; 2027: 1.0812; 2028: 0; 2029: 0; 2030: 1.1604; 2031: 0; 2032: 0; 2033: 23.5704; 2034: 1.2893; 2035: 0; 2036: 1.0812; 2039: 0.0079339; 2040: 0.004767
2018-06-21 06:00 | 6 | 5 | 5 | 0 | 0 | 0.054105 | 0.76569 | 1.5314 | 0.43284 | 20.3125 | 10.5647 | 17.0341 | 17.0341 | 31.106 | 0.43284 | 0 | 2024: 22.3139; 2025: 8.7921; 2026: 0; 2027: 7.3731; 2028: 0; 2029: 0; 2030: 1.0985; 2031: 0; 2032: 0; 2033: 22.3139; 2034: 8.7921; 2035: 0; 2036: 7.3731; 2039: 0.054105; 2040: 0.059211
2018-06-21 07:00 | 6 | 6 | 5 | 0 | 0 | 0.15682 | 0.90835 | 1.8167 | 1.2546 | 20.3125 | 10.5647 | 17.0341 | 17.0341 | 36.9015 | 1.2546 | 0 | 2024: 11.4178; 2025: 25.4837; 2026: 0; 2027: 21.3708; 2028: 0; 2029: 0; 2030: 0.56211; 2031: 0; 2032: 0; 2033: 11.4178; 2034: 25.4837; 2035: 0; 2036: 21.3708; 2039: 0.15682; 2040: 0.11186
2018-06-21 08:00 | 6 | 7 | 5 | 0 | 0 | 0.31525 | 0.92447 | 1.8489 | 2.522 | 20.3125 | 10.5647 | 17.0341 | 17.0341 | 37.5567 | 1.8489 | 0.67305 | 2024: 0; 2025: 37.5567; 2026: 7.1106; 2027: 42.96; 2028: 0.67305; 2029: 0.67305; 2030: 0; 2031: 0; 2032: 0; 2033: 0; 2034: 37.5567; 2035: 0; 2036: 42.96; 2039: 0.31525; 2040: 0.23226
2018-06-21 09:00 | 6 | 8 | 5 | 0 | 0 | 0.25637 | 0.96982 | 1.9396 | 2.0509 | 20.3125 | 10.5647 | 17.0341 | 17.0341 | 39.399 | 1.9396 | 0.1113 | 2024: 0; 2025: 39.399; 2026: 1.1759; 2027: 34.9361; 2028: 0.1113; 2029: 0.78435; 2030: 0; 2031: 0; 2032: 0; 2033: 0; 2034: 39.399; 2035: 0; 2036: 34.9361; 2039: 0.25637; 2040: 0.2129
2018-06-21 10:00 | 6 | 9 | 5 | 0 | 0 | 0.31868 | 1.0486 | 2.0972 | 2.5495 | 20.3125 | 10.5647 | 17.0341 | 17.0341 | 42.5995 | 2.0972 | 0.45226 | 2024: 0; 2025: 42.5995; 2026: 4.778; 2027: 43.4281; 2028: 0.45226; 2029: 1.2366; 2030: 0; 2031: 0; 2032: 0; 2033: 0; 2034: 42.5995; 2035: 0; 2036: 43.4281; 2039: 0.31868; 2040: 0.43156
2018-06-21 11:00 | 6 | 10 | 5 | 0 | 0 | 0.19981 | 1.1741 | 2.3482 | 1.5985 | 20.3125 | 10.5647 | 17.0341 | 17.0341 | 47.6974 | 1.5985 | 0 | 2024: 15.2278; 2025: 32.4696; 2026: 0; 2027: 27.2291; 2028: 0; 2029: 1.2366; 2030: 0.74967; 2031: 0.74967; 2032: 0; 2033: 0; 2034: 47.6974; 2035: 0; 2036: 27.2291; 2039: 0.19981; 2040: 0.46701
2018-06-21 12:00 | 6 | 11 | 5 | 0 | 0 | 0.20187 | 1.2813 | 2.5626 | 1.615 | 20.3125 | 10.5647 | 17.0341 | 17.0341 | 52.053 | 1.615 | 0 | 2024: 19.249; 2025: 32.804; 2026: 0; 2027: 27.5096; 2028: 0; 2029: 0.42175; 2030: 0.94764; 2031: 0.38801; 2032: 0; 2033: 11.3675; 2034: 40.6855; 2035: 0; 2036: 27.5096; 2039: 0.20187; 2040: 0.51466
2018-06-21 13:00 | 6 | 12 | 5 | 0 | 0 | 0.29016 | 1.3348 | 2.6696 | 2.3213 | 20.3125 | 10.5647 | 17.0341 | 17.0341 | 54.2273 | 2.3213 | 0 | 2024: 7.0763; 2025: 47.151; 2026: 0; 2027: 39.541; 2028: 0; 2029: 0; 2030: 0.34837; 2031: 0; 2032: 0; 2033: 7.0763; 2034: 47.151; 2035: 0; 2036: 39.541; 2039: 0.29016; 2040: 0.57847
2018-06-21 14:00 | 6 | 13 | 5 | 0 | 0 | 0.16578 | 1.4514 | 2.9029 | 1.3262 | 20.3125 | 10.5647 | 17.0341 | 17.0341 | 58.9647 | 1.3262 | 0 | 2024: 32.0254; 2025: 26.9393; 2026: 0; 2027: 22.5914; 2028: 0; 2029: 0; 2030: 1.5766; 2031: 0; 2032: 0; 2033: 32.0254; 2034: 26.9393; 2035: 0; 2036: 22.5914; 2039: 0.16578; 2040: 0.48841
2018-06-21 15:00 | 6 | 14 | 5 | 0 | 0 | 0.10261 | 1.6403 | 3.2807 | 0.82086 | 20.3125 | 10.5647 | 17.0341 | 17.0341 | 66.6388 | 0.82086 | 0 | 2024: 49.965; 2025: 16.6738; 2026: 0; 2027: 13.9827; 2028: 0; 2029: 0; 2030: 2.4598; 2031: 0; 2032: 0; 2033: 49.965; 2034: 16.6738; 2035: 0; 2036: 13.9827; 2039: 0.10261; 2040: 0.47026
2018-06-21 16:00 | 6 | 15 | 5 | 0 | 1 | 0.18244 | 1.7857 | 3.5715 | 1.4595 | 21.7915 | 12.0437 | 17.0341 | 17.0341 | 77.8278 | 1.4595 | 0 | 2024: 46.0225; 2025: 31.8053; 2026: 0; 2027: 24.8618; 2028: 0; 2029: 0; 2030: 2.112; 2031: 0; 2032: 0; 2033: 46.0225; 2034: 31.8053; 2035: 0; 2036: 24.8618; 2039: 0.18244; 2040: 0.34401
2018-06-21 17:00 | 6 | 16 | 5 | 0 | 1 | 0.016346 | 1.802 | 3.6041 | 0.13077 | 21.7915 | 12.0437 | 17.0341 | 17.0341 | 78.5385 | 0.13077 | 0 | 2024: 75.6888; 2025: 2.8497; 2026: 0; 2027: 2.2275; 2028: 0; 2029: 0; 2030: 3.4733; 2031: 0; 2032: 0; 2033: 75.6888; 2034: 2.8497; 2035: 0; 2036: 2.2275; 2039: 0.016346; 2040: 0.18848
2018-06-21 18:00 | 6 | 17 | 5 | 0 | 1 | 0.029034 | 1.7006 | 3.4011 | 0.23227 | 21.7915 | 12.0437 | 17.0341 | 17.0341 | 74.1154 | 0.23227 | 0 | 2024: 69.0538; 2025: 5.0616; 2026: 0; 2027: 3.9566; 2028: 0; 2029: 0; 2030: 3.1688; 2031: 0; 2032: 0; 2033: 69.0538; 2034: 5.0616; 2035: 0; 2036: 3.9566; 2039: 0.029034; 2040: 0.058684
2018-06-21 19:00 | 6 | 18 | 5 | 0 | 1 | 0.018259 | 1.6074 | 3.2148 | 0.14607 | 21.7915 | 12.0437 | 17.0341 | 17.0341 | 70.0557 | 0.14607 | 0 | 2024: 66.8726; 2025: 3.1831; 2026: 0; 2027: 2.4882; 2028: 0; 2029: 0; 2030: 3.0687; 2031: 0; 2032: 0; 2033: 66.8726; 2034: 3.1831; 2035: 0; 2036: 2.4882; 2039: 0.018259; 2040: 0.012276
2018-06-21 20:00 | 6 | 19 | 5 | 0 | 0 | 0 | 1.3625 | 2.7251 | 0 | 20.3125 | 10.5647 | 17.0341 | 17.0341 | 55.3528 | 0 | 0 | 2024: 55.3528; 2025: 0; 2026: 0; 2027: 0; 2028: 0; 2029: 0; 2030: 2.7251; 2031: 0; 2032: 0; 2033: 55.3528; 2034: 0; 2035: 0; 2036: 0; 2039: 0; 2040: 0
2018-06-21 21:00 | 6 | 20 | 5 | 0 | 0 | 0 | 1.0323 | 2.0646 | 0 | 20.3125 | 10.5647 | 17.0341 | 17.0341 | 41.9371 | 0 | 0 | 2024: 41.9371; 2025: 0; 2026: 0; 2027: 0; 2028: 0; 2029: 0; 2030: 2.0646; 2031: 0; 2032: 0; 2033: 41.9371; 2034: 0; 2035: 0; 2036: 0; 2039: 0; 2040: 0
2018-06-21 22:00 | 6 | 21 | 5 | 0 | 0 | 0 | 0.73154 | 1.4631 | 0 | 20.3125 | 10.5647 | 17.0341 | 17.0341 | 29.7188 | 0 | 0 | 2024: 29.7188; 2025: 0; 2026: 0; 2027: 0; 2028: 0; 2029: 0; 2030: 1.4631; 2031: 0; 2032: 0; 2033: 29.7188; 2034: 0; 2035: 0; 2036: 0; 2039: 0; 2040: 0
2018-06-21 23:00 | 6 | 22 | 5 | 0 | 0 | 0 | 0.59441 | 1.1888 | 0 | 20.3125 | 10.5647 | 17.0341 | 17.0341 | 24.1479 | 0 | 0 | 2024: 24.1479; 2025: 0; 2026: 0; 2027: 0; 2028: 0; 2029: 0; 2030: 1.1888; 2031: 0; 2032: 0; 2033: 24.1479; 2034: 0; 2035: 0; 2036: 0; 2039: 0; 2040: 0
2018-06-22 | 6 | 23 | 5 | 0 | 0 | 0 | 0.52064 | 1.0413 | 0 | 20.3125 | 10.5647 | 17.0341 | 17.0341 | 21.1512 | 0 | 0 | 2024: 21.1512; 2025: 0; 2026: 0; 2027: 0; 2028: 0; 2029: 0; 2030: 1.0413; 2031: 0; 2032: 0; 2033: 21.1512; 2034: 0; 2035: 0; 2036: 0; 2039: 0; 2040: 0
2018-06-22 01:00 | 6 | 0 | 6 | 0 | 0 | 0 | 0.44709 | 0.89417 | 0 | 20.3125 | 10.5647 | 17.0341 | 17.0341 | 18.1629 | 0 | 0 | 2024: 18.1629; 2025: 0; 2026: 0; 2027: 0; 2028: 0; 2029: 0; 2030: 0.89417; 2031: 0; 2032: 0; 2033: 18.1629; 2034: 0; 2035: 0; 2036: 0; 2039: 0; 2040: 0
2018-06-22 02:00 | 6 | 1 | 6 | 0 | 0 | 0 | 0.43549 | 0.87097 | 0 | 20.3125 | 10.5647 | 17.0341 | 17.0341 | 17.6916 | 0 | 0 | 2024: 17.6916; 2025: 0; 2026: 0; 2027: 0; 2028: 0; 2029: 0; 2030: 0.87097; 2031: 0; 2032: 0; 2033: 17.6916; 2034: 0; 2035: 0; 2036: 0; 2039: 0; 2040: 0
2018-06-22 03:00 | 6 | 2 | 6 | 0 | 0 | 0 | 0.44704 | 0.89408 | 0 | 20.3125 | 10.5647 | 17.0341 | 17.0341 | 18.161 | 0 | 0 | 2024: 18.161; 2025: 0; 2026: 0; 2027: 0; 2028: 0; 2029: 0; 2030: 0.89408; 2031: 0; 2032: 0; 2033: 18.161; 2034: 0; 2035: 0; 2036: 0; 2039: 0; 2040: 0
2018-06-22 04:00 | 6 | 3 | 6 | 0 | 0 | 0 | 0.48299 | 0.96598 | 0 | 20.3125 | 10.5647 | 17.0341 | 17.0341 | 19.6215 | 0 | 0 | 2024: 19.6215; 2025: 0; 2026: 0; 2027: 0; 2028: 0; 2029: 0; 2030: 0.96598; 2031: 0; 2032: 0; 2033: 19.6215; 2034: 0; 2035: 0; 2036: 0; 2039: 0; 2040: 0
2018-06-22 05:00 | 6 | 4 | 6 | 0 | 0 | 0.0019695 | 0.61833 | 1.2367 | 0.015756 | 20.3125 | 10.5647 | 17.0341 | 17.0341 | 25.1198 | 0.015756 | 0 | 2024: 24.7998; 2025: 0.32004; 2026: 0; 2027: 0.26838; 2028: 0; 2029: 0; 2030: 1.2209; 2031: 0; 2032: 0; 2033: 24.7998; 2034: 0.32004; 2035: 0; 2036: 0.26838; 2039: 0.0019695; 2040: 0.0085513
2018-06-22 06:00 | 6 | 5 | 6 | 0 | 0 | 0.06798 | 0.74833 | 1.4967 | 0.54384 | 20.3125 | 10.5647 | 17.0341 | 17.0341 | 30.4008 | 0.54384 | 0 | 2024: 19.3541; 2025: 11.0467; 2026: 0; 2027: 9.2638; 2028: 0; 2029: 0; 2030: 0.95282; 2031: 0; 2032: 0; 2033: 19.3541; 2034: 11.0467; 2035: 0; 2036: 9.2638; 2039: 0.06798; 2040: 0.037383
2018-06-22 07:00 | 6 | 6 | 6 | 0 | 0 | 0.096524 | 0.83776 | 1.6755 | 0.7722 | 20.3125 | 10.5647 | 17.0341 | 17.0341 | 34.0339 | 0.7722 | 0 | 2024: 18.3487; 2025: 15.6852; 2026: 0; 2027: 13.1537; 2028: 0; 2029: 0; 2030: 0.90332; 2031: 0; 2032: 0; 2033: 18.3487; 2034: 15.6852; 2035: 0; 2036: 13.1537; 2039: 0.096524; 2040: 0.12184
2018-06-22 08:00 | 6 | 7 | 6 | 0 | 0 | 0.28253 | 0.90251 | 1.805 | 2.2603 | 20.3125 | 10.5647 | 17.0341 | 17.0341 | 36.6643 | 1.805 | 0.45524 | 2024: 0; 2025: 36.6643; 2026: 4.8095; 2027: 38.5015; 2028: 0.45524; 2029: 0.45524; 2030: 0; 2031: 0; 2032: 0; 2033: 0; 2034: 36.6643; 2035: 0; 2036: 38.5015; 2039: 0.28253; 2040: 0.31323
2018-06-22 09:00 | 6 | 8 | 6 | 0 | 0 | 0.39311 | 0.97878 | 1.9576 | 3.1449 | 20.3125 | 10.5647 | 17.0341 | 17.0341 | 39.7629 | 1.9576 | 1.1874 | 2024: 0; 2025: 39.7629; 2026: 12.5441; 2027: 53.5709; 2028: 1.1874; 2029: 1.6426; 2030: 0; 2031: 0; 2032: 0; 2033: 0; 2034: 39.7629; 2035: 0; 2036: 53.5709; 2039: 0.39311; 2040: 0.50544
2018-06-22 10:00 | 6 | 9 | 6 | 0 | 0 | 0.52945 | 1.1011 | 2.2022 | 4.2356 | 20.3125 | 10.5647 | 17.0341 | 17.0341 | 44.7322 | 2.2022 | 2.0334 | 2024: 0; 2025: 44.7322; 2026: 21.4825; 2027: 72.1501; 2028: 2.0334; 2029: 3.676; 2030: 0; 2031: 0; 2032: 0; 2033: 0; 2034: 44.7322; 2035: 0; 2036: 72.1501; 2039: 0.52945; 2040: 0.57227
2018-06-22 11:00 | 6 | 10 | 6 | 0 | 0 | 0.59928 | 1.1938 | 2.3875 | 4.7943 | 20.3125 | 10.5647 | 17.0341 | 17.0341 | 48.4965 | 2.3875 | 2.4067 | 2024: 0; 2025: 48.4965; 2026: 25.4265; 2027: 81.666; 2028: 2.4067; 2029: 6.0827; 2030: 0; 2031: 0; 2032: 0; 2033: 0; 2034: 48.4965; 2035: 0; 2036: 81.666; 2039: 0.59928; 2040: 0.70115
2018-06-22 12:00 | 6 | 11 | 6 | 0 | 0 | 0.58516 | 1.2766 | 2.5532 | 4.6813 | 20.3125 | 10.5647 | 17.0341 | 17.0341 | 51.8619 | 2.5532 | 2.1281 | 2024: 0; 2025: 51.8619; 2026: 22.4827; 2027: 79.7417; 2028: 2.1281; 2029: 8.2108; 2030: 0; 2031: 0; 2032: 0; 2033: 0; 2034: 51.8619; 2035: 0; 2036: 79.7417; 2039: 0.58516; 2040: 0.66262
2018-06-22 13:00 | 6 | 12 | 6 | 0 | 0 | 0.57586 | 1.3892 | 2.7783 | 4.6069 | 20.3125 | 10.5647 | 17.0341 | 17.0341 | 56.4352 | 2.7783 | 1.8285 | 2024: 0; 2025: 56.4352; 2026: 19.3177; 2027: 78.4738; 2028: 1.8285; 2029: 10.0393; 2030: 0; 2031: 0; 2032: 0; 2033: 0; 2034: 56.4352; 2035: 0; 2036: 78.4738; 2039: 0.57586; 2040: 0.65055
2018-06-22 14:00 | 6 | 13 | 6 | 0 | 0 | 0.26717 | 1.508 | 3.016 | 2.1374 | 20.3125 | 10.5647 | 17.0341 | 17.0341 | 61.2632 | 2.1374 | 0 | 2024: 17.8483; 2025: 43.415; 2026: 0; 2027: 36.408; 2028: 0; 2029: 10.0393; 2030: 0.87868; 2031: 0.87868; 2032: 0; 2033: 0; 2034: 61.2632; 2035: 0; 2036: 36.408; 2039: 0.26717; 2040: 0.51869
2018-06-22 15:00 | 6 | 14 | 6 | 0 | 0 | 0.43657 | 1.6596 | 3.3192 | 3.4925 | 20.3125 | 10.5647 | 17.0341 | 17.0341 | 67.422 | 3.3192 | 0.1733 | 2024: 0; 2025: 67.422; 2026: 1.8309; 2027: 59.4924; 2028: 0.1733; 2029: 9.2576; 2030: 0; 2031: 0; 2032: 0; 2033: 0; 2034: 67.422; 2035: 0; 2036: 59.4924; 2039: 0.43657; 2040: 0.26299
2018-06-22 16:00 | 6 | 15 | 6 | 0 | 1 | 0.41025 | 1.8258 | 3.6516 | 3.282 | 21.7915 | 12.0437 | 17.0341 | 17.0341 | 79.5742 | 3.282 | 0 | 2024: 8.0552; 2025: 71.5189; 2026: 0; 2027: 55.9055; 2028: 0; 2029: 9.2576; 2030: 0.36965; 2031: 0.36965; 2032: 0; 2033: 0; 2034: 79.5742; 2035: 0; 2036: 55.9055; 2039: 0.41025; 2040: 0.14931
2018-06-22 17:00 | 6 | 16 | 6 | 0 | 1 | 0.19316 | 1.8977 | 3.7954 | 1.5453 | 21.7915 | 12.0437 | 17.0341 | 17.0341 | 82.7076 | 1.5453 | 0 | 2024: 49.0335; 2025: 33.6741; 2026: 0; 2027: 26.3227; 2028: 0; 2029: 8.8558; 2030: 2.2501; 2031: 2.2501; 2032: 0; 2033: 0; 2034: 82.7076; 2035: 0; 2036: 26.3227; 2039: 0.19316; 2040: 0.19679
2018-06-22 18:00 | 6 | 17 | 6 | 0 | 1 | 0.081577 | 1.7833 | 3.5666 | 0.65262 | 21.7915 | 12.0437 | 17.0341 | 17.0341 | 77.7213 | 0.65262 | 0 | 2024: 63.4999; 2025: 14.2214; 2026: 0; 2027: 11.1167; 2028: 0; 2029: 6.41; 2030: 2.914; 2031: 2.914; 2032: 0; 2033: 0; 2034: 77.7213; 2035: 0; 2036: 11.1167; 2039: 0.081577; 2040: 0.1061
2018-06-22 19:00 | 6 | 18 | 6 | 0 | 1 | 0.017571 | 1.5339 | 3.0677 | 0.14057 | 21.7915 | 12.0437 | 17.0341 | 17.0341 | 66.8505 | 0.14057 | 0 | 2024: 63.7873; 2025: 3.0632; 2026: 0; 2027: 2.3944; 2028: 0; 2029: 3.2426; 2030: 2.9272; 2031: 2.9272; 2032: 0; 2033: 0; 2034: 66.8505; 2035: 0; 2036: 2.3944; 2039: 0.017571; 2040: 0.017283
2018-06-22 20:00 | 6 | 19 | 6 | 0 | 0 | 0 | 1.3835 | 2.767 | 0 | 20.3125 | 10.5647 | 17.0341 | 17.0341 | 56.205 | 0 | 0 | 2024: 56.205; 2025: 0; 2026: 0; 2027: 0; 2028: 0; 2029: 0.0609; 2030: 2.767; 2031: 0.056028; 2032: 0; 2033: 55.0669; 2034: 1.1381; 2035: 0; 2036: 0; 2039: 0; 2040: 0
2018-06-22 21:00 | 6 | 20 | 6 | 0 | 0 | 0 | 1.1444 | 2.2887 | 0 | 20.3125 | 10.5647 | 17.0341 | 17.0341 | 46.4896 | 0 | 0 | 2024: 46.4896; 2025: 0; 2026: 0; 2027: 0; 2028: 0; 2029: 0; 2030: 2.2887; 2031: 0; 2032: 0; 2033: 46.4896; 2034: 0; 2035: 0; 2036: 0; 2039: 0; 2040: 0
2018-06-22 22:00 | 6 | 21 | 6 | 0 | 0 | 0 | 0.91831 | 1.8366 | 0 | 20.3125 | 10.5647 | 17.0341 | 17.0341 | 37.3063 | 0 | 0 | 2024: 37.3063; 2025: 0; 2026: 0; 2027: 0; 2028: 0; 2029: 0; 2030: 1.8366; 2031: 0; 2032: 0; 2033: 37.3063; 2034: 0; 2035: 0; 2036: 0; 2039: 0; 2040: 0
2018-06-22 23:00 | 6 | 22 | 6 | 0 | 0 | 0 | 0.72394 | 1.4479 | 0 | 20.3125 | 10.5647 | 17.0341 | 17.0341 | 29.4102 | 0 | 0 | 2024: 29.4102; 2025: 0; 2026: 0; 2027: 0; 2028: 0; 2029: 0; 2030: 1.4479; 2031: 0; 2032: 0; 2033: 29.4102; 2034: 0; 2035: 0; 2036: 0; 2039: 0; 2040: 0
2018-06-23 | 6 | 23 | 6 | 0 | 0 | 0 | 0.56566 | 1.1313 | 0 | 20.3125 | 10.5647 | 17.0341 | 17.0341 | 22.9797 | 0 | 0 | 2024: 22.9797; 2025: 0; 2026: 0; 2027: 0; 2028: 0; 2029: 0; 2030: 1.1313; 2031: 0; 2032: 0; 2033: 22.9797; 2034: 0; 2035: 0; 2036: 0; 2039: 0; 2040: 0
2018-06-23 01:00 | 6 | 0 | 7 | 0 | 0 | 0 | 0.49042 | 0.98085 | 0 | 20.3125 | 10.5647 | 17.0341 | 17.0341 | 19.9235 | 0 | 0 | 2024: 19.9235; 2025: 0; 2026: 0; 2027: 0; 2028: 0; 2029: 0; 2030: 0.98085; 2031: 0; 2032: 0; 2033: 19.9235; 2034: 0; 2035: 0; 2036: 0; 2039: 0; 2040: 0
2018-06-23 02:00 | 6 | 1 | 7 | 0 | 0 | 0 | 0.46666 | 0.93333 | 0 | 20.3125 | 10.5647 | 17.0341 | 17.0341 | 18.9583 | 0 | 0 | 2024: 18.9583; 2025: 0; 2026: 0; 2027: 0; 2028: 0; 2029: 0; 2030: 0.93333; 2031: 0; 2032: 0; 2033: 18.9583; 2034: 0; 2035: 0; 2036: 0; 2039: 0; 2040: 0
2018-06-23 03:00 | 6 | 2 | 7 | 0 | 0 | 0 | 0.45665 | 0.9133 | 0 | 20.3125 | 10.5647 | 17.0341 | 17.0341 | 18.5515 | 0 | 0 | 2024: 18.5515; 2025: 0; 2026: 0; 2027: 0; 2028: 0; 2029: 0; 2030: 0.9133; 2031: 0; 2032: 0; 2033: 18.5515; 2034: 0; 2035: 0; 2036: 0; 2039: 0; 2040: 0
2018-06-23 04:00 | 6 | 3 | 7 | 0 | 0 | 0 | 0.45721 | 0.91443 | 0 | 20.3125 | 10.5647 | 17.0341 | 17.0341 | 18.5743 | 0 | 0 | 2024: 18.5743; 2025: 0; 2026: 0; 2027: 0; 2028: 0; 2029: 0; 2030: 0.91443; 2031: 0; 2032: 0; 2033: 18.5743; 2034: 0; 2035: 0; 2036: 0; 2039: 0; 2040: 0
2018-06-23 05:00 | 6 | 4 | 7 | 0 | 0 | 0.00085549 | 0.51701 | 1.034 | 0.0068439 | 20.3125 | 10.5647 | 17.0341 | 17.0341 | 21.0034 | 0.0068439 | 0 | 2024: 20.8643; 2025: 0.13902; 2026: 0; 2027: 0.11658; 2028: 0; 2029: 0; 2030: 1.0272; 2031: 0; 2032: 0; 2033: 20.8643; 2034: 0.13902; 2035: 0; 2036: 0.11658; 2039: 0.00085549; 2040: 0.002256
2018-06-23 06:00 | 6 | 5 | 7 | 0 | 0 | 0.022747 | 0.64019 | 1.2804 | 0.18197 | 20.3125 | 10.5647 | 17.0341 | 17.0341 | 26.0079 | 0.18197 | 0 | 2024: 22.3115; 2025: 3.6964; 2026: 0; 2027: 3.0998; 2028: 0; 2029: 0; 2030: 1.0984; 2031: 0; 2032: 0; 2033: 22.3115; 2034: 3.6964; 2035: 0; 2036: 3.0998; 2039: 0.022747; 2040: 0.026709
2018-06-23 07:00 | 6 | 6 | 7 | 0 | 0 | 0.12658 | 0.88717 | 1.7743 | 1.0126 | 20.3125 | 10.5647 | 17.0341 | 17.0341 | 36.0412 | 1.0126 | 0 | 2024: 15.4719; 2025: 20.5693; 2026: 0; 2027: 17.2495; 2028: 0; 2029: 0; 2030: 0.7617; 2031: 0; 2032: 0; 2033: 15.4719; 2034: 20.5693; 2035: 0; 2036: 17.2495; 2039: 0.12658; 2040: 0.12399
2018-06-23 08:00 | 6 | 7 | 7 | 0 | 0 | 0.28452 | 1.1179 | 2.2359 | 2.2762 | 20.3125 | 10.5647 | 17.0341 | 17.0341 | 45.4162 | 2.2359 | 0.04028 | 2024: 0; 2025: 45.4162; 2026: 0.42555; 2027: 38.7723; 2028: 0.04028; 2029: 0.04028; 2030: 0; 2031: 0; 2032: 0; 2033: 0; 2034: 45.4162; 2035: 0; 2036: 38.7723; 2039: 0.28452; 2040: 0.18866
2018-06-23 09:00 | 6 | 8 | 7 | 0 | 0 | 0.48786 | 1.3013 | 2.6025 | 3.9029 | 20.3125 | 10.5647 | 17.0341 | 17.0341 | 52.8636 | 2.6025 | 1.3004 | 2024: 0; 2025: 52.8636; 2026: 13.738; 2027: 66.4822; 2028: 1.3004; 2029: 1.3406; 2030: 0; 2031: 0; 2032: 0; 2033: 0; 2034: 52.8636; 2035: 0; 2036: 66.4822; 2039: 0.48786; 2040: 0.24966
2018-06-23 10:00 | 6 | 9 | 7 | 0 | 0 | 0.57116 | 1.4702 | 2.9404 | 4.5693 | 20.3125 | 10.5647 | 17.0341 | 17.0341 | 59.7279 | 2.9404 | 1.6289 | 2024: 0; 2025: 59.7279; 2026: 17.2085; 2027: 77.8343; 2028: 1.6289; 2029: 2.9695; 2030: 0; 2031: 0; 2032: 0; 2033: 0; 2034: 59.7279; 2035: 0; 2036: 77.8343; 2039: 0.57116; 2040: 0.31936
2018-06-23 11:00 | 6 | 10 | 7 | 0 | 0 | 0.40079 | 1.5933 | 3.1865 | 3.2063 | 20.3125 | 10.5647 | 17.0341 | 17.0341 | 64.726 | 3.1865 | 0.019833 | 2024: 0; 2025: 64.726; 2026: 0.20953; 2027: 54.6173; 2028: 0.019833; 2029: 2.9893; 2030: 0; 2031: 0; 2032: 0; 2033: 0; 2034: 64.726; 2035: 0; 2036: 54.6173; 2039: 0.40079; 2040: 0.35131
2018-06-23 12:00 | 6 | 11 | 7 | 0 | 0 | 0.32288 | 1.6863 | 3.3725 | 2.583 | 20.3125 | 10.5647 | 17.0341 | 17.0341 | 68.5041 | 2.583 | 0 | 2024: 16.0359; 2025: 52.4682; 2026: 0; 2027: 44; 2028: 0; 2029: 2.9893; 2030: 0.78946; 2031: 0.78946; 2032: 0; 2033: 0; 2034: 68.5041; 2035: 0; 2036: 44; 2039: 0.32288; 2040: 0.33229
2018-06-23 13:00 | 6 | 12 | 7 | 0 | 0 | 0.48888 | 1.8106 | 3.6212 | 3.9111 | 20.3125 | 10.5647 | 17.0341 | 17.0341 | 73.5549 | 3.6212 | 0.28989 | 2024: 0; 2025: 73.5549; 2026: 3.0626; 2027: 66.6215; 2028: 0.28989; 2029: 2.4211; 2030: 0; 2031: 0; 2032: 0; 2033: 0; 2034: 73.5549; 2035: 0; 2036: 66.6215; 2039: 0.48888; 2040: 0.53644
2018-06-23 14:00 | 6 | 13 | 7 | 0 | 0 | 0.47931 | 1.8618 | 3.7236 | 3.8345 | 20.3125 | 10.5647 | 17.0341 | 17.0341 | 75.6348 | 3.7236 | 0.11095 | 2024: 0; 2025: 75.6348; 2026: 1.1721; 2027: 65.3175; 2028: 0.11095; 2029: 2.5321; 2030: 0; 2031: 0; 2032: 0; 2033: 0; 2034: 75.6348; 2035: 0; 2036: 65.3175; 2039: 0.47931; 2040: 0.48847
2018-06-23 15:00 | 6 | 14 | 7 | 0 | 0 | 0.36368 | 2.0581 | 4.1161 | 2.9095 | 20.3125 | 10.5647 | 17.0341 | 17.0341 | 83.6087 | 2.9095 | 0 | 2024: 24.5102; 2025: 59.0985; 2026: 0; 2027: 49.5602; 2028: 0; 2029: 2.5321; 2030: 1.2067; 2031: 1.2067; 2032: 0; 2033: 0; 2034: 83.6087; 2035: 0; 2036: 49.5602; 2039: 0.36368; 2040: 0.47268
2018-06-23 16:00 | 6 | 15 | 7 | 0 | 1 | 0.38993 | 2.1137 | 4.2274 | 3.1195 | 21.7915 | 12.0437 | 17.0341 | 17.0341 | 92.1219 | 3.1195 | 0 | 2024: 24.1444; 2025: 67.9776; 2026: 0; 2027: 53.1373; 2028: 0; 2029: 1.2205; 2030: 1.108; 2031: 1.108; 2032: 0; 2033: 0; 2034: 92.1219; 2035: 0; 2036: 53.1373; 2039: 0.38993; 2040: 0.29156
2018-06-23 17:00 | 6 | 16 | 7 | 0 | 1 | 0.24702 | 2.0328 | 4.0656 | 1.9762 | 21.7915 | 12.0437 | 17.0341 | 17.0341 | 88.5963 | 1.9762 | 0 | 2024: 45.5329; 2025: 43.0634; 2026: 0; 2027: 33.6622; 2028: 0; 2029: 0.016165; 2030: 2.0895; 2031: 0.014872; 2032: 0; 2033: 45.2088; 2034: 43.3875; 2035: 0; 2036: 33.6622; 2039: 0.24702; 2040: 0.1174
2018-06-23 18:00 | 6 | 17 | 7 | 0 | 1 | 0.087972 | 1.866 | 3.732 | 0.70378 | 21.7915 | 12.0437 | 17.0341 | 17.0341 | 81.3261 | 0.70378 | 0 | 2024: 65.9897; 2025: 15.3363; 2026: 0; 2027: 11.9882; 2028: 0; 2029: 0; 2030: 3.0282; 2031: 0; 2032: 0; 2033: 65.9897; 2034: 15.3363; 2035: 0; 2036: 11.9882; 2039: 0.087972; 2040: 0.03287
2018-06-23 19:00 | 6 | 18 | 7 | 0 | 1 | 0.017353 | 1.7791 | 3.5582 | 0.13882 | 21.7915 | 12.0437 | 17.0341 | 17.0341 | 77.5384 | 0.13882 | 0 | 2024: 74.5132; 2025: 3.0252; 2026: 0; 2027: 2.3647; 2028: 0; 2029: 0; 2030: 3.4194; 2031: 0; 2032: 0; 2033: 74.5132; 2034: 3.0252; 2035: 0; 2036: 2.3647; 2039: 0.017353; 2040: 0.007978
2018-06-23 20:00 | 6 | 19 | 7 | 0 | 0 | 0 | 1.6185 | 3.2369 | 0 | 20.3125 | 10.5647 | 17.0341 | 17.0341 | 65.7497 | 0 | 0 | 2024: 65.7497; 2025: 0; 2026: 0; 2027: 0; 2028: 0; 2029: 0; 2030: 3.2369; 2031: 0; 2032: 0; 2033: 65.7497; 2034: 0; 2035: 0; 2036: 0; 2039: 0; 2040: 0
2018-06-23 21:00 | 6 | 20 | 7 | 0 | 0 | 0 | 1.3442 | 2.6883 | 0 | 20.3125 | 10.5647 | 17.0341 | 17.0341 | 54.6065 | 0 | 0 | 2024: 54.6065; 2025: 0; 2026: 0; 2027: 0; 2028: 0; 2029: 0; 2030: 2.6883; 2031: 0; 2032: 0; 2033: 54.6065; 2034: 0; 2035: 0; 2036: 0; 2039: 0; 2040: 0
2018-06-23 22:00 | 6 | 21 | 7 | 0 | 0 | 0 | 1.1024 | 2.2048 | 0 | 20.3125 | 10.5647 | 17.0341 | 17.0341 | 44.7859 | 0 | 0 | 2024: 44.7859; 2025: 0; 2026: 0; 2027: 0; 2028: 0; 2029: 0; 2030: 2.2048; 2031: 0; 2032: 0; 2033: 44.7859; 2034: 0; 2035: 0; 2036: 0; 2039: 0; 2040: 0
2018-06-23 23:00 | 6 | 22 | 7 | 0 | 0 | 0 | 0.89986 | 1.7997 | 0 | 20.3125 | 10.5647 | 17.0341 | 17.0341 | 36.5569 | 0 | 0 | 2024: 36.5569; 2025: 0; 2026: 0; 2027: 0; 2028: 0; 2029: 0; 2030: 1.7997; 2031: 0; 2032: 0; 2033: 36.5569; 2034: 0; 2035: 0; 2036: 0; 2039: 0; 2040: 0
2018-06-24 | 6 | 23 | 7 | 0 | 0 | 0 | 0.77663 | 1.5533 | 0 | 20.3125 | 10.5647 | 17.0341 | 17.0341 | 31.5508 | 0 | 0 | 2024: 31.5508; 2025: 0; 2026: 0; 2027: 0; 2028: 0; 2029: 0; 2030: 1.5533; 2031: 0; 2032: 0; 2033: 31.5508; 2034: 0; 2035: 0; 2036: 0; 2039: 0; 2040: 0
2018-06-24 01:00 | 6 | 0 | 1 | 0 | 0 | 0 | 0.67801 | 1.356 | 0 | 20.3125 | 10.5647 | 17.0341 | 17.0341 | 27.5441 | 0 | 0 | 2024: 27.5441; 2025: 0; 2026: 0; 2027: 0; 2028: 0; 2029: 0; 2030: 1.356; 2031: 0; 2032: 0; 2033: 27.5441; 2034: 0; 2035: 0; 2036: 0; 2039: 0; 2040: 0
2018-06-24 02:00 | 6 | 1 | 1 | 0 | 0 | 0 | 0.62439 | 1.2488 | 0 | 20.3125 | 10.5647 | 17.0341 | 17.0341 | 25.366 | 0 | 0 | 2024: 25.366; 2025: 0; 2026: 0; 2027: 0; 2028: 0; 2029: 0; 2030: 1.2488; 2031: 0; 2032: 0; 2033: 25.366; 2034: 0; 2035: 0; 2036: 0; 2039: 0; 2040: 0
2018-06-24 03:00 | 6 | 2 | 1 | 0 | 0 | 0 | 0.59388 | 1.1878 | 0 | 20.3125 | 10.5647 | 17.0341 | 17.0341 | 24.1266 | 0 | 0 | 2024: 24.1266; 2025: 0; 2026: 0; 2027: 0; 2028: 0; 2029: 0; 2030: 1.1878; 2031: 0; 2032: 0; 2033: 24.1266; 2034: 0; 2035: 0; 2036: 0; 2039: 0; 2040: 0
2018-06-24 04:00 | 6 | 3 | 1 | 0 | 0 | 0 | 0.5804 | 1.1608 | 0 | 20.3125 | 10.5647 | 17.0341 | 17.0341 | 23.5789 | 0 | 0 | 2024: 23.5789; 2025: 0; 2026: 0; 2027: 0; 2028: 0; 2029: 0; 2030: 1.1608; 2031: 0; 2032: 0; 2033: 23.5789; 2034: 0; 2035: 0; 2036: 0; 2039: 0; 2040: 0
2018-06-24 05:00 | 6 | 4 | 1 | 0 | 0 | 0.006406 | 0.6139 | 1.2278 | 0.051248 | 20.3125 | 10.5647 | 17.0341 | 17.0341 | 24.9395 | 0.051248 | 0 | 2024: 23.8985; 2025: 1.041; 2026: 0; 2027: 0.87297; 2028: 0; 2029: 0; 2030: 1.1765; 2031: 0; 2032: 0; 2033: 23.8985; 2034: 1.041; 2035: 0; 2036: 0.87297; 2039: 0.006406; 2040: 0.003069
2018-06-24 06:00 | 6 | 5 | 1 | 0 | 0 | 0.063406 | 0.77614 | 1.5523 | 0.50724 | 20.3125 | 10.5647 | 17.0341 | 17.0341 | 31.5306 | 0.50724 | 0 | 2024: 21.2272; 2025: 10.3034; 2026: 0; 2027: 8.6405; 2028: 0; 2029: 0; 2030: 1.045; 2031: 0; 2032: 0; 2033: 21.2272; 2034: 10.3034; 2035: 0; 2036: 8.6405; 2039: 0.063406; 2040: 0.037576
2018-06-24 07:00 | 6 | 6 | 1 | 0 | 0 | 0.22442 | 1.0793 | 2.1586 | 1.7953 | 20.3125 | 10.5647 | 17.0341 | 17.0341 | 43.8464 | 1.7953 | 0 | 2024: 7.3789; 2025: 36.4674; 2026: 0; 2027: 30.5817; 2028: 0; 2029: 0; 2030: 0.36327; 2031: 0; 2032: 0; 2033: 7.3789; 2034: 36.4674; 2035: 0; 2036: 30.5817; 2039: 0.22442; 2040: 0.1196
2018-06-24 08:00 | 6 | 7 | 1 | 0 | 0 | 0.39088 | 1.3515 | 2.703 | 3.1271 | 20.3125 | 10.5647 | 17.0341 | 17.0341 | 54.9039 | 2.703 | 0.42412 | 2024: 0; 2025: 54.9039; 2026: 4.4807; 2027: 53.2671; 2028: 0.42412; 2029: 0.42412; 2030: 0; 2031: 0; 2032: 0; 2033: 0; 2034: 54.9039; 2035: 0; 2036: 53.2671; 2039: 0.39088; 2040: 0.20213
2018-06-24 09:00 | 6 | 8 | 1 | 0 | 0 | 0.51973 | 1.4929 | 2.9857 | 4.1579 | 20.3125 | 10.5647 | 17.0341 | 17.0341 | 60.6471 | 2.9857 | 1.1722 | 2024: 0; 2025: 60.6471; 2026: 12.3837; 2027: 70.8259; 2028: 1.1722; 2029: 1.5963; 2030: 0; 2031: 0; 2032: 0; 2033: 0; 2034: 60.6471; 2035: 0; 2036: 70.8259; 2039: 0.51973; 2040: 0.26505
2018-06-24 10:00 | 6 | 9 | 1 | 0 | 0 | 0.61298 | 1.4941 | 2.9882 | 4.9038 | 20.3125 | 10.5647 | 17.0341 | 17.0341 | 60.6977 | 2.9882 | 1.9156 | 2024: 0; 2025: 60.6977; 2026: 20.238; 2027: 83.5323; 2028: 1.9156; 2029: 3.5119; 2030: 0; 2031: 0; 2032: 0; 2033: 0; 2034: 60.6977; 2035: 0; 2036: 83.5323; 2039: 0.61298; 2040: 0.32956
2018-06-24 11:00 | 6 | 10 | 1 | 0 | 0 | 0.66943 | 1.591 | 3.182 | 5.3555 | 20.3125 | 10.5647 | 17.0341 | 17.0341 | 64.6351 | 3.182 | 2.1734 | 2024: 0; 2025: 64.6351; 2026: 22.9616; 2027: 91.2256; 2028: 2.1734; 2029: 5.6853; 2030: 0; 2031: 0; 2032: 0; 2033: 0; 2034: 64.6351; 2035: 0; 2036: 91.2256; 2039: 0.66943; 2040: 0.317
2018-06-24 12:00 | 6 | 11 | 1 | 0 | 0 | 0.68707 | 1.779 | 3.5581 | 5.4966 | 20.3125 | 10.5647 | 17.0341 | 17.0341 | 72.2731 | 3.5581 | 1.9385 | 2024: 0; 2025: 72.2731; 2026: 20.4801; 2027: 93.6297; 2028: 1.9385; 2029: 7.6239; 2030: 0; 2031: 0; 2032: 0; 2033: 0; 2034: 72.2731; 2035: 0; 2036: 93.6297; 2039: 0.68707; 2040: 0.49539
2018-06-24 13:00 | 6 | 12 | 1 | 0 | 0 | 0.66869 | 1.902 | 3.8039 | 5.3496 | 20.3125 | 10.5647 | 17.0341 | 17.0341 | 77.2675 | 3.8039 | 1.5456 | 2024: 0; 2025: 77.2675; 2026: 16.329; 2027: 91.125; 2028: 1.5456; 2029: 9.1695; 2030: 0; 2031: 0; 2032: 0; 2033: 0; 2034: 77.2675; 2035: 0; 2036: 91.125; 2039: 0.66869; 2040: 0.47961
2018-06-24 14:00 | 6 | 13 | 1 | 0 | 0 | 0.61509 | 2.0194 | 4.0387 | 4.9208 | 20.3125 | 10.5647 | 17.0341 | 17.0341 | 82.0364 | 4.0387 | 0.88204 | 2024: 0; 2025: 82.0364; 2026: 9.3185; 2027: 83.8208; 2028: 0.88204; 2029: 10.0515; 2030: 0; 2031: 0; 2032: 0; 2033: 0; 2034: 82.0364; 2035: 0; 2036: 83.8208; 2039: 0.61509; 2040: 0.37807
2018-06-24 15:00 | 6 | 14 | 1 | 0 | 0 | 0.5288 | 1.9384 | 3.8768 | 4.2304 | 20.3125 | 10.5647 | 17.0341 | 17.0341 | 78.7485 | 3.8768 | 0.35358 | 2024: 0; 2025: 78.7485; 2026: 3.7354; 2027: 72.0617; 2028: 0.35358; 2029: 10.4051; 2030: 0; 2031: 0; 2032: 0; 2033: 0; 2034: 78.7485; 2035: 0; 2036: 72.0617; 2039: 0.5288; 2040: 0.15535
2018-06-24 16:00 | 6 | 15 | 1 | 0 | 1 | 0.407 | 1.9103 | 3.8206 | 3.256 | 21.7915 | 12.0437 | 17.0341 | 17.0341 | 83.2568 | 3.256 | 0 | 2024: 12.3032; 2025: 70.9536; 2026: 0; 2027: 55.4636; 2028: 0; 2029: 10.4051; 2030: 0.56459; 2031: 0.56459; 2032: 0; 2033: 0; 2034: 83.2568; 2035: 0; 2036: 55.4636; 2039: 0.407; 2040: 0.1383
2018-06-24 17:00 | 6 | 16 | 1 | 0 | 1 | 0.25686 | 1.7523 | 3.5046 | 2.0549 | 21.7915 | 12.0437 | 17.0341 | 17.0341 | 76.3711 | 2.0549 | 0 | 2024: 31.5927; 2025: 44.7783; 2026: 0; 2027: 35.0027; 2028: 0; 2029: 9.7914; 2030: 1.4498; 2031: 1.4498; 2032: 0; 2033: 0; 2034: 76.3711; 2035: 0; 2036: 35.0027; 2039: 0.25686; 2040: 0.12259
2018-06-24 18:00 | 6 | 17 | 1 | 0 | 1 | 0.094574 | 1.577 | 3.1541 | 0.75659 | 21.7915 | 12.0437 | 17.0341 | 17.0341 | 68.7323 | 0.75659 | 0 | 2024: 52.245; 2025: 16.4873; 2026: 0; 2027: 12.8879; 2028: 0; 2029: 8.2156; 2030: 2.3975; 2031: 2.3975; 2032: 0; 2033: 0; 2034: 68.7323; 2035: 0; 2036: 12.8879; 2039: 0.094574; 2040: 0.077987
2018-06-24 19:00 | 6 | 18 | 1 | 0 | 1 | 0.014938 | 1.4786 | 2.9572 | 0.1195 | 21.7915 | 12.0437 | 17.0341 | 17.0341 | 64.4425 | 0.1195 | 0 | 2024: 61.8384; 2025: 2.6041; 2026: 0; 2027: 2.0356; 2028: 0; 2029: 5.6096; 2030: 2.8377; 2031: 2.8377; 2032: 0; 2033: 0; 2034: 64.4425; 2035: 0; 2036: 2.0356; 2039: 0.014938; 2040: 0.012576
2018-06-24 20:00 | 6 | 19 | 1 | 0 | 0 | 0 | 1.3683 | 2.7366 | 0 | 20.3125 | 10.5647 | 17.0341 | 17.0341 | 55.588 | 0 | 0 | 2024: 55.588; 2025: 0; 2026: 0; 2027: 0; 2028: 0; 2029: 2.5251; 2030: 2.7366; 2031: 2.3231; 2032: 0; 2033: 8.4001; 2034: 47.1879; 2035: 0; 2036: 0; 2039: 0; 2040: 0
2018-06-24 21:00 | 6 | 20 | 1 | 0 | 0 | 0 | 1.1671 | 2.3343 | 0 | 20.3125 | 10.5647 | 17.0341 | 17.0341 | 47.4148 | 0 | 0 | 2024: 47.4148; 2025: 0; 2026: 0; 2027: 0; 2028: 0; 2029: 0; 2030: 2.3343; 2031: 0; 2032: 0; 2033: 47.4148; 2034: 0; 2035: 0; 2036: 0; 2039: 0; 2040: 0
2018-06-24 22:00 | 6 | 21 | 1 | 0 | 0 | 0 | 0.91934 | 1.8387 | 0 | 20.3125 | 10.5647 | 17.0341 | 17.0341 | 37.3484 | 0 | 0 | 2024: 37.3484; 2025: 0; 2026: 0; 2027: 0; 2028: 0; 2029: 0; 2030: 1.8387; 2031: 0; 2032: 0; 2033: 37.3484; 2034: 0; 2035: 0; 2036: 0; 2039: 0; 2040: 0
2018-06-24 23:00 | 6 | 22 | 1 | 0 | 0 | 0 | 0.79114 | 1.5823 | 0 | 20.3125 | 10.5647 | 17.0341 | 17.0341 | 32.1402 | 0 | 0 | 2024: 32.1402; 2025: 0; 2026: 0; 2027: 0; 2028: 0; 2029: 0; 2030: 1.5823; 2031: 0; 2032: 0; 2033: 32.1402; 2034: 0; 2035: 0; 2036: 0; 2039: 0; 2040: 0
2018-06-25 | 6 | 23 | 1 | 0 | 0 | 0 | 0.67931 | 1.3586 | 0 | 20.3125 | 10.5647 | 17.0341 | 17.0341 | 27.5971 | 0 | 0 | 2024: 27.5971; 2025: 0; 2026: 0; 2027: 0; 2028: 0; 2029: 0; 2030: 1.3586; 2031: 0; 2032: 0; 2033: 27.5971; 2034: 0; 2035: 0; 2036: 0; 2039: 0; 2040: 0
2018-06-25 01:00 | 6 | 0 | 2 | 0 | 0 | 0 | 0.62313 | 1.2463 | 0 | 20.3125 | 10.5647 | 17.0341 | 17.0341 | 25.3145 | 0 | 0 | 2024: 25.3145; 2025: 0; 2026: 0; 2027: 0; 2028: 0; 2029: 0; 2030: 1.2463; 2031: 0; 2032: 0; 2033: 25.3145; 2034: 0; 2035: 0; 2036: 0; 2039: 0; 2040: 0
2018-06-25 02:00 | 6 | 1 | 2 | 0 | 0 | 0 | 0.59049 | 1.181 | 0 | 20.3125 | 10.5647 | 17.0341 | 17.0341 | 23.9887 | 0 | 0 | 2024: 23.9887; 2025: 0; 2026: 0; 2027: 0; 2028: 0; 2029: 0; 2030: 1.181; 2031: 0; 2032: 0; 2033: 23.9887; 2034: 0; 2035: 0; 2036: 0; 2039: 0; 2040: 0
2018-06-25 03:00 | 6 | 2 | 2 | 0 | 0 | 0 | 0.55346 | 1.1069 | 0 | 20.3125 | 10.5647 | 17.0341 | 17.0341 | 22.4844 | 0 | 0 | 2024: 22.4844; 2025: 0; 2026: 0; 2027: 0; 2028: 0; 2029: 0; 2030: 1.1069; 2031: 0; 2032: 0; 2033: 22.4844; 2034: 0; 2035: 0; 2036: 0; 2039: 0; 2040: 0
2018-06-25 04:00 | 6 | 3 | 2 | 0 | 0 | 0 | 0.5792 | 1.1584 | 0 | 20.3125 | 10.5647 | 17.0341 | 17.0341 | 23.5301 | 0 | 0 | 2024: 23.5301; 2025: 0; 2026: 0; 2027: 0; 2028: 0; 2029: 0; 2030: 1.1584; 2031: 0; 2032: 0; 2033: 23.5301; 2034: 0; 2035: 0; 2036: 0; 2039: 0; 2040: 0
2018-06-25 05:00 | 6 | 4 | 2 | 0 | 0 | 0.0060665 | 0.69191 | 1.3838 | 0.048532 | 20.3125 | 10.5647 | 17.0341 | 17.0341 | 28.1087 | 0.048532 | 0 | 2024: 27.1229; 2025: 0.9858; 2026: 0; 2027: 0.8267; 2028: 0; 2029: 0; 2030: 1.3353; 2031: 0; 2032: 0; 2033: 27.1229; 2034: 0.9858; 2035: 0; 2036: 0.8267; 2039: 0.0060665; 2040: 0.007051
2018-06-25 06:00 | 6 | 5 | 2 | 0 | 0 | 0.061609 | 0.88179 | 1.7636 | 0.49287 | 20.3125 | 10.5647 | 17.0341 | 17.0341 | 35.8228 | 0.49287 | 0 | 2024: 25.8112; 2025: 10.0115; 2026: 0; 2027: 8.3957; 2028: 0; 2029: 0; 2030: 1.2707; 2031: 0; 2032: 0; 2033: 25.8112; 2034: 10.0115; 2035: 0; 2036: 8.3957; 2039: 0.061609; 2040: 0.041755
2018-06-25 07:00 | 6 | 6 | 2 | 0 | 0 | 0.21429 | 1.0221 | 2.0441 | 1.7143 | 20.3125 | 10.5647 | 17.0341 | 17.0341 | 41.5208 | 1.7143 | 0 | 2024: 6.6987; 2025: 34.8221; 2026: 0; 2027: 29.202; 2028: 0; 2029: 0; 2030: 0.32978; 2031: 0; 2032: 0; 2033: 6.6987; 2034: 34.8221; 2035: 0; 2036: 29.202; 2039: 0.21429; 2040: 0.23003
2018-06-25 08:00 | 6 | 7 | 2 | 0 | 0 | 0.364 | 1.1546 | 2.3092 | 2.912 | 20.3125 | 10.5647 | 17.0341 | 17.0341 | 46.9049 | 2.3092 | 0.60281 | 2024: 0; 2025: 46.9049; 2026: 6.3686; 2027: 49.603; 2028: 0.60281; 2029: 0.60281; 2030: 0; 2031: 0; 2032: 0; 2033: 0; 2034: 46.9049; 2035: 0; 2036: 49.603; 2039: 0.364; 2040: 0.37223
2018-06-25 09:00 | 6 | 8 | 2 | 0 | 0 | 0.47317 | 1.3311 | 2.6622 | 3.7853 | 20.3125 | 10.5647 | 17.0341 | 17.0341 | 54.0766 | 2.6622 | 1.1231 | 2024: 0; 2025: 54.0766; 2026: 11.8654; 2027: 64.4801; 2028: 1.1231; 2029: 1.7259; 2030: 0; 2031: 0; 2032: 0; 2033: 0; 2034: 54.0766; 2035: 0; 2036: 64.4801; 2039: 0.47317; 2040: 0.51922
2018-06-25 10:00 | 6 | 9 | 2 | 0 | 0 | 0.54961 | 1.5328 | 3.0657 | 4.3968 | 20.3125 | 10.5647 | 17.0341 | 17.0341 | 62.2714 | 3.0657 | 1.3312 | 2024: 0; 2025: 62.2714; 2026: 14.0635; 2027: 74.8964; 2028: 1.3312; 2029: 3.0571; 2030: 0; 2031: 0; 2032: 0; 2033: 0; 2034: 62.2714; 2035: 0; 2036: 74.8964; 2039: 0.54961; 2040: 0.67994
2018-06-25 11:00 | 6 | 10 | 2 | 0 | 0 | 0.60276 | 1.6994 | 3.3989 | 4.8221 | 20.3125 | 10.5647 | 17.0341 | 17.0341 | 69.0394 | 3.3989 | 1.4232 | 2024: 0; 2025: 69.0394; 2026: 15.0362; 2027: 82.1404; 2028: 1.4232; 2029: 4.4803; 2030: 0; 2031: 0; 2032: 0; 2033: 0; 2034: 69.0394; 2035: 0; 2036: 82.1404; 2039: 0.60276; 2040: 0.7498
2018-06-25 12:00 | 6 | 11 | 2 | 0 | 0 | 0.63179 | 1.7123 | 3.4247 | 5.0544 | 20.3125 | 10.5647 | 17.0341 | 17.0341 | 69.5635 | 3.4247 | 1.6297 | 2024: 0; 2025: 69.5635; 2026: 17.2172; 2027: 86.0966; 2028: 1.6297; 2029: 6.11; 2030: 0; 2031: 0; 2032: 0; 2033: 0; 2034: 69.5635; 2035: 0; 2036: 86.0966; 2039: 0.63179; 2040: 0.76409
2018-06-25 13:00 | 6 | 12 | 2 | 0 | 0 | 0.62912 | 1.826 | 3.652 | 5.033 | 20.3125 | 10.5647 | 17.0341 | 17.0341 | 74.1814 | 3.652 | 1.3809 | 2024: 0; 2025: 74.1814; 2026: 14.5893; 2027: 85.732; 2028: 1.3809; 2029: 7.491; 2030: 0; 2031: 0; 2032: 0; 2033: 0; 2034: 74.1814; 2035: 0; 2036: 85.732; 2039: 0.62912; 2040: 0.75699
2018-06-25 14:00 | 6 | 13 | 2 | 0 | 0 | 0.58794 | 1.9733 | 3.9465 | 4.7035 | 20.3125 | 10.5647 | 17.0341 | 17.0341 | 80.1636 | 3.9465 | 0.75701 | 2024: 0; 2025: 80.1636; 2026: 7.9976; 2027: 80.1206; 2028: 0.75701; 2029: 8.248; 2030: 0; 2031: 0; 2032: 0; 2033: 0; 2034: 80.1636; 2035: 0; 2036: 80.1206; 2039: 0.58794; 2040: 0.65698
2018-06-25 15:00 | 6 | 14 | 2 | 0 | 0 | 0.51272 | 2.1008 | 4.2015 | 4.1018 | 20.3125 | 10.5647 | 17.0341 | 17.0341 | 85.3436 | 4.1018 | 0 | 2024: 2.0268; 2025: 83.3168; 2026: 0; 2027: 69.8698; 2028: 0; 2029: 8.248; 2030: 0.099779; 2031: 0.099779; 2032: 0; 2033: 0; 2034: 85.3436; 2035: 0; 2036: 69.8698; 2039: 0.51272; 2040: 0.55768
2018-06-25 16:00 | 6 | 15 | 2 | 0 | 1 | 0.40016 | 2.1684 | 4.3368 | 3.2012 | 21.7915 | 12.0437 | 17.0341 | 17.0341 | 94.506 | 3.2012 | 0 | 2024: 24.7461; 2025: 69.7599; 2026: 0; 2027: 54.5305; 2028: 0; 2029: 8.1395; 2030: 1.1356; 2031: 1.1356; 2032: 0; 2033: 0; 2034: 94.506; 2035: 0; 2036: 54.5305; 2039: 0.40016; 2040: 0.38711
2018-06-25 17:00 | 6 | 16 | 2 | 0 | 1 | 0.25292 | 2.1867 | 4.3734 | 2.0233 | 21.7915 | 12.0437 | 17.0341 | 17.0341 | 95.3031 | 2.0233 | 0 | 2024: 51.2116; 2025: 44.0915; 2026: 0; 2027: 34.4658; 2028: 0; 2029: 6.9052; 2030: 2.3501; 2031: 2.3501; 2032: 0; 2033: 0; 2034: 95.3031; 2035: 0; 2036: 34.4658; 2039: 0.25292; 2040: 0.24402
2018-06-25 18:00 | 6 | 17 | 2 | 0 | 1 | 0.094999 | 2.1254 | 4.2509 | 0.75999 | 21.7915 | 12.0437 | 17.0341 | 17.0341 | 92.633 | 0.75999 | 0 | 2024: 76.0716; 2025: 16.5613; 2026: 0; 2027: 12.9458; 2028: 0; 2029: 4.3508; 2030: 3.4909; 2031: 3.4909; 2032: 0; 2033: 0; 2034: 92.633; 2035: 0; 2036: 12.9458; 2039: 0.094999; 2040: 0.099108
2018-06-25 19:00 | 6 | 18 | 2 | 0 | 1 | 0.015593 | 1.981 | 3.962 | 0.12474 | 21.7915 | 12.0437 | 17.0341 | 17.0341 | 86.3369 | 0.12474 | 0 | 2024: 83.6186; 2025: 2.7183; 2026: 0; 2027: 2.1248; 2028: 0; 2029: 0.55633; 2030: 3.8372; 2031: 0.51182; 2032: 0; 2033: 72.4653; 2034: 13.8716; 2035: 0; 2036: 2.1248; 2039: 0.015593; 2040: 0.017396
2018-06-25 20:00 | 6 | 19 | 2 | 0 | 0 | 0 | 1.683 | 3.3661 | 0 | 20.3125 | 10.5647 | 17.0341 | 17.0341 | 68.3735 | 0 | 0 | 2024: 68.3735; 2025: 0; 2026: 0; 2027: 0; 2028: 0; 2029: 0; 2030: 3.3661; 2031: 0; 2032: 0; 2033: 68.3735; 2034: 0; 2035: 0; 2036: 0; 2039: 0; 2040: 0
2018-06-25 21:00 | 6 | 20 | 2 | 0 | 0 | 0 | 1.3805 | 2.761 | 0 | 20.3125 | 10.5647 | 17.0341 | 17.0341 | 56.0835 | 0 | 0 | 2024: 56.0835; 2025: 0; 2026: 0; 2027: 0; 2028: 0; 2029: 0; 2030: 2.761; 2031: 0; 2032: 0; 2033: 56.0835; 2034: 0; 2035: 0; 2036: 0; 2039: 0; 2040: 0
2018-06-25 22:00 | 6 | 21 | 2 | 0 | 0 | 0 | 1.0352 | 2.0703 | 0 | 20.3125 | 10.5647 | 17.0341 | 17.0341 | 42.0531 | 0 | 0 | 2024: 42.0531; 2025: 0; 2026: 0; 2027: 0; 2028: 0; 2029: 0; 2030: 2.0703; 2031: 0; 2032: 0; 2033: 42.0531; 2034: 0; 2035: 0; 2036: 0; 2039: 0; 2040: 0
2018-06-25 23:00 | 6 | 22 | 2 | 0 | 0 | 0 | 0.80108 | 1.6022 | 0 | 20.3125 | 10.5647 | 17.0341 | 17.0341 | 32.544 | 0 | 0 | 2024: 32.544; 2025: 0; 2026: 0; 2027: 0; 2028: 0; 2029: 0; 2030: 1.6022; 2031: 0; 2032: 0; 2033: 32.544; 2034: 0; 2035: 0; 2036: 0; 2039: 0; 2040: 0
2018-06-26 | 6 | 23 | 2 | 0 | 0 | 0 | 0.64123 | 1.2825 | 0 | 20.3125 | 10.5647 | 17.0341 | 17.0341 | 26.0499 | 0 | 0 | 2024: 26.0499; 2025: 0; 2026: 0; 2027: 0; 2028: 0; 2029: 0; 2030: 1.2825; 2031: 0; 2032: 0; 2033: 26.0499; 2034: 0; 2035: 0; 2036: 0; 2039: 0; 2040: 0
2018-06-26 01:00 | 6 | 0 | 3 | 0 | 0 | 0 | 0.55489 | 1.1098 | 0 | 20.3125 | 10.5647 | 17.0341 | 17.0341 | 22.5425 | 0 | 0 | 2024: 22.5425; 2025: 0; 2026: 0; 2027: 0; 2028: 0; 2029: 0; 2030: 1.1098; 2031: 0; 2032: 0; 2033: 22.5425; 2034: 0; 2035: 0; 2036: 0; 2039: 0; 2040: 0
2018-06-26 02:00 | 6 | 1 | 3 | 0 | 0 | 0 | 0.5082 | 1.0164 | 0 | 20.3125 | 10.5647 | 17.0341 | 17.0341 | 20.6456 | 0 | 0 | 2024: 20.6456; 2025: 0; 2026: 0; 2027: 0; 2028: 0; 2029: 0; 2030: 1.0164; 2031: 0; 2032: 0; 2033: 20.6456; 2034: 0; 2035: 0; 2036: 0; 2039: 0; 2040: 0
2018-06-26 03:00 | 6 | 2 | 3 | 0 | 0 | 0 | 0.49274 | 0.98548 | 0 | 20.3125 | 10.5647 | 17.0341 | 17.0341 | 20.0175 | 0 | 0 | 2024: 20.0175; 2025: 0; 2026: 0; 2027: 0; 2028: 0; 2029: 0; 2030: 0.98548; 2031: 0; 2032: 0; 2033: 20.0175; 2034: 0; 2035: 0; 2036: 0; 2039: 0; 2040: 0
2018-06-26 04:00 | 6 | 3 | 3 | 0 | 0 | 0 | 0.50291 | 1.0058 | 0 | 20.3125 | 10.5647 | 17.0341 | 17.0341 | 20.4305 | 0 | 0 | 2024: 20.4305; 2025: 0; 2026: 0; 2027: 0; 2028: 0; 2029: 0; 2030: 1.0058; 2031: 0; 2032: 0; 2033: 20.4305; 2034: 0; 2035: 0; 2036: 0; 2039: 0; 2040: 0
2018-06-26 05:00 | 6 | 4 | 3 | 0 | 0 | 0.0064721 | 0.62902 | 1.258 | 0.051777 | 20.3125 | 10.5647 | 17.0341 | 17.0341 | 25.5541 | 0.051777 | 0 | 2024: 24.5024; 2025: 1.0517; 2026: 0; 2027: 0.88197; 2028: 0; 2029: 0; 2030: 1.2063; 2031: 0; 2032: 0; 2033: 24.5024; 2034: 1.0517; 2035: 0; 2036: 0.88197; 2039: 0.0064721; 2040: 0.0058173
2018-06-26 06:00 | 6 | 5 | 3 | 0 | 0 | 0.065222 | 0.79867 | 1.5973 | 0.52178 | 20.3125 | 10.5647 | 17.0341 | 17.0341 | 32.446 | 0.52178 | 0 | 2024: 21.8474; 2025: 10.5986; 2026: 0; 2027: 8.888; 2028: 0; 2029: 0; 2030: 1.0756; 2031: 0; 2032: 0; 2033: 21.8474; 2034: 10.5986; 2035: 0; 2036: 8.888; 2039: 0.065222; 2040: 0.067998
2018-06-26 07:00 | 6 | 6 | 3 | 0 | 0 | 0.21712 | 0.98358 | 1.9672 | 1.7369 | 20.3125 | 10.5647 | 17.0341 | 17.0341 | 39.9581 | 1.7369 | 0 | 2024: 4.6769; 2025: 35.2812; 2026: 0; 2027: 29.5869; 2028: 0; 2029: 0; 2030: 0.23025; 2031: 0; 2032: 0; 2033: 4.6769; 2034: 35.2812; 2035: 0; 2036: 29.5869; 2039: 0.21712; 2040: 0.20812
2018-06-26 08:00 | 6 | 7 | 3 | 0 | 0 | 0.37451 | 1.0748 | 2.1497 | 2.9961 | 20.3125 | 10.5647 | 17.0341 | 17.0341 | 43.6654 | 2.1497 | 0.84642 | 2024: 0; 2025: 43.6654; 2026: 8.9422; 2027: 51.0361; 2028: 0.84642; 2029: 0.84642; 2030: 0; 2031: 0; 2032: 0; 2033: 0; 2034: 43.6654; 2035: 0; 2036: 51.0361; 2039: 0.37451; 2040: 0.4051
2018-06-26 09:00 | 6 | 8 | 3 | 0 | 0 | 0.49678 | 1.1714 | 2.3429 | 3.9742 | 20.3125 | 10.5647 | 17.0341 | 17.0341 | 47.5899 | 2.3429 | 1.6313 | 2024: 0; 2025: 47.5899; 2026: 17.2344; 2027: 67.6971; 2028: 1.6313; 2029: 2.4777; 2030: 0; 2031: 0; 2032: 0; 2033: 0; 2034: 47.5899; 2035: 0; 2036: 67.6971; 2039: 0.49678; 2040: 0.5756
2018-06-26 10:00 | 6 | 9 | 3 | 0 | 0 | 0.58314 | 1.2183 | 2.4366 | 4.6651 | 20.3125 | 10.5647 | 17.0341 | 17.0341 | 49.4932 | 2.4366 | 2.2285 | 2024: 0; 2025: 49.4932; 2026: 23.5439; 2027: 79.4665; 2028: 2.2285; 2029: 4.7063; 2030: 0; 2031: 0; 2032: 0; 2033: 0; 2034: 49.4932; 2035: 0; 2036: 79.4665; 2039: 0.58314; 2040: 0.67819
2018-06-26 11:00 | 6 | 10 | 3 | 0 | 0 | 0.64027 | 1.332 | 2.664 | 5.1222 | 20.3125 | 10.5647 | 17.0341 | 17.0341 | 54.112 | 2.664 | 2.4582 | 2024: 0; 2025: 54.112; 2026: 25.9702; 2027: 87.2517; 2028: 2.4582; 2029: 7.1645; 2030: 0; 2031: 0; 2032: 0; 2033: 0; 2034: 54.112; 2035: 0; 2036: 87.2517; 2039: 0.64027; 2040: 0.73985
2018-06-26 12:00 | 6 | 11 | 3 | 0 | 0 | 0.66133 | 1.3948 | 2.7896 | 5.2907 | 20.3125 | 10.5647 | 17.0341 | 17.0341 | 56.6635 | 2.7896 | 2.5011 | 2024: 0; 2025: 56.6635; 2026: 26.4231; 2027: 90.1218; 2028: 2.5011; 2029: 9.6655; 2030: 0; 2031: 0; 2032: 0; 2033: 0; 2034: 56.6635; 2035: 0; 2036: 90.1218; 2039: 0.66133; 2040: 0.75347
2018-06-26 13:00 | 6 | 12 | 3 | 0 | 0 | 0.6442 | 1.5216 | 3.0431 | 5.1536 | 20.3125 | 10.5647 | 17.0341 | 17.0341 | 61.813 | 3.0431 | 2.1105 | 2024: 0; 2025: 61.813; 2026: 22.297; 2027: 87.7873; 2028: 2.1105; 2029: 11.776; 2030: 0; 2031: 0; 2032: 0; 2033: 0; 2034: 61.813; 2035: 0; 2036: 87.7873; 2039: 0.6442; 2040: 0.73619
2018-06-26 14:00 | 6 | 13 | 3 | 0 | 0 | 0.59397 | 1.6514 | 3.3027 | 4.7517 | 20.3125 | 10.5647 | 17.0341 | 17.0341 | 67.0865 | 3.3027 | 1.449 | 2024: 0; 2025: 67.0865; 2026: 15.3086; 2027: 80.9419; 2028: 0.72396; 2029: 12.5; 2030: 0; 2031: 0; 2032: 0.72507; 2033: 0; 2034: 67.0865; 2035: 7.6601; 2036: 80.9419; 2039: 0.59397; 2040: 0.6092
2018-06-26 15:00 | 6 | 14 | 3 | 0 | 0 | 0.50762 | 1.8255 | 3.651 | 4.061 | 20.3125 | 10.5647 | 17.0341 | 17.0341 | 74.1613 | 3.651 | 0.40997 | 2024: 0; 2025: 74.1613; 2026: 4.3313; 2027: 69.1755; 2028: 0; 2029: 12.5; 2030: 0; 2031: 0; 2032: 0.40997; 2033: 0; 2034: 74.1613; 2035: 4.3313; 2036: 69.1755; 2039: 0.50762; 2040: 0.43513
2018-06-26 16:00 | 6 | 15 | 3 | 0 | 1 | 0.39105 | 1.7486 | 3.4973 | 3.1284 | 21.7915 | 12.0437 | 17.0341 | 17.0341 | 76.2106 | 3.1284 | 0 | 2024: 8.0382; 2025: 68.1725; 2026: 0; 2027: 53.2896; 2028: 0; 2029: 12.5; 2030: 0.36887; 2031: 0.36887; 2032: 0; 2033: 0; 2034: 76.2106; 2035: 0; 2036: 53.2896; 2039: 0.39105; 2040: 0.4542
2018-06-26 17:00 | 6 | 16 | 3 | 0 | 1 | 0.24541 | 1.6717 | 3.3434 | 1.9633 | 21.7915 | 12.0437 | 17.0341 | 17.0341 | 72.857 | 1.9633 | 0 | 2024: 30.0748; 2025: 42.7822; 2026: 0; 2027: 33.4424; 2028: 0; 2029: 12.0991; 2030: 1.3801; 2031: 1.3801; 2032: 0; 2033: 0; 2034: 72.857; 2035: 0; 2036: 33.4424; 2039: 0.24541; 2040: 0.28611
2018-06-26 18:00 | 6 | 17 | 3 | 0 | 1 | 0.093902 | 1.6257 | 3.2515 | 0.75122 | 21.7915 | 12.0437 | 17.0341 | 17.0341 | 70.8549 | 0.75122 | 0 | 2024: 54.4848; 2025: 16.3701; 2026: 0; 2027: 12.7963; 2028: 0; 2029: 10.5989; 2030: 2.5003; 2031: 2.5003; 2032: 0; 2033: 0; 2034: 70.8549; 2035: 0; 2036: 12.7963; 2039: 0.093902; 2040: 0.10825
2018-06-26 19:00 | 6 | 18 | 3 | 0 | 1 | 0.016437 | 1.6348 | 3.2696 | 0.1315 | 21.7915 | 12.0437 | 17.0341 | 17.0341 | 71.2489 | 0.1315 | 0 | 2024: 68.3834; 2025: 2.8655; 2026: 0; 2027: 2.2399; 2028: 0; 2029: 7.8812; 2030: 3.1381; 2031: 3.1381; 2032: 0; 2033: 0; 2034: 71.2489; 2035: 0; 2036: 2.2399; 2039: 0.016437; 2040: 0.017211
2018-06-26 20:00 | 6 | 19 | 3 | 0 | 0 | 0 | 1.517 | 3.034 | 0 | 20.3125 | 10.5647 | 17.0341 | 17.0341 | 61.6276 | 0 | 0 | 2024: 61.6276; 2025: 0; 2026: 0; 2027: 0; 2028: 0; 2029: 4.4703; 2030: 3.034; 2031: 3.034; 2032: 0; 2033: 0; 2034: 61.6276; 2035: 0; 2036: 0; 2039: 0; 2040: 0
2018-06-26 21:00 | 6 | 20 | 3 | 0 | 0 | 0 | 1.2774 | 2.5547 | 0 | 20.3125 | 10.5647 | 17.0341 | 17.0341 | 51.8924 | 0 | 0 | 2024: 51.8924; 2025: 0; 2026: 0; 2027: 0; 2028: 0; 2029: 1.1725; 2030: 2.5547; 2031: 1.0787; 2032: 0; 2033: 29.9817; 2034: 21.9107; 2035: 0; 2036: 0; 2039: 0; 2040: 0
2018-06-26 22:00 | 6 | 21 | 3 | 0 | 0 | 0 | 1.0073 | 2.0146 | 0 | 20.3125 | 10.5647 | 17.0341 | 17.0341 | 40.9217 | 0 | 0 | 2024: 40.9217; 2025: 0; 2026: 0; 2027: 0; 2028: 0; 2029: 0; 2030: 2.0146; 2031: 0; 2032: 0; 2033: 40.9217; 2034: 0; 2035: 0; 2036: 0; 2039: 0; 2040: 0
2018-06-26 23:00 | 6 | 22 | 3 | 0 | 0 | 0 | 0.84666 | 1.6933 | 0 | 20.3125 | 10.5647 | 17.0341 | 17.0341 | 34.3955 | 0 | 0 | 2024: 34.3955; 2025: 0; 2026: 0; 2027: 0; 2028: 0; 2029: 0; 2030: 1.6933; 2031: 0; 2032: 0; 2033: 34.3955; 2034: 0; 2035: 0; 2036: 0; 2039: 0; 2040: 0
2018-06-27 | 6 | 23 | 3 | 0 | 0 | 0 | 0.76248 | 1.525 | 0 | 20.3125 | 10.5647 | 17.0341 | 17.0341 | 30.9757 | 0 | 0 | 2024: 30.9757; 2025: 0; 2026: 0; 2027: 0; 2028: 0; 2029: 0; 2030: 1.525; 2031: 0; 2032: 0; 2033: 30.9757; 2034: 0; 2035: 0; 2036: 0; 2039: 0; 2040: 0
2018-06-27 01:00 | 6 | 0 | 4 | 0 | 0 | 0 | 0.71229 | 1.4246 | 0 | 20.3125 | 10.5647 | 17.0341 | 17.0341 | 28.9368 | 0 | 0 | 2024: 28.9368; 2025: 0; 2026: 0; 2027: 0; 2028: 0; 2029: 0; 2030: 1.4246; 2031: 0; 2032: 0; 2033: 28.9368; 2034: 0; 2035: 0; 2036: 0; 2039: 0; 2040: 0
2018-06-27 02:00 | 6 | 1 | 4 | 0 | 0 | 0 | 0.6811 | 1.3622 | 0 | 20.3125 | 10.5647 | 17.0341 | 17.0341 | 27.6697 | 0 | 0 | 2024: 27.6697; 2025: 0; 2026: 0; 2027: 0; 2028: 0; 2029: 0; 2030: 1.3622; 2031: 0; 2032: 0; 2033: 27.6697; 2034: 0; 2035: 0; 2036: 0; 2039: 0; 2040: 0
2018-06-27 03:00 | 6 | 2 | 4 | 0 | 0 | 0 | 0.64073 | 1.2815 | 0 | 20.3125 | 10.5647 | 17.0341 | 17.0341 | 26.0298 | 0 | 0 | 2024: 26.0298; 2025: 0; 2026: 0; 2027: 0; 2028: 0; 2029: 0; 2030: 1.2815; 2031: 0; 2032: 0; 2033: 26.0298; 2034: 0; 2035: 0; 2036: 0; 2039: 0; 2040: 0
2018-06-27 04:00 | 6 | 3 | 4 | 0 | 0 | 0 | 0.64356 | 1.2871 | 0 | 20.3125 | 10.5647 | 17.0341 | 17.0341 | 26.1446 | 0 | 0 | 2024: 26.1446; 2025: 0; 2026: 0; 2027: 0; 2028: 0; 2029: 0; 2030: 1.2871; 2031: 0; 2032: 0; 2033: 26.1446; 2034: 0; 2035: 0; 2036: 0; 2039: 0; 2040: 0
2018-06-27 05:00 | 6 | 4 | 4 | 0 | 0 | 0.0056462 | 0.79592 | 1.5918 | 0.045169 | 20.3125 | 10.5647 | 17.0341 | 17.0341 | 32.3341 | 0.045169 | 0 | 2024: 31.4166; 2025: 0.9175; 2026: 0; 2027: 0.76942; 2028: 0; 2029: 0; 2030: 1.5467; 2031: 0; 2032: 0; 2033: 31.4166; 2034: 0.9175; 2035: 0; 2036: 0.76942; 2039: 0.0056462; 2040: 0.0068107
2018-06-27 06:00 | 6 | 5 | 4 | 0 | 0 | 0.062083 | 0.9051 | 1.8102 | 0.49666 | 20.3125 | 10.5647 | 17.0341 | 17.0341 | 36.7697 | 0.49666 | 0 | 2024: 26.6812; 2025: 10.0885; 2026: 0; 2027: 8.4602; 2028: 0; 2029: 0; 2030: 1.3135; 2031: 0; 2032: 0; 2033: 26.6812; 2034: 10.0885; 2035: 0; 2036: 8.4602; 2039: 0.062083; 2040: 0.072578
2018-06-27 07:00 | 6 | 6 | 4 | 0 | 0 | 0.20716 | 0.95725 | 1.9145 | 1.6573 | 20.3125 | 10.5647 | 17.0341 | 17.0341 | 38.8883 | 1.6573 | 0 | 2024: 5.2245; 2025: 33.6638; 2026: 0; 2027: 28.2306; 2028: 0; 2029: 0; 2030: 0.25721; 2031: 0; 2032: 0; 2033: 5.2245; 2034: 33.6638; 2035: 0; 2036: 28.2306; 2039: 0.20716; 2040: 0.2093
2018-06-27 08:00 | 6 | 7 | 4 | 0 | 0 | 0.3604 | 0.94761 | 1.8952 | 2.8832 | 20.3125 | 10.5647 | 17.0341 | 17.0341 | 38.4965 | 1.8952 | 0.98798 | 2024: 0; 2025: 38.4965; 2026: 10.4377; 2027: 49.1127; 2028: 0.98798; 2029: 0.98798; 2030: 0; 2031: 0; 2032: 0; 2033: 0; 2034: 38.4965; 2035: 0; 2036: 49.1127; 2039: 0.3604; 2040: 0.38925
2018-06-27 09:00 | 6 | 8 | 4 | 0 | 0 | 0.47799 | 0.9605 | 1.921 | 3.8239 | 20.3125 | 10.5647 | 17.0341 | 17.0341 | 39.0201 | 1.921 | 1.9029 | 2024: 0; 2025: 39.0201; 2026: 20.104; 2027: 65.1373; 2028: 1.9029; 2029: 2.8909; 2030: 0; 2031: 0; 2032: 0; 2033: 0; 2034: 39.0201; 2035: 0; 2036: 65.1373; 2039: 0.47799; 2040: 0.49858
2018-06-27 10:00 | 6 | 9 | 4 | 0 | 0 | 0.56562 | 1.0419 | 2.0839 | 4.525 | 20.3125 | 10.5647 | 17.0341 | 17.0341 | 42.3283 | 2.0839 | 2.4411 | 2024: 0; 2025: 42.3283; 2026: 25.7899; 2027: 77.0792; 2028: 2.4411; 2029: 5.332; 2030: 0; 2031: 0; 2032: 0; 2033: 0; 2034: 42.3283; 2035: 0; 2036: 77.0792; 2039: 0.56562; 2040: 0.406
2018-06-27 11:00 | 6 | 10 | 4 | 0 | 0 | 0.61633 | 1.0681 | 2.1363 | 4.9306 | 20.3125 | 10.5647 | 17.0341 | 17.0341 | 43.3927 | 2.1363 | 2.7944 | 2024: 0; 2025: 43.3927; 2026: 29.5218; 2027: 83.9891; 2028: 2.7944; 2029: 8.1264; 2030: 0; 2031: 0; 2032: 0; 2033: 0; 2034: 43.3927; 2035: 0; 2036: 83.9891; 2039: 0.61633; 2040: 0.34152
2018-06-27 12:00 | 6 | 11 | 4 | 0 | 0 | 0.63351 | 1.0758 | 2.1516 | 5.0681 | 20.3125 | 10.5647 | 17.0341 | 17.0341 | 43.7045 | 2.1516 | 2.9165 | 2024: 0; 2025: 43.7045; 2026: 30.8117; 2027: 86.3303; 2028: 2.9165; 2029: 11.0429; 2030: 0; 2031: 0; 2032: 0; 2033: 0; 2034: 43.7045; 2035: 0; 2036: 86.3303; 2039: 0.63351; 2040: 0.65245
2018-06-27 13:00 | 6 | 12 | 4 | 0 | 0 | 0.47273 | 1.0906 | 2.1812 | 3.7819 | 20.3125 | 10.5647 | 17.0341 | 17.0341 | 44.3054 | 2.1812 | 1.6007 | 2024: 0; 2025: 44.3054; 2026: 16.9108; 2027: 64.421; 2028: 1.4571; 2029: 12.5; 2030: 0; 2031: 0; 2032: 0.14357; 2033: 0; 2034: 44.3054; 2035: 1.5167; 2036: 64.421; 2039: 0.47273; 2040: 0.6393
2018-06-27 14:00 | 6 | 13 | 4 | 0 | 0 | 0.42251 | 1.2193 | 2.4387 | 3.3801 | 20.3125 | 10.5647 | 17.0341 | 17.0341 | 49.5357 | 2.4387 | 0.94143 | 2024: 0; 2025: 49.5357; 2026: 9.946; 2027: 57.5773; 2028: 0; 2029: 12.5; 2030: 0; 2031: 0; 2032: 0.94143; 2033: 0; 2034: 49.5357; 2035: 9.946; 2036: 57.5773; 2039: 0.42251; 2040: 0.60497
2018-06-27 15:00 | 6 | 14 | 4 | 0 | 0 | 0.38635 | 1.4572 | 2.9144 | 3.0908 | 20.3125 | 10.5647 | 17.0341 | 17.0341 | 59.1987 | 2.9144 | 0.1764 | 2024: 0; 2025: 59.1987; 2026: 1.8636; 2027: 52.649; 2028: 0; 2029: 12.5; 2030: 0; 2031: 0; 2032: 0.1764; 2033: 0; 2034: 59.1987; 2035: 1.8636; 2036: 52.649; 2039: 0.38635; 2040: 0.4602
2018-06-27 16:00 | 6 | 15 | 4 | 0 | 1 | 0.38637 | 1.5817 | 3.1634 | 3.091 | 21.7915 | 12.0437 | 17.0341 | 17.0341 | 68.9344 | 3.091 | 0 | 2024: 1.5775; 2025: 67.3569; 2026: 0; 2027: 52.6521; 2028: 0; 2029: 12.5; 2030: 0.072391; 2031: 0.072391; 2032: 0; 2033: 0; 2034: 68.9344; 2035: 0; 2036: 52.6521; 2039: 0.38637; 2040: 0.36322
2018-06-27 17:00 | 6 | 16 | 4 | 0 | 1 | 0.24358 | 1.5943 | 3.1886 | 1.9486 | 21.7915 | 12.0437 | 17.0341 | 17.0341 | 69.4838 | 1.9486 | 0 | 2024: 27.0201; 2025: 42.4637; 2026: 0; 2027: 33.1934; 2028: 0; 2029: 12.4213; 2030: 1.2399; 2031: 1.2399; 2032: 0; 2033: 0; 2034: 69.4838; 2035: 0; 2036: 33.1934; 2039: 0.24358; 2040: 0.21478
2018-06-27 18:00 | 6 | 17 | 4 | 0 | 1 | 0.087098 | 1.5519 | 3.1038 | 0.69678 | 21.7915 | 12.0437 | 17.0341 | 17.0341 | 67.6367 | 0.69678 | 0 | 2024: 52.4527; 2025: 15.184; 2026: 0; 2027: 11.8691; 2028: 0; 2029: 11.0736; 2030: 2.407; 2031: 2.407; 2032: 0; 2033: 0; 2034: 67.6367; 2035: 0; 2036: 11.8691; 2039: 0.087098; 2040: 0.10685
2018-06-27 19:00 | 6 | 18 | 4 | 0 | 1 | 0.017079 | 1.5123 | 3.0247 | 0.13663 | 21.7915 | 12.0437 | 17.0341 | 17.0341 | 65.9122 | 0.13663 | 0 | 2024: 62.9348; 2025: 2.9774; 2026: 0; 2027: 2.3274; 2028: 0; 2029: 8.4572; 2030: 2.888; 2031: 2.888; 2032: 0; 2033: 0; 2034: 65.9122; 2035: 0; 2036: 2.3274; 2039: 0.017079; 2040: 0.019469
2018-06-27 20:00 | 6 | 19 | 4 | 0 | 0 | 0 | 1.3945 | 2.7889 | 0 | 20.3125 | 10.5647 | 17.0341 | 17.0341 | 56.6496 | 0 | 0 | 2024: 56.6496; 2025: 0; 2026: 0; 2027: 0; 2028: 0; 2029: 5.318; 2030: 2.7889; 2031: 2.7889; 2032: 0; 2033: 0; 2034: 56.6496; 2035: 0; 2036: 0; 2039: 0; 2040: 0
2018-06-27 21:00 | 6 | 20 | 4 | 0 | 0 | 0 | 1.1269 | 2.2538 | 0 | 20.3125 | 10.5647 | 17.0341 | 17.0341 | 45.78 | 0 | 0 | 2024: 45.78; 2025: 0; 2026: 0; 2027: 0; 2028: 0; 2029: 2.2866; 2030: 2.2538; 2031: 2.1037; 2032: 0; 2033: 3.0487; 2034: 42.7313; 2035: 0; 2036: 0; 2039: 0; 2040: 0
2018-06-27 22:00 | 6 | 21 | 4 | 0 | 0 | 0 | 0.91924 | 1.8385 | 0 | 20.3125 | 10.5647 | 17.0341 | 17.0341 | 37.344 | 0 | 0 | 2024: 37.344; 2025: 0; 2026: 0; 2027: 0; 2028: 0; 2029: 0; 2030: 1.8385; 2031: 0; 2032: 0; 2033: 37.344; 2034: 0; 2035: 0; 2036: 0; 2039: 0; 2040: 0
2018-06-27 23:00 | 6 | 22 | 4 | 0 | 0 | 0 | 0.7388 | 1.4776 | 0 | 20.3125 | 10.5647 | 17.0341 | 17.0341 | 30.0139 | 0 | 0 | 2024: 30.0139; 2025: 0; 2026: 0; 2027: 0; 2028: 0; 2029: 0; 2030: 1.4776; 2031: 0; 2032: 0; 2033: 30.0139; 2034: 0; 2035: 0; 2036: 0; 2039: 0; 2040: 0
2018-06-28 | 6 | 23 | 4 | 0 | 0 | 0 | 0.60189 | 1.2038 | 0 | 20.3125 | 10.5647 | 17.0341 | 17.0341 | 24.4518 | 0 | 0 | 2024: 24.4518; 2025: 0; 2026: 0; 2027: 0; 2028: 0; 2029: 0; 2030: 1.2038; 2031: 0; 2032: 0; 2033: 24.4518; 2034: 0; 2035: 0; 2036: 0; 2039: 0; 2040: 0
2018-06-28 01:00 | 6 | 0 | 5 | 0 | 0 | 0 | 0.57924 | 1.1585 | 0 | 20.3125 | 10.5647 | 17.0341 | 17.0341 | 23.5317 | 0 | 0 | 2024: 23.5317; 2025: 0; 2026: 0; 2027: 0; 2028: 0; 2029: 0; 2030: 1.1585; 2031: 0; 2032: 0; 2033: 23.5317; 2034: 0; 2035: 0; 2036: 0; 2039: 0; 2040: 0
2018-06-28 02:00 | 6 | 1 | 5 | 0 | 0 | 0 | 0.58199 | 1.164 | 0 | 20.3125 | 10.5647 | 17.0341 | 17.0341 | 23.6435 | 0 | 0 | 2024: 23.6435; 2025: 0; 2026: 0; 2027: 0; 2028: 0; 2029: 0; 2030: 1.164; 2031: 0; 2032: 0; 2033: 23.6435; 2034: 0; 2035: 0; 2036: 0; 2039: 0; 2040: 0
2018-06-28 03:00 | 6 | 2 | 5 | 0 | 0 | 0 | 0.5824 | 1.1648 | 0 | 20.3125 | 10.5647 | 17.0341 | 17.0341 | 23.6599 | 0 | 0 | 2024: 23.6599; 2025: 0; 2026: 0; 2027: 0; 2028: 0; 2029: 0; 2030: 1.1648; 2031: 0; 2032: 0; 2033: 23.6599; 2034: 0; 2035: 0; 2036: 0; 2039: 0; 2040: 0
2018-06-28 04:00 | 6 | 3 | 5 | 0 | 0 | 0 | 0.58632 | 1.1726 | 0 | 20.3125 | 10.5647 | 17.0341 | 17.0341 | 23.8193 | 0 | 0 | 2024: 23.8193; 2025: 0; 2026: 0; 2027: 0; 2028: 0; 2029: 0; 2030: 1.1726; 2031: 0; 2032: 0; 2033: 23.8193; 2034: 0; 2035: 0; 2036: 0; 2039: 0; 2040: 0
2018-06-28 05:00 | 6 | 4 | 5 | 0 | 0 | 0.0053802 | 0.71306 | 1.4261 | 0.043042 | 20.3125 | 10.5647 | 17.0341 | 17.0341 | 28.9681 | 0.043042 | 0 | 2024: 28.0938; 2025: 0.87428; 2026: 0; 2027: 0.73318; 2028: 0; 2029: 0; 2030: 1.3831; 2031: 0; 2032: 0; 2033: 28.0938; 2034: 0.87428; 2035: 0; 2036: 0.73318; 2039: 0.0053802; 2040: 0.0054307
2018-06-28 06:00 | 6 | 5 | 5 | 0 | 0 | 0.063036 | 0.89992 | 1.7998 | 0.50429 | 20.3125 | 10.5647 | 17.0341 | 17.0341 | 36.5592 | 0.50429 | 0 | 2024: 26.3159; 2025: 10.2433; 2026: 0; 2027: 8.5901; 2028: 0; 2029: 0; 2030: 1.2956; 2031: 0; 2032: 0; 2033: 26.3159; 2034: 10.2433; 2035: 0; 2036: 8.5901; 2039: 0.063036; 2040: 0.066263
2018-06-28 07:00 | 6 | 6 | 5 | 0 | 0 | 0.2056 | 1.0291 | 2.0582 | 1.6448 | 20.3125 | 10.5647 | 17.0341 | 17.0341 | 41.8074 | 1.6448 | 0 | 2024: 8.3974; 2025: 33.41; 2026: 0; 2027: 28.0178; 2028: 0; 2029: 0; 2030: 0.41341; 2031: 0; 2032: 0; 2033: 8.3974; 2034: 33.41; 2035: 0; 2036: 28.0178; 2039: 0.2056; 2040: 0.18078
2018-06-28 08:00 | 6 | 7 | 5 | 0 | 0 | 0.35595 | 1.1588 | 2.3176 | 2.8476 | 20.3125 | 10.5647 | 17.0341 | 17.0341 | 47.0755 | 2.3176 | 0.53007 | 2024: 0; 2025: 47.0755; 2026: 5.6; 2027: 48.507; 2028: 0.53007; 2029: 0.53007; 2030: 0; 2031: 0; 2032: 0; 2033: 0; 2034: 47.0755; 2035: 0; 2036: 48.507; 2039: 0.35595; 2040: 0.30849
2018-06-28 09:00 | 6 | 8 | 5 | 0 | 0 | 0.47317 | 1.3412 | 2.6824 | 3.7853 | 20.3125 | 10.5647 | 17.0341 | 17.0341 | 54.4866 | 2.6824 | 1.1029 | 2024: 0; 2025: 54.4866; 2026: 11.652; 2027: 64.48; 2028: 1.1029; 2029: 1.633; 2030: 0; 2031: 0; 2032: 0; 2033: 0; 2034: 54.4866; 2035: 0; 2036: 64.48; 2039: 0.47317; 2040: 0.49991
2018-06-28 10:00 | 6 | 9 | 5 | 0 | 0 | 0.5587 | 1.5297 | 3.0594 | 4.4696 | 20.3125 | 10.5647 | 17.0341 | 17.0341 | 62.1445 | 3.0594 | 1.4102 | 2024: 0; 2025: 62.1445; 2026: 14.8982; 2027: 76.1358; 2028: 1.4102; 2029: 3.0432; 2030: 0; 2031: 0; 2032: 0; 2033: 0; 2034: 62.1445; 2035: 0; 2036: 76.1358; 2039: 0.5587; 2040: 0.54667
2018-06-28 11:00 | 6 | 10 | 5 | 0 | 0 | 0.61024 | 1.6384 | 3.2767 | 4.8819 | 20.3125 | 10.5647 | 17.0341 | 17.0341 | 66.559 | 3.2767 | 1.6051 | 2024: 0; 2025: 66.559; 2026: 16.958; 2027: 83.1589; 2028: 1.6051; 2029: 4.6483; 2030: 0; 2031: 0; 2032: 0; 2033: 0; 2034: 66.559; 2035: 0; 2036: 83.1589; 2039: 0.61024; 2040: 0.54144
2018-06-28 12:00 | 6 | 11 | 5 | 0 | 0 | 0.48198 | 1.7349 | 3.4699 | 3.8559 | 20.3125 | 10.5647 | 17.0341 | 17.0341 | 70.4818 | 3.4699 | 0.386 | 2024: 0; 2025: 70.4818; 2026: 4.078; 2027: 65.6815; 2028: 0.386; 2029: 5.0343; 2030: 0; 2031: 0; 2032: 0; 2033: 0; 2034: 70.4818; 2035: 0; 2036: 65.6815; 2039: 0.48198; 2040: 0.68711
2018-06-28 13:00 | 6 | 12 | 5 | 0 | 0 | 0.62104 | 1.8285 | 3.657 | 4.9683 | 20.3125 | 10.5647 | 17.0341 | 17.0341 | 74.2824 | 3.657 | 1.3113 | 2024: 0; 2025: 74.2824; 2026: 13.854; 2027: 84.6311; 2028: 1.3113; 2029: 6.3457; 2030: 0; 2031: 0; 2032: 0; 2033: 0; 2034: 74.2824; 2035: 0; 2036: 84.6311; 2039: 0.62104; 2040: 0.57944
2018-06-28 14:00 | 6 | 13 | 5 | 0 | 0 | 0.58004 | 1.9974 | 3.9947 | 4.6403 | 20.3125 | 10.5647 | 17.0341 | 17.0341 | 81.1432 | 3.9947 | 0.64555 | 2024: 0; 2025: 81.1432; 2026: 6.82; 2027: 79.0433; 2028: 0.64555; 2029: 6.9912; 2030: 0; 2031: 0; 2032: 0; 2033: 0; 2034: 81.1432; 2035: 0; 2036: 79.0433; 2039: 0.58004; 2040: 0.59958
2018-06-28 15:00 | 6 | 14 | 5 | 0 | 0 | 0.50138 | 2.2652 | 4.5304 | 4.0111 | 20.3125 | 10.5647 | 17.0341 | 17.0341 | 92.0244 | 4.0111 | 0 | 2024: 10.5497; 2025: 81.4747; 2026: 0; 2027: 68.325; 2028: 0; 2029: 6.9912; 2030: 0.51937; 2031: 0.51937; 2032: 0; 2033: 0; 2034: 92.0244; 2035: 0; 2036: 68.325; 2039: 0.50138; 2040: 0.61105
2018-06-28 16:00 | 6 | 15 | 5 | 0 | 1 | 0.38861 | 2.323 | 4.6461 | 3.1089 | 21.7915 | 12.0437 | 17.0341 | 17.0341 | 101.2453 | 3.1089 | 0 | 2024: 33.4978; 2025: 67.7474; 2026: 0; 2027: 52.9574; 2028: 0; 2029: 6.4267; 2030: 1.5372; 2031: 1.5372; 2032: 0; 2033: 0; 2034: 101.2453; 2035: 0; 2036: 52.9574; 2039: 0.38861; 2040: 0.47496
2018-06-28 17:00 | 6 | 16 | 5 | 0 | 1 | 0.24497 | 2.2304 | 4.4608 | 1.9598 | 21.7915 | 12.0437 | 17.0341 | 17.0341 | 97.2066 | 1.9598 | 0 | 2024: 54.5005; 2025: 42.7061; 2026: 0; 2027: 33.3828; 2028: 0; 2029: 4.7558; 2030: 2.501; 2031: 2.501; 2032: 0; 2033: 0; 2034: 97.2066; 2035: 0; 2036: 33.3828; 2039: 0.24497; 2040: 0.24008
2018-06-28 18:00 | 6 | 17 | 5 | 0 | 1 | 0.093712 | 2.1376 | 4.2753 | 0.7497 | 21.7915 | 12.0437 | 17.0341 | 17.0341 | 93.165 | 0.7497 | 0 | 2024: 76.828; 2025: 16.337; 2026: 0; 2027: 12.7705; 2028: 0; 2029: 2.0373; 2030: 3.5256; 2031: 1.8743; 2032: 0; 2033: 35.9834; 2034: 57.1816; 2035: 0; 2036: 12.7705; 2039: 0.093712; 2040: 0.1075
2018-06-28 19:00 | 6 | 18 | 5 | 0 | 1 | 0.015716 | 1.9989 | 3.9978 | 0.12573 | 21.7915 | 12.0437 | 17.0341 | 17.0341 | 87.1185 | 0.12573 | 0 | 2024: 84.3788; 2025: 2.7397; 2026: 0; 2027: 2.1416; 2028: 0; 2029: 0; 2030: 3.8721; 2031: 0; 2032: 0; 2033: 84.3788; 2034: 2.7397; 2035: 0; 2036: 2.1416; 2039: 0.015716; 2040: 0.014449
2018-06-28 20:00 | 6 | 19 | 5 | 0 | 0 | 0 | 1.9205 | 3.8409 | 0 | 20.3125 | 10.5647 | 17.0341 | 17.0341 | 78.0186 | 0 | 0 | 2024: 78.0186; 2025: 0; 2026: 0; 2027: 0; 2028: 0; 2029: 0; 2030: 3.8409; 2031: 0; 2032: 0; 2033: 78.0186; 2034: 0; 2035: 0; 2036: 0; 2039: 0; 2040: 0
2018-06-28 21:00 | 6 | 20 | 5 | 0 | 0 | 0 | 1.6549 | 3.3097 | 0 | 20.3125 | 10.5647 | 17.0341 | 17.0341 | 67.2292 | 0 | 0 | 2024: 67.2292; 2025: 0; 2026: 0; 2027: 0; 2028: 0; 2029: 0; 2030: 3.3097; 2031: 0; 2032: 0; 2033: 67.2292; 2034: 0; 2035: 0; 2036: 0; 2039: 0; 2040: 0
2018-06-28 22:00 | 6 | 21 | 5 | 0 | 0 | 0 | 1.2841 | 2.5682 | 0 | 20.3125 | 10.5647 | 17.0341 | 17.0341 | 52.1659 | 0 | 0 | 2024: 52.1659; 2025: 0; 2026: 0; 2027: 0; 2028: 0; 2029: 0; 2030: 2.5682; 2031: 0; 2032: 0; 2033: 52.1659; 2034: 0; 2035: 0; 2036: 0; 2039: 0; 2040: 0
2018-06-28 23:00 | 6 | 22 | 5 | 0 | 0 | 0 | 1.1297 | 2.2593 | 0 | 20.3125 | 10.5647 | 17.0341 | 17.0341 | 45.8922 | 0 | 0 | 2024: 45.8922; 2025: 0; 2026: 0; 2027: 0; 2028: 0; 2029: 0; 2030: 2.2593; 2031: 0; 2032: 0; 2033: 45.8922; 2034: 0; 2035: 0; 2036: 0; 2039: 0; 2040: 0
2018-06-29 | 6 | 23 | 5 | 0 | 0 | 0 | 0.95698 | 1.914 | 0 | 20.3125 | 10.5647 | 17.0341 | 17.0341 | 38.8774 | 0 | 0 | 2024: 38.8774; 2025: 0; 2026: 0; 2027: 0; 2028: 0; 2029: 0; 2030: 1.914; 2031: 0; 2032: 0; 2033: 38.8774; 2034: 0; 2035: 0; 2036: 0; 2039: 0; 2040: 0
2018-06-29 01:00 | 6 | 0 | 6 | 0 | 0 | 0 | 0.86311 | 1.7262 | 0 | 20.3125 | 10.5647 | 17.0341 | 17.0341 | 35.064 | 0 | 0 | 2024: 35.064; 2025: 0; 2026: 0; 2027: 0; 2028: 0; 2029: 0; 2030: 1.7262; 2031: 0; 2032: 0; 2033: 35.064; 2034: 0; 2035: 0; 2036: 0; 2039: 0; 2040: 0
2018-06-29 02:00 | 6 | 1 | 6 | 0 | 0 | 0 | 0.81883 | 1.6377 | 0 | 20.3125 | 10.5647 | 17.0341 | 17.0341 | 33.2649 | 0 | 0 | 2024: 33.2649; 2025: 0; 2026: 0; 2027: 0; 2028: 0; 2029: 0; 2030: 1.6377; 2031: 0; 2032: 0; 2033: 33.2649; 2034: 0; 2035: 0; 2036: 0; 2039: 0; 2040: 0
2018-06-29 03:00 | 6 | 2 | 6 | 0 | 0 | 0 | 0.73144 | 1.4629 | 0 | 20.3125 | 10.5647 | 17.0341 | 17.0341 | 29.7148 | 0 | 0 | 2024: 29.7148; 2025: 0; 2026: 0; 2027: 0; 2028: 0; 2029: 0; 2030: 1.4629; 2031: 0; 2032: 0; 2033: 29.7148; 2034: 0; 2035: 0; 2036: 0; 2039: 0; 2040: 0
2018-06-29 04:00 | 6 | 3 | 6 | 0 | 0 | 0 | 0.64326 | 1.2865 | 0 | 20.3125 | 10.5647 | 17.0341 | 17.0341 | 26.1325 | 0 | 0 | 2024: 26.1325; 2025: 0; 2026: 0; 2027: 0; 2028: 0; 2029: 0; 2030: 1.2865; 2031: 0; 2032: 0; 2033: 26.1325; 2034: 0; 2035: 0; 2036: 0; 2039: 0; 2040: 0
2018-06-29 05:00 | 6 | 4 | 6 | 0 | 0 | 0.0054082 | 0.73211 | 1.4642 | 0.043266 | 20.3125 | 10.5647 | 17.0341 | 17.0341 | 29.7419 | 0.043266 | 0 | 2024: 28.8631; 2025: 0.87883; 2026: 0; 2027: 0.73699; 2028: 0; 2029: 0; 2030: 1.421; 2031: 0; 2032: 0; 2033: 28.8631; 2034: 0.87883; 2035: 0; 2036: 0.73699; 2039: 0.0054082; 2040: 0.0049147
2018-06-29 06:00 | 6 | 5 | 6 | 0 | 0 | 0.061401 | 0.81648 | 1.633 | 0.49121 | 20.3125 | 10.5647 | 17.0341 | 17.0341 | 33.1695 | 0.49121 | 0 | 2024: 23.1919; 2025: 9.9777; 2026: 0; 2027: 8.3673; 2028: 0; 2029: 0; 2030: 1.1418; 2031: 0; 2032: 0; 2033: 23.1919; 2034: 9.9777; 2035: 0; 2036: 8.3673; 2039: 0.061401; 2040: 0.068697
2018-06-29 07:00 | 6 | 6 | 6 | 0 | 0 | 0.20257 | 0.81728 | 1.6346 | 1.6206 | 20.3125 | 10.5647 | 17.0341 | 17.0341 | 33.2021 | 1.6206 | 0 | 2024: 0.28462; 2025: 32.9175; 2026: 0; 2027: 27.6047; 2028: 0; 2029: 0; 2030: 0.014012; 2031: 0; 2032: 0; 2033: 0.28462; 2034: 32.9175; 2035: 0; 2036: 27.6047; 2039: 0.20257; 2040: 0.24958
2018-06-29 08:00 | 6 | 7 | 6 | 0 | 0 | 0.3481 | 0.79562 | 1.5912 | 2.7848 | 20.3125 | 10.5647 | 17.0341 | 17.0341 | 32.322 | 1.5912 | 1.1936 | 2024: 0; 2025: 32.322; 2026: 12.6097; 2027: 47.4368; 2028: 1.1936; 2029: 1.1936; 2030: 0; 2031: 0; 2032: 0; 2033: 0; 2034: 32.322; 2035: 0; 2036: 47.4368; 2039: 0.3481; 2040: 0.43732
2018-06-29 09:00 | 6 | 8 | 6 | 0 | 0 | 0.46681 | 0.7614 | 1.5228 | 3.7345 | 20.3125 | 10.5647 | 17.0341 | 17.0341 | 30.9318 | 1.5228 | 2.2117 | 2024: 0; 2025: 30.9318; 2026: 23.3663; 2027: 63.6144; 2028: 2.2117; 2029: 3.4053; 2030: 0; 2031: 0; 2032: 0; 2033: 0; 2034: 30.9318; 2035: 0; 2036: 63.6144; 2039: 0.46681; 2040: 0.58463
2018-06-29 10:00 | 6 | 9 | 6 | 0 | 0 | 0.55746 | 0.75904 | 1.5181 | 4.4597 | 20.3125 | 10.5647 | 17.0341 | 17.0341 | 30.8359 | 1.5181 | 2.9416 | 2024: 0; 2025: 30.8359; 2026: 31.077; 2027: 75.9664; 2028: 2.9416; 2029: 6.3469; 2030: 0; 2031: 0; 2032: 0; 2033: 0; 2034: 30.8359; 2035: 0; 2036: 75.9664; 2039: 0.55746; 2040: 0.69205
2018-06-29 11:00 | 6 | 10 | 6 | 0 | 0 | 0.61723 | 0.86534 | 1.7307 | 4.9379 | 20.3125 | 10.5647 | 17.0341 | 17.0341 | 35.1545 | 1.7307 | 3.2072 | 2024: 0; 2025: 35.1545; 2026: 33.883; 2027: 84.1123; 2028: 3.2072; 2029: 9.5541; 2030: 0; 2031: 0; 2032: 0; 2033: 0; 2034: 35.1545; 2035: 0; 2036: 84.1123; 2039: 0.61723; 2040: 0.75822
2018-06-29 12:00 | 6 | 11 | 6 | 0 | 0 | 0.64225 | 0.85917 | 1.7183 | 5.138 | 20.3125 | 10.5647 | 17.0341 | 17.0341 | 34.9039 | 1.7183 | 3.4197 | 2024: 0; 2025: 34.9039; 2026: 36.1277; 2027: 87.5214; 2028: 2.9459; 2029: 12.5; 2030: 0; 2031: 0; 2032: 0.47371; 2033: 0; 2034: 34.9039; 2035: 5.0046; 2036: 87.5214; 2039: 0.64225; 2040: 0.76611
2018-06-29 13:00 | 6 | 12 | 6 | 0 | 0 | 0.49019 | 0.93944 | 1.8789 | 3.9215 | 20.3125 | 10.5647 | 17.0341 | 17.0341 | 38.1646 | 1.8789 | 2.0426 | 2024: 0; 2025: 38.1646; 2026: 21.5799; 2027: 66.7996; 2028: 0; 2029: 12.5; 2030: 0; 2031: 0; 2032: 2.0426; 2033: 0; 2034: 38.1646; 2035: 21.5799; 2036: 66.7996; 2039: 0.49019; 2040: 0.75715
2018-06-29 14:00 | 6 | 13 | 6 | 0 | 0 | 0.43292 | 1.0482 | 2.0963 | 3.4634 | 20.3125 | 10.5647 | 17.0341 | 17.0341 | 42.5817 | 2.0963 | 1.367 | 2024: 0; 2025: 42.5817; 2026: 14.4424; 2027: 58.9955; 2028: 0; 2029: 12.5; 2030: 0; 2031: 0; 2032: 1.367; 2033: 0; 2034: 42.5817; 2035: 14.4424; 2036: 58.9955; 2039: 0.43292; 2040: 0.69729
2018-06-29 15:00 | 6 | 14 | 6 | 0 | 0 | 0.31296 | 1.2288 | 2.4577 | 2.5037 | 20.3125 | 10.5647 | 17.0341 | 17.0341 | 49.9215 | 2.4577 | 0.045982 | 2024: 0; 2025: 49.9215; 2026: 0.48579; 2027: 42.6476; 2028: 0; 2029: 12.5; 2030: 0; 2031: 0; 2032: 0.045982; 2033: 0; 2034: 49.9215; 2035: 0.48579; 2036: 42.6476; 2039: 0.31296; 2040: 0.59706
2018-06-29 16:00 | 6 | 15 | 6 | 0 | 1 | 0.38068 | 1.4552 | 2.9104 | 3.0454 | 21.7915 | 12.0437 | 17.0341 | 17.0341 | 63.4217 | 2.9104 | 0.13502 | 2024: 0; 2025: 63.4217; 2026: 1.6261; 2027: 51.8759; 2028: 0; 2029: 12.5; 2030: 0; 2031: 0; 2032: 0.13502; 2033: 0; 2034: 63.4217; 2035: 1.6261; 2036: 51.8759; 2039: 0.38068; 2040: 0.46166
2018-06-29 17:00 | 6 | 16 | 6 | 0 | 1 | 0.19839 | 1.4632 | 2.9265 | 1.5871 | 21.7915 | 12.0437 | 17.0341 | 17.0341 | 63.7719 | 1.5871 | 0 | 2024: 29.1859; 2025: 34.586; 2026: 0; 2027: 27.0355; 2028: 0; 2029: 12.5; 2030: 1.3393; 2031: 1.3393; 2032: 0; 2033: 0; 2034: 63.7719; 2035: 0; 2036: 27.0355; 2039: 0.19839; 2040: 0.29068
2018-06-29 18:00 | 6 | 17 | 6 | 0 | 1 | 0.070417 | 1.3768 | 2.7536 | 0.56334 | 21.7915 | 12.0437 | 17.0341 | 17.0341 | 60.006 | 0.56334 | 0 | 2024: 47.7301; 2025: 12.276; 2026: 0; 2027: 9.596; 2028: 0; 2029: 11.0442; 2030: 2.1903; 2031: 2.1903; 2032: 0; 2033: 0; 2034: 60.006; 2035: 0; 2036: 9.596; 2039: 0.070417; 2040: 0.10733
2018-06-29 19:00 | 6 | 18 | 6 | 0 | 1 | 0.0060848 | 1.2733 | 2.5466 | 0.048679 | 21.7915 | 12.0437 | 17.0341 | 17.0341 | 55.4938 | 0.048679 | 0 | 2024: 54.433; 2025: 1.0608; 2026: 0; 2027: 0.8292; 2028: 0; 2029: 8.6634; 2030: 2.4979; 2031: 2.4979; 2032: 0; 2033: 0; 2034: 55.4938; 2035: 0; 2036: 0.8292; 2039: 0.0060848; 2040: 0.014827
2018-06-29 20:00 | 6 | 19 | 6 | 0 | 0 | 0 | 1.2181 | 2.4362 | 0 | 20.3125 | 10.5647 | 17.0341 | 17.0341 | 49.4846 | 0 | 0 | 2024: 49.4846; 2025: 0; 2026: 0; 2027: 0; 2028: 0; 2029: 5.9483; 2030: 2.4362; 2031: 2.4362; 2032: 0; 2033: 0; 2034: 49.4846; 2035: 0; 2036: 0; 2039: 0; 2040: 0
2018-06-29 21:00 | 6 | 20 | 6 | 0 | 0 | 0 | 1.0004 | 2.0009 | 0 | 20.3125 | 10.5647 | 17.0341 | 17.0341 | 40.6426 | 0 | 0 | 2024: 40.6426; 2025: 0; 2026: 0; 2027: 0; 2028: 0; 2029: 3.3003; 2030: 2.0009; 2031: 2.0009; 2032: 0; 2033: 0; 2034: 40.6426; 2035: 0; 2036: 0; 2039: 0; 2040: 0
2018-06-29 22:00 | 6 | 21 | 6 | 0 | 0 | 0 | 0.69667 | 1.3933 | 0 | 20.3125 | 10.5647 | 17.0341 | 17.0341 | 28.3023 | 0 | 0 | 2024: 28.3023; 2025: 0; 2026: 0; 2027: 0; 2028: 0; 2029: 1.1255; 2030: 1.3933; 2031: 1.0354; 2032: 0; 2033: 7.2701; 2034: 21.0322; 2035: 0; 2036: 0; 2039: 0; 2040: 0
2018-06-29 23:00 | 6 | 22 | 6 | 0 | 0 | 0 | 0.60525 | 1.2105 | 0 | 20.3125 | 10.5647 | 17.0341 | 17.0341 | 24.5881 | 0 | 0 | 2024: 24.5881; 2025: 0; 2026: 0; 2027: 0; 2028: 0; 2029: 0; 2030: 1.2105; 2031: 0; 2032: 0; 2033: 24.5881; 2034: 0; 2035: 0; 2036: 0; 2039: 0; 2040: 0
2018-06-30 | 6 | 23 | 6 | 0 | 0 | 0 | 0.53082 | 1.0616 | 0 | 20.3125 | 10.5647 | 17.0341 | 17.0341 | 21.5644 | 0 | 0 | 2024: 21.5644; 2025: 0; 2026: 0; 2027: 0; 2028: 0; 2029: 0; 2030: 1.0616; 2031: 0; 2032: 0; 2033: 21.5644; 2034: 0; 2035: 0; 2036: 0; 2039: 0; 2040: 0
2018-06-30 01:00 | 6 | 0 | 7 | 0 | 0 | 0 | 0.46609 | 0.93218 | 0 | 20.3125 | 10.5647 | 17.0341 | 17.0341 | 18.9349 | 0 | 0 | 2024: 18.9349; 2025: 0; 2026: 0; 2027: 0; 2028: 0; 2029: 0; 2030: 0.93218; 2031: 0; 2032: 0; 2033: 18.9349; 2034: 0; 2035: 0; 2036: 0; 2039: 0; 2040: 0
2018-06-30 02:00 | 6 | 1 | 7 | 0 | 0 | 0 | 0.46218 | 0.92436 | 0 | 20.3125 | 10.5647 | 17.0341 | 17.0341 | 18.7761 | 0 | 0 | 2024: 18.7761; 2025: 0; 2026: 0; 2027: 0; 2028: 0; 2029: 0; 2030: 0.92436; 2031: 0; 2032: 0; 2033: 18.7761; 2034: 0; 2035: 0; 2036: 0; 2039: 0; 2040: 0
2018-06-30 03:00 | 6 | 2 | 7 | 0 | 0 | 0 | 0.4505 | 0.901 | 0 | 20.3125 | 10.5647 | 17.0341 | 17.0341 | 18.3015 | 0 | 0 | 2024: 18.3015; 2025: 0; 2026: 0; 2027: 0; 2028: 0; 2029: 0; 2030: 0.901; 2031: 0; 2032: 0; 2033: 18.3015; 2034: 0; 2035: 0; 2036: 0; 2039: 0; 2040: 0
2018-06-30 04:00 | 6 | 3 | 7 | 0 | 0 | 0 | 0.4592 | 0.9184 | 0 | 20.3125 | 10.5647 | 17.0341 | 17.0341 | 18.6551 | 0 | 0 | 2024: 18.6551; 2025: 0; 2026: 0; 2027: 0; 2028: 0; 2029: 0; 2030: 0.9184; 2031: 0; 2032: 0; 2033: 18.6551; 2034: 0; 2035: 0; 2036: 0; 2039: 0; 2040: 0
2018-06-30 05:00 | 6 | 4 | 7 | 0 | 0 | 0.0051365 | 0.51382 | 1.0276 | 0.041092 | 20.3125 | 10.5647 | 17.0341 | 17.0341 | 20.8741 | 0.041092 | 0 | 2024: 20.0394; 2025: 0.83468; 2026: 0; 2027: 0.69997; 2028: 0; 2029: 0; 2030: 0.98656; 2031: 0; 2032: 0; 2033: 20.0394; 2034: 0.83468; 2035: 0; 2036: 0.69997; 2039: 0.0051365; 2040: 0.0044827
2018-06-30 06:00 | 6 | 5 | 7 | 0 | 0 | 0.063269 | 0.6209 | 1.2418 | 0.50616 | 20.3125 | 10.5647 | 17.0341 | 17.0341 | 25.2239 | 0.50616 | 0 | 2024: 14.9427; 2025: 10.2813; 2026: 0; 2027: 8.6219; 2028: 0; 2029: 0; 2030: 0.73564; 2031: 0; 2032: 0; 2033: 14.9427; 2034: 10.2813; 2035: 0; 2036: 8.6219; 2039: 0.063269; 2040: 0.067914
2018-06-30 07:00 | 6 | 6 | 7 | 0 | 0 | 0.20196 | 0.72732 | 1.4546 | 1.6156 | 20.3125 | 10.5647 | 17.0341 | 17.0341 | 29.5474 | 1.4546 | 0.16101 | 2024: 0; 2025: 29.5474; 2026: 1.701; 2027: 27.5212; 2028: 0.16101; 2029: 0.16101; 2030: 0; 2031: 0; 2032: 0; 2033: 0; 2034: 29.5474; 2035: 0; 2036: 27.5212; 2039: 0.20196; 2040: 0.23681
2018-06-30 08:00 | 6 | 7 | 7 | 0 | 0 | 0.35459 | 0.83675 | 1.6735 | 2.8367 | 20.3125 | 10.5647 | 17.0341 | 17.0341 | 33.9929 | 1.6735 | 1.1632 | 2024: 0; 2025: 33.9929; 2026: 12.2891; 2027: 48.321; 2028: 1.1632; 2029: 1.3242; 2030: 0; 2031: 0; 2032: 0; 2033: 0; 2034: 33.9929; 2035: 0; 2036: 48.321; 2039: 0.35459; 2040: 0.35526
2018-06-30 09:00 | 6 | 8 | 7 | 0 | 0 | 0.47901 | 0.91035 | 1.8207 | 3.8321 | 20.3125 | 10.5647 | 17.0341 | 17.0341 | 36.983 | 1.8207 | 2.0114 | 2024: 0; 2025: 36.983; 2026: 21.2497; 2027: 65.2763; 2028: 2.0114; 2029: 3.3356; 2030: 0; 2031: 0; 2032: 0; 2033: 0; 2034: 36.983; 2035: 0; 2036: 65.2763; 2039: 0.47901; 2040: 0.48327
2018-06-30 10:00 | 6 | 9 | 7 | 0 | 0 | 0.5742 | 0.99538 | 1.9908 | 4.5936 | 20.3125 | 10.5647 | 17.0341 | 17.0341 | 40.4374 | 1.9908 | 2.6028 | 2024: 0; 2025: 40.4374; 2026: 27.4983; 2027: 78.2482; 2028: 2.6028; 2029: 5.9385; 2030: 0; 2031: 0; 2032: 0; 2033: 0; 2034: 40.4374; 2035: 0; 2036: 78.2482; 2039: 0.5742; 2040: 0.63917
2018-06-30 11:00 | 6 | 10 | 7 | 0 | 0 | 0.63793 | 1.0792 | 2.1584 | 5.1034 | 20.3125 | 10.5647 | 17.0341 | 17.0341 | 43.8428 | 2.1584 | 2.945 | 2024: 0; 2025: 43.8428; 2026: 31.1131; 2027: 86.9322; 2028: 2.945; 2029: 8.8834; 2030: 0; 2031: 0; 2032: 0; 2033: 0; 2034: 43.8428; 2035: 0; 2036: 86.9322; 2039: 0.63793; 2040: 0.69758
2018-06-30 12:00 | 6 | 11 | 7 | 0 | 0 | 0.49325 | 1.0317 | 2.0634 | 3.946 | 20.3125 | 10.5647 | 17.0341 | 17.0341 | 41.9122 | 2.0634 | 1.8826 | 2024: 0; 2025: 41.9122; 2026: 19.8896; 2027: 67.217; 2028: 1.8826; 2029: 10.7661; 2030: 0; 2031: 0; 2032: 0; 2033: 0; 2034: 41.9122; 2035: 0; 2036: 67.217; 2039: 0.49325; 2040: 0.72016
2018-06-30 13:00 | 6 | 12 | 7 | 0 | 0 | 0.64951 | 1.082 | 2.164 | 5.1961 | 20.3125 | 10.5647 | 17.0341 | 17.0341 | 43.9562 | 2.164 | 3.0321 | 2024: 0; 2025: 43.9562; 2026: 32.0334; 2027: 88.5112; 2028: 1.7339; 2029: 12.5; 2030: 0; 2031: 0; 2032: 1.2982; 2033: 0; 2034: 43.9562; 2035: 13.7151; 2036: 88.5112; 2039: 0.64951; 2040: 0.70424
2018-06-30 14:00 | 6 | 13 | 7 | 0 | 0 | 0.32167 | 1.1713 | 2.3427 | 2.5734 | 20.3125 | 10.5647 | 17.0341 | 17.0341 | 47.5854 | 2.3427 | 0.23071 | 2024: 0; 2025: 47.5854; 2026: 2.4374; 2027: 43.8353; 2028: 0; 2029: 12.5; 2030: 0; 2031: 0; 2032: 0.23071; 2033: 0; 2034: 47.5854; 2035: 2.4374; 2036: 43.8353; 2039: 0.32167; 2040: 0.47638
2018-06-30 15:00 | 6 | 14 | 7 | 0 | 0 | 0.38166 | 1.2695 | 2.5389 | 3.0533 | 20.3125 | 10.5647 | 17.0341 | 17.0341 | 51.5722 | 2.5389 | 0.51436 | 2024: 0; 2025: 51.5722; 2026: 5.4341; 2027: 52.0103; 2028: 0; 2029: 12.5; 2030: 0; 2031: 0; 2032: 0.51436; 2033: 0; 2034: 51.5722; 2035: 5.4341; 2036: 52.0103; 2039: 0.38166; 2040: 0.43383
2018-06-30 16:00 | 6 | 15 | 7 | 0 | 1 | 0.39291 | 1.4054 | 2.8108 | 3.1433 | 21.7915 | 12.0437 | 17.0341 | 17.0341 | 61.2522 | 2.8108 | 0.33247 | 2024: 0; 2025: 61.2522; 2026: 4.0042; 2027: 53.5435; 2028: 0; 2029: 12.5; 2030: 0; 2031: 0; 2032: 0.33247; 2033: 0; 2034: 61.2522; 2035: 4.0042; 2036: 53.5435; 2039: 0.39291; 2040: 0.30615
2018-06-30 17:00 | 6 | 16 | 7 | 0 | 1 | 0.24721 | 1.521 | 3.0421 | 1.9777 | 21.7915 | 12.0437 | 17.0341 | 17.0341 | 66.2916 | 1.9777 | 0 | 2024: 23.1942; 2025: 43.0974; 2026: 0; 2027: 33.6888; 2028: 0; 2029: 12.5; 2030: 1.0644; 2031: 1.0644; 2032: 0; 2033: 0; 2034: 66.2916; 2035: 0; 2036: 33.6888; 2039: 0.24721; 2040: 0.21327
2018-06-30 18:00 | 6 | 17 | 7 | 0 | 1 | 0.094717 | 1.4651 | 2.9303 | 0.75774 | 21.7915 | 12.0437 | 17.0341 | 17.0341 | 63.8555 | 0.75774 | 0 | 2024: 47.3433; 2025: 16.5122; 2026: 0; 2027: 12.9074; 2028: 0; 2029: 11.3431; 2030: 2.1726; 2031: 2.1726; 2032: 0; 2033: 0; 2034: 63.8555; 2035: 0; 2036: 12.9074; 2039: 0.094717; 2040: 0.1048
2018-06-30 19:00 | 6 | 18 | 7 | 0 | 1 | 0.01731 | 1.3514 | 2.7029 | 0.13848 | 21.7915 | 12.0437 | 17.0341 | 17.0341 | 58.9001 | 0.13848 | 0 | 2024: 55.8825; 2025: 3.0177; 2026: 0; 2027: 2.3589; 2028: 0; 2029: 8.9816; 2030: 2.5644; 2031: 2.5644; 2032: 0; 2033: 0; 2034: 58.9001; 2035: 0; 2036: 2.3589; 2039: 0.01731; 2040: 0.006108
2018-06-30 20:00 | 6 | 19 | 7 | 0 | 0 | 0 | 1.2789 | 2.5578 | 0 | 20.3125 | 10.5647 | 17.0341 | 17.0341 | 51.9555 | 0 | 0 | 2024: 51.9555; 2025: 0; 2026: 0; 2027: 0; 2028: 0; 2029: 6.1942; 2030: 2.5578; 2031: 2.5578; 2032: 0; 2033: 0; 2034: 51.9555; 2035: 0; 2036: 0; 2039: 0; 2040: 0
2018-06-30 21:00 | 6 | 20 | 7 | 0 | 0 | 0 | 1.0209 | 2.0418 | 0 | 20.3125 | 10.5647 | 17.0341 | 17.0341 | 41.4747 | 0 | 0 | 2024: 41.4747; 2025: 0; 2026: 0; 2027: 0; 2028: 0; 2029: 3.414; 2030: 2.0418; 2031: 2.0418; 2032: 0; 2033: 0; 2034: 41.4747; 2035: 0; 2036: 0; 2039: 0; 2040: 0
2018-06-30 22:00 | 6 | 21 | 7 | 0 | 0 | 0 | 0.81306 | 1.6261 | 0 | 20.3125 | 10.5647 | 17.0341 | 17.0341 | 33.0305 | 0 | 0 | 2024: 33.0305; 2025: 0; 2026: 0; 2027: 0; 2028: 0; 2029: 1.1946; 2030: 1.6261; 2031: 1.099; 2032: 0; 2033: 10.7068; 2034: 22.3237; 2035: 0; 2036: 0; 2039: 0; 2040: 0
2018-06-30 23:00 | 6 | 22 | 7 | 0 | 0 | 0 | 0.77854 | 1.5571 | 0 | 20.3125 | 10.5647 | 17.0341 | 17.0341 | 31.628 | 0 | 0 | 2024: 31.628; 2025: 0; 2026: 0; 2027: 0; 2028: 0; 2029: 0; 2030: 1.5571; 2031: 0; 2032: 0; 2033: 31.628; 2034: 0; 2035: 0; 2036: 0; 2039: 0; 2040: 0
2018-07-01 | 6 | 23 | 7 | 0 | 0 | 0 | 0.66388 | 1.3278 | 0 | 20.3125 | 10.5647 | 17.0341 | 17.0341 | 26.97 | 0 | 0 | 2024: 26.97; 2025: 0; 2026: 0; 2027: 0; 2028: 0; 2029: 0; 2030: 1.3278; 2031: 0; 2032: 0; 2033: 26.97; 2034: 0; 2035: 0; 2036: 0; 2039: 0; 2040: 0
2018-07-01 01:00 | 7 | 0 | 1 | 1 | 0 | 0 | 0.65703 | 1.3141 | 0 | 20.3125 | 10.5647 | 17.0341 | 17.0341 | 26.6917 | 0 | 0 | 2024: 26.6917; 2025: 0; 2026: 0; 2027: 0; 2028: 0; 2029: 0; 2030: 1.3141; 2031: 0; 2032: 0; 2033: 26.6917; 2034: 0; 2035: 0; 2036: 0; 2039: 0; 2040: 0
2018-07-01 02:00 | 7 | 1 | 1 | 1 | 0 | 0 | 0.66241 | 1.3248 | 0 | 20.3125 | 10.5647 | 17.0341 | 17.0341 | 26.9104 | 0 | 0 | 2024: 26.9104; 2025: 0; 2026: 0; 2027: 0; 2028: 0; 2029: 0; 2030: 1.3248; 2031: 0; 2032: 0; 2033: 26.9104; 2034: 0; 2035: 0; 2036: 0; 2039: 0; 2040: 0
2018-07-01 03:00 | 7 | 2 | 1 | 1 | 0 | 0 | 0.71556 | 1.4311 | 0 | 20.3125 | 10.5647 | 17.0341 | 17.0341 | 29.0694 | 0 | 0 | 2024: 29.0694; 2025: 0; 2026: 0; 2027: 0; 2028: 0; 2029: 0; 2030: 1.4311; 2031: 0; 2032: 0; 2033: 29.0694; 2034: 0; 2035: 0; 2036: 0; 2039: 0; 2040: 0
2018-07-01 04:00 | 7 | 3 | 1 | 1 | 0 | 0 | 0.7646 | 1.5292 | 0 | 20.3125 | 10.5647 | 17.0341 | 17.0341 | 31.0619 | 0 | 0 | 2024: 31.0619; 2025: 0; 2026: 0; 2027: 0; 2028: 0; 2029: 0; 2030: 1.5292; 2031: 0; 2032: 0; 2033: 31.0619; 2034: 0; 2035: 0; 2036: 0; 2039: 0; 2040: 0
2018-07-01 05:00 | 7 | 4 | 1 | 1 | 0 | 0.0054551 | 0.89203 | 1.7841 | 0.043641 | 20.3125 | 10.5647 | 17.0341 | 17.0341 | 36.2388 | 0.043641 | 0 | 2024: 35.3523; 2025: 0.88645; 2026: 0; 2027: 0.74338; 2028: 0; 2029: 0; 2030: 1.7404; 2031: 0; 2032: 0; 2033: 35.3523; 2034: 0.88645; 2035: 0; 2036: 0.74338; 2039: 0.0054551; 2040: 0.0053933
2018-07-01 06:00 | 7 | 5 | 1 | 1 | 0 | 0.053579 | 1.1644 | 2.3289 | 0.42864 | 20.3125 | 10.5647 | 17.0341 | 17.0341 | 47.3052 | 0.42864 | 0 | 2024: 38.5985; 2025: 8.7067; 2026: 0; 2027: 7.3014; 2028: 0; 2029: 0; 2030: 1.9002; 2031: 0; 2032: 0; 2033: 38.5985; 2034: 8.7067; 2035: 0; 2036: 7.3014; 2039: 0.053579; 2040: 0.037811
2018-07-01 07:00 | 7 | 6 | 1 | 1 | 0 | 0.030518 | 1.4534 | 2.9068 | 0.24414 | 20.3125 | 10.5647 | 17.0341 | 17.0341 | 59.0442 | 0.24414 | 0 | 2024: 54.0851; 2025: 4.9592; 2026: 0; 2027: 4.1588; 2028: 0; 2029: 0; 2030: 2.6626; 2031: 0; 2032: 0; 2033: 54.0851; 2034: 4.9592; 2035: 0; 2036: 4.1588; 2039: 0.030518; 2040: 0.038654
2018-07-01 08:00 | 7 | 7 | 1 | 1 | 0 | 0.062499 | 1.7045 | 3.409 | 0.49999 | 20.3125 | 10.5647 | 17.0341 | 17.0341 | 69.2456 | 0.49999 | 0 | 2024: 59.0896; 2025: 10.1561; 2026: 0; 2027: 8.5169; 2028: 0; 2029: 0; 2030: 2.909; 2031: 0; 2032: 0; 2033: 59.0896; 2034: 10.1561; 2035: 0; 2036: 8.5169; 2039: 0.062499; 2040: 0.058346
2018-07-01 09:00 | 7 | 8 | 1 | 1 | 0 | 0.09804 | 1.8903 | 3.7807 | 0.78432 | 20.3125 | 10.5647 | 17.0341 | 17.0341 | 76.7947 | 0.78432 | 0 | 2024: 60.8632; 2025: 15.9316; 2026: 0; 2027: 13.3603; 2028: 0; 2029: 0; 2030: 2.9963; 2031: 0; 2032: 0; 2033: 60.8632; 2034: 15.9316; 2035: 0; 2036: 13.3603; 2039: 0.09804; 2040: 0.12919
2018-07-01 10:00 | 7 | 9 | 1 | 1 | 0 | 0.18926 | 1.8544 | 3.7088 | 1.5141 | 20.3125 | 10.5647 | 17.0341 | 17.0341 | 75.3343 | 1.5141 | 0 | 2024: 44.5791; 2025: 30.7552; 2026: 0; 2027: 25.7915; 2028: 0; 2029: 0; 2030: 2.1947; 2031: 0; 2032: 0; 2033: 44.5791; 2034: 30.7552; 2035: 0; 2036: 25.7915; 2039: 0.18926; 2040: 0.2999
2018-07-01 11:00 | 7 | 10 | 1 | 1 | 0 | 0.14924 | 1.8181 | 3.6362 | 1.194 | 20.3125 | 10.5647 | 17.0341 | 17.0341 | 73.8607 | 1.194 | 0 | 2024: 49.6085; 2025: 24.2522; 2026: 0; 2027: 20.338; 2028: 0; 2029: 0; 2030: 2.4423; 2031: 0; 2032: 0; 2033: 49.6085; 2034: 24.2522; 2035: 0; 2036: 20.338; 2039: 0.14924; 2040: 0.29885
2018-07-01 12:00 | 7 | 11 | 1 | 1 | 0 | 0.47712 | 1.8858 | 3.7715 | 3.8169 | 20.3125 | 10.5647 | 17.0341 | 17.0341 | 76.6093 | 3.7715 | 0.045407 | 2024: 0; 2025: 76.6093; 2026: 0.47972; 2027: 65.0184; 2028: 0.045407; 2029: 0.045407; 2030: 0; 2031: 0; 2032: 0; 2033: 0; 2034: 76.6093; 2035: 0; 2036: 65.0184; 2039: 0.47712; 2040: 0.41708
2018-07-01 13:00 | 7 | 12 | 1 | 1 | 0 | 0.36022 | 1.9636 | 3.9271 | 2.8818 | 20.3125 | 10.5647 | 17.0341 | 17.0341 | 79.77 | 2.8818 | 0 | 2024: 21.2338; 2025: 58.5362; 2026: 0; 2027: 49.0887; 2028: 0; 2029: 0.045407; 2030: 1.0454; 2031: 0.041775; 2032: 0; 2033: 20.3852; 2034: 59.3848; 2035: 0; 2036: 49.0887; 2039: 0.36022; 2040: 0.52106
2018-07-01 14:00 | 7 | 13 | 1 | 1 | 0 | 0.20131 | 2.0888 | 4.1776 | 1.6105 | 20.3125 | 10.5647 | 17.0341 | 17.0341 | 84.8582 | 1.6105 | 0 | 2024: 52.1447; 2025: 32.7135; 2026: 0; 2027: 27.4337; 2028: 0; 2029: 0; 2030: 2.5671; 2031: 0; 2032: 0; 2033: 52.1447; 2034: 32.7135; 2035: 0; 2036: 27.4337; 2039: 0.20131; 2040: 0.46972
2018-07-01 15:00 | 7 | 14 | 1 | 1 | 0 | 0.29603 | 2.3203 | 4.6406 | 2.3682 | 20.3125 | 10.5647 | 17.0341 | 17.0341 | 94.2615 | 2.3682 | 0 | 2024: 46.1564; 2025: 48.105; 2026: 0; 2027: 40.3411; 2028: 0; 2029: 0; 2030: 2.2723; 2031: 0; 2032: 0; 2033: 46.1564; 2034: 48.105; 2035: 0; 2036: 40.3411; 2039: 0.29603; 2040: 0.5136
2018-07-01 16:00 | 7 | 15 | 1 | 1 | 1 | 0.37067 | 2.3293 | 4.6587 | 2.9653 | 26.4696 | 16.7219 | 17.0341 | 17.0341 | 123.3137 | 2.9653 | 0 | 2024: 44.8227; 2025: 78.491; 2026: 0; 2027: 50.5117; 2028: 0; 2029: 0; 2030: 1.6934; 2031: 0; 2032: 0; 2033: 44.8227; 2034: 78.491; 2035: 0; 2036: 50.5117; 2039: 0.37067; 2040: 0.43089
2018-07-01 17:00 | 7 | 16 | 1 | 1 | 1 | 0.24381 | 2.261 | 4.5219 | 1.9505 | 26.4696 | 16.7219 | 17.0341 | 17.0341 | 119.6933 | 1.9505 | 0 | 2024: 68.0648; 2025: 51.6285; 2026: 0; 2027: 33.2248; 2028: 0; 2029: 0; 2030: 2.5714; 2031: 0; 2032: 0; 2033: 68.0648; 2034: 51.6285; 2035: 0; 2036: 33.2248; 2039: 0.24381; 2040: 0.23794
2018-07-01 18:00 | 7 | 17 | 1 | 1 | 1 | 0.085687 | 2.1642 | 4.3283 | 0.6855 | 26.4696 | 16.7219 | 17.0341 | 17.0341 | 114.5696 | 0.6855 | 0 | 2024: 96.4247; 2025: 18.1449; 2026: 0; 2027: 11.6769; 2028: 0; 2029: 0; 2030: 3.6428; 2031: 0; 2032: 0; 2033: 96.4247; 2034: 18.1449; 2035: 0; 2036: 11.6769; 2039: 0.085687; 2040: 0.077124
2018-07-01 19:00 | 7 | 18 | 1 | 1 | 1 | 0.018048 | 1.9831 | 3.9663 | 0.14438 | 26.4696 | 16.7219 | 17.0341 | 17.0341 | 104.9858 | 0.14438 | 0 | 2024: 101.164; 2025: 3.8218; 2026: 0; 2027: 2.4595; 2028: 0; 2029: 0; 2030: 3.8219; 2031: 0; 2032: 0; 2033: 101.164; 2034: 3.8218; 2035: 0; 2036: 2.4595; 2039: 0.018048; 2040: 0.01992
2018-07-01 20:00 | 7 | 19 | 1 | 1 | 0 | 0 | 1.7023 | 3.4046 | 0 | 20.3125 | 10.5647 | 17.0341 | 17.0341 | 69.1557 | 0 | 0 | 2024: 69.1557; 2025: 0; 2026: 0; 2027: 0; 2028: 0; 2029: 0; 2030: 3.4046; 2031: 0; 2032: 0; 2033: 69.1557; 2034: 0; 2035: 0; 2036: 0; 2039: 0; 2040: 0
2018-07-01 21:00 | 7 | 20 | 1 | 1 | 0 | 0 | 1.3317 | 2.6634 | 0 | 20.3125 | 10.5647 | 17.0341 | 17.0341 | 54.0997 | 0 | 0 | 2024: 54.0997; 2025: 0; 2026: 0; 2027: 0; 2028: 0; 2029: 0; 2030: 2.6634; 2031: 0; 2032: 0; 2033: 54.0997; 2034: 0; 2035: 0; 2036: 0; 2039: 0; 2040: 0
2018-07-01 22:00 | 7 | 21 | 1 | 1 | 0 | 0 | 1.0447 | 2.0894 | 0 | 20.3125 | 10.5647 | 17.0341 | 17.0341 | 42.4413 | 0 | 0 | 2024: 42.4413; 2025: 0; 2026: 0; 2027: 0; 2028: 0; 2029: 0; 2030: 2.0894; 2031: 0; 2032: 0; 2033: 42.4413; 2034: 0; 2035: 0; 2036: 0; 2039: 0; 2040: 0
2018-07-01 23:00 | 7 | 22 | 1 | 1 | 0 | 0 | 0.82126 | 1.6425 | 0 | 20.3125 | 10.5647 | 17.0341 | 17.0341 | 33.3636 | 0 | 0 | 2024: 33.3636; 2025: 0; 2026: 0; 2027: 0; 2028: 0; 2029: 0; 2030: 1.6425; 2031: 0; 2032: 0; 2033: 33.3636; 2034: 0; 2035: 0; 2036: 0; 2039: 0; 2040: 0
2018-07-02 | 7 | 23 | 1 | 1 | 0 | 0 | 0.65012 | 1.3002 | 0 | 20.3125 | 10.5647 | 17.0341 | 17.0341 | 26.411 | 0 | 0 | 2024: 26.411; 2025: 0; 2026: 0; 2027: 0; 2028: 0; 2029: 0; 2030: 1.3002; 2031: 0; 2032: 0; 2033: 26.411; 2034: 0; 2035: 0; 2036: 0; 2039: 0; 2040: 0
2018-07-02 01:00 | 7 | 0 | 2 | 1 | 0 | 0 | 0.54041 | 1.0808 | 0 | 20.3125 | 10.5647 | 17.0341 | 17.0341 | 21.9544 | 0 | 0 | 2024: 21.9544; 2025: 0; 2026: 0; 2027: 0; 2028: 0; 2029: 0; 2030: 1.0808; 2031: 0; 2032: 0; 2033: 21.9544; 2034: 0; 2035: 0; 2036: 0; 2039: 0; 2040: 0
2018-07-02 02:00 | 7 | 1 | 2 | 1 | 0 | 0 | 0.47126 | 0.94251 | 0 | 20.3125 | 10.5647 | 17.0341 | 17.0341 | 19.1448 | 0 | 0 | 2024: 19.1448; 2025: 0; 2026: 0; 2027: 0; 2028: 0; 2029: 0; 2030: 0.94251; 2031: 0; 2032: 0; 2033: 19.1448; 2034: 0; 2035: 0; 2036: 0; 2039: 0; 2040: 0
2018-07-02 03:00 | 7 | 2 | 2 | 1 | 0 | 0 | 0.45823 | 0.91646 | 0 | 20.3125 | 10.5647 | 17.0341 | 17.0341 | 18.6157 | 0 | 0 | 2024: 18.6157; 2025: 0; 2026: 0; 2027: 0; 2028: 0; 2029: 0; 2030: 0.91646; 2031: 0; 2032: 0; 2033: 18.6157; 2034: 0; 2035: 0; 2036: 0; 2039: 0; 2040: 0
2018-07-02 04:00 | 7 | 3 | 2 | 1 | 0 | 0 | 0.47646 | 0.95292 | 0 | 20.3125 | 10.5647 | 17.0341 | 17.0341 | 19.3562 | 0 | 0 | 2024: 19.3562; 2025: 0; 2026: 0; 2027: 0; 2028: 0; 2029: 0; 2030: 0.95292; 2031: 0; 2032: 0; 2033: 19.3562; 2034: 0; 2035: 0; 2036: 0; 2039: 0; 2040: 0
2018-07-02 05:00 | 7 | 4 | 2 | 1 | 0 | 0.0044725 | 0.60928 | 1.2186 | 0.03578 | 20.3125 | 10.5647 | 17.0341 | 17.0341 | 24.752 | 0.03578 | 0 | 2024: 24.0252; 2025: 0.72678; 2026: 0; 2027: 0.60948; 2028: 0; 2029: 0; 2030: 1.1828; 2031: 0; 2032: 0; 2033: 24.0252; 2034: 0.72678; 2035: 0; 2036: 0.60948; 2039: 0.0044725; 2040: 0.0056573
2018-07-02 06:00 | 7 | 5 | 2 | 1 | 0 | 0.06316 | 0.73827 | 1.4765 | 0.50528 | 20.3125 | 10.5647 | 17.0341 | 17.0341 | 29.9922 | 0.50528 | 0 | 2024: 19.7288; 2025: 10.2634; 2026: 0; 2027: 8.607; 2028: 0; 2029: 0; 2030: 0.97126; 2031: 0; 2032: 0; 2033: 19.7288; 2034: 10.2634; 2035: 0; 2036: 8.607; 2039: 0.06316; 2040: 0.074286
2018-07-02 07:00 | 7 | 6 | 2 | 1 | 0 | 0.21535 | 0.8235 | 1.647 | 1.7228 | 20.3125 | 10.5647 | 17.0341 | 17.0341 | 33.4549 | 1.647 | 0.075823 | 2024: 0; 2025: 33.4549; 2026: 0.80105; 2027: 29.347; 2028: 0.075823; 2029: 0.075823; 2030: 0; 2031: 0; 2032: 0; 2033: 0; 2034: 33.4549; 2035: 0; 2036: 29.347; 2039: 0.21535; 2040: 0.23583
2018-07-02 08:00 | 7 | 7 | 2 | 1 | 0 | 0.38026 | 0.92818 | 1.8564 | 3.0421 | 20.3125 | 10.5647 | 17.0341 | 17.0341 | 37.7074 | 1.8564 | 1.1857 | 2024: 0; 2025: 37.7074; 2026: 12.5271; 2027: 51.8198; 2028: 1.1857; 2029: 1.2616; 2030: 0; 2031: 0; 2032: 0; 2033: 0; 2034: 37.7074; 2035: 0; 2036: 51.8198; 2039: 0.38026; 2040: 0.38583
2018-07-02 09:00 | 7 | 8 | 2 | 1 | 0 | 0.51286 | 1.0419 | 2.0837 | 4.1029 | 20.3125 | 10.5647 | 17.0341 | 17.0341 | 42.3256 | 2.0837 | 2.0191 | 2024: 0; 2025: 42.3256; 2026: 21.3317; 2027: 69.8888; 2028: 2.0191; 2029: 3.2807; 2030: 0; 2031: 0; 2032: 0; 2033: 0; 2034: 42.3256; 2035: 0; 2036: 69.8888; 2039: 0.51286; 2040: 0.56196
2018-07-02 10:00 | 7 | 9 | 2 | 1 | 0 | 0.61034 | 1.1265 | 2.253 | 4.8827 | 20.3125 | 10.5647 | 17.0341 | 17.0341 | 45.7635 | 2.253 | 2.6298 | 2024: 0; 2025: 45.7635; 2026: 27.7827; 2027: 83.1731; 2028: 2.6298; 2029: 5.9105; 2030: 0; 2031: 0; 2032: 0; 2033: 0; 2034: 45.7635; 2035: 0; 2036: 83.1731; 2039: 0.61034; 2040: 0.6695
2018-07-02 11:00 | 7 | 10 | 2 | 1 | 0 | 0.45852 | 1.2831 | 2.5662 | 3.6682 | 20.3125 | 10.5647 | 17.0341 | 17.0341 | 52.1253 | 2.5662 | 1.102 | 2024: 0; 2025: 52.1253; 2026: 11.6422; 2027: 62.484; 2028: 1.102; 2029: 7.0125; 2030: 0; 2031: 0; 2032: 0; 2033: 0; 2034: 52.1253; 2035: 0; 2036: 62.484; 2039: 0.45852; 2040: 0.60584
2018-07-02 12:00 | 7 | 11 | 2 | 1 | 0 | 0.69241 | 1.4095 | 2.8189 | 5.5393 | 20.3125 | 10.5647 | 17.0341 | 17.0341 | 57.259 | 2.8189 | 2.7204 | 2024: 0; 2025: 57.259; 2026: 28.7402; 2027: 94.3572; 2028: 2.7204; 2029: 9.7329; 2030: 0; 2031: 0; 2032: 0; 2033: 0; 2034: 57.259; 2035: 0; 2036: 94.3572; 2039: 0.69241; 2040: 0.56537
2018-07-02 13:00 | 7 | 12 | 2 | 1 | 0 | 0.67308 | 1.5763 | 3.1527 | 5.3846 | 20.3125 | 10.5647 | 17.0341 | 17.0341 | 64.0388 | 3.1527 | 2.232 | 2024: 0; 2025: 64.0388; 2026: 23.58; 2027: 91.7226; 2028: 2.232; 2029: 11.9648; 2030: 0; 2031: 0; 2032: 0; 2033: 0; 2034: 64.0388; 2035: 0; 2036: 91.7226; 2039: 0.67308; 2040: 0.69679
2018-07-02 14:00 | 7 | 13 | 2 | 1 | 0 | 0.62356 | 1.6896 | 3.3792 | 4.9885 | 20.3125 | 10.5647 | 17.0341 | 17.0341 | 68.6401 | 3.3792 | 1.6093 | 2024: 0; 2025: 68.6401; 2026: 17.0016; 2027: 84.9746; 2028: 0.53519; 2029: 12.5; 2030: 0; 2031: 0; 2032: 1.0741; 2033: 0; 2034: 68.6401; 2035: 11.3475; 2036: 84.9746; 2039: 0.62356; 2040: 0.61819
2018-07-02 15:00 | 7 | 14 | 2 | 1 | 0 | 0.53881 | 1.8709 | 3.7418 | 4.3105 | 20.3125 | 10.5647 | 17.0341 | 17.0341 | 76.005 | 3.7418 | 0.56872 | 2024: 0; 2025: 76.005; 2026: 6.0084; 2027: 73.4257; 2028: 0; 2029: 12.5; 2030: 0; 2031: 0; 2032: 0.56872; 2033: 0; 2034: 76.005; 2035: 6.0084; 2036: 73.4257; 2039: 0.53881; 2040: 0.58955
2018-07-02 16:00 | 7 | 15 | 2 | 1 | 1 | 0.41983 | 1.9746 | 3.9492 | 3.3586 | 26.4696 | 16.7219 | 17.0341 | 17.0341 | 104.5336 | 3.3586 | 0 | 2024: 15.6324; 2025: 88.9012; 2026: 0; 2027: 57.211; 2028: 0; 2029: 12.5; 2030: 0.59058; 2031: 0.59058; 2032: 0; 2033: 0; 2034: 104.5336; 2035: 0; 2036: 57.211; 2039: 0.41983; 2040: 0.45926
2018-07-02 17:00 | 7 | 16 | 2 | 1 | 1 | 0.26587 | 1.9883 | 3.9766 | 2.1269 | 26.4696 | 16.7219 | 17.0341 | 17.0341 | 105.2583 | 2.1269 | 0 | 2024: 48.9592; 2025: 56.299; 2026: 0; 2027: 36.2304; 2028: 0; 2029: 11.8581; 2030: 1.8496; 2031: 1.8496; 2032: 0; 2033: 0; 2034: 105.2583; 2035: 0; 2036: 36.2304; 2039: 0.26587; 2040: 0.29052
2018-07-02 18:00 | 7 | 17 | 2 | 1 | 1 | 0.097572 | 1.9367 | 3.8734 | 0.78058 | 26.4696 | 16.7219 | 17.0341 | 17.0341 | 102.5263 | 0.78058 | 0 | 2024: 81.8647; 2025: 20.6616; 2026: 0; 2027: 13.2964; 2028: 0; 2029: 9.8476; 2030: 3.0928; 2031: 3.0928; 2032: 0; 2033: 0; 2034: 102.5263; 2035: 0; 2036: 13.2964; 2039: 0.097572; 2040: 0.10965
2018-07-02 19:00 | 7 | 18 | 2 | 1 | 1 | 0.013386 | 1.8141 | 3.6282 | 0.10708 | 26.4696 | 16.7219 | 17.0341 | 17.0341 | 96.0384 | 0.10708 | 0 | 2024: 93.2039; 2025: 2.8345; 2026: 0; 2027: 1.8241; 2028: 0; 2029: 6.4859; 2030: 3.5212; 2031: 3.5212; 2032: 0; 2033: 0; 2034: 96.0384; 2035: 0; 2036: 1.8241; 2039: 0.013386; 2040: 0.016288
2018-07-02 20:00 | 7 | 19 | 2 | 1 | 0 | 0 | 1.608 | 3.2161 | 0 | 20.3125 | 10.5647 | 17.0341 | 17.0341 | 65.3269 | 0 | 0 | 2024: 65.3269; 2025: 0; 2026: 0; 2027: 0; 2028: 0; 2029: 2.6585; 2030: 3.2161; 2031: 2.4458; 2032: 0; 2033: 15.6456; 2034: 49.6813; 2035: 0; 2036: 0; 2039: 0; 2040: 0
2018-07-02 21:00 | 7 | 20 | 2 | 1 | 0 | 0 | 1.2559 | 2.5119 | 0 | 20.3125 | 10.5647 | 17.0341 | 17.0341 | 51.0223 | 0 | 0 | 2024: 51.0223; 2025: 0; 2026: 0; 2027: 0; 2028: 0; 2029: 0; 2030: 2.5119; 2031: 0; 2032: 0; 2033: 51.0223; 2034: 0; 2035: 0; 2036: 0; 2039: 0; 2040: 0
2018-07-02 22:00 | 7 | 21 | 2 | 1 | 0 | 0 | 0.9772 | 1.9544 | 0 | 20.3125 | 10.5647 | 17.0341 | 17.0341 | 39.6988 | 0 | 0 | 2024: 39.6988; 2025: 0; 2026: 0; 2027: 0; 2028: 0; 2029: 0; 2030: 1.9544; 2031: 0; 2032: 0; 2033: 39.6988; 2034: 0; 2035: 0; 2036: 0; 2039: 0; 2040: 0
2018-07-02 23:00 | 7 | 22 | 2 | 1 | 0 | 0 | 0.8424 | 1.6848 | 0 | 20.3125 | 10.5647 | 17.0341 | 17.0341 | 34.2226 | 0 | 0 | 2024: 34.2226; 2025: 0; 2026: 0; 2027: 0; 2028: 0; 2029: 0; 2030: 1.6848; 2031: 0; 2032: 0; 2033: 34.2226; 2034: 0; 2035: 0; 2036: 0; 2039: 0; 2040: 0
2018-07-03 | 7 | 23 | 2 | 1 | 0 | 0 | 0.69471 | 1.3894 | 0 | 20.3125 | 10.5647 | 17.0341 | 17.0341 | 28.2224 | 0 | 0 | 2024: 28.2224; 2025: 0; 2026: 0; 2027: 0; 2028: 0; 2029: 0; 2030: 1.3894; 2031: 0; 2032: 0; 2033: 28.2224; 2034: 0; 2035: 0; 2036: 0; 2039: 0; 2040: 0
2018-07-03 01:00 | 7 | 0 | 3 | 1 | 0 | 0 | 0.59394 | 1.1879 | 0 | 20.3125 | 10.5647 | 17.0341 | 17.0341 | 24.1288 | 0 | 0 | 2024: 24.1288; 2025: 0; 2026: 0; 2027: 0; 2028: 0; 2029: 0; 2030: 1.1879; 2031: 0; 2032: 0; 2033: 24.1288; 2034: 0; 2035: 0; 2036: 0; 2039: 0; 2040: 0
2018-07-03 02:00 | 7 | 1 | 3 | 1 | 0 | 0 | 0.53255 | 1.0651 | 0 | 20.3125 | 10.5647 | 17.0341 | 17.0341 | 21.6349 | 0 | 0 | 2024: 21.6349; 2025: 0; 2026: 0; 2027: 0; 2028: 0; 2029: 0; 2030: 1.0651; 2031: 0; 2032: 0; 2033: 21.6349; 2034: 0; 2035: 0; 2036: 0; 2039: 0; 2040: 0
2018-07-03 03:00 | 7 | 2 | 3 | 1 | 0 | 0 | 0.51522 | 1.0304 | 0 | 20.3125 | 10.5647 | 17.0341 | 17.0341 | 20.931 | 0 | 0 | 2024: 20.931; 2025: 0; 2026: 0; 2027: 0; 2028: 0; 2029: 0; 2030: 1.0304; 2031: 0; 2032: 0; 2033: 20.931; 2034: 0; 2035: 0; 2036: 0; 2039: 0; 2040: 0
2018-07-03 04:00 | 7 | 3 | 3 | 1 | 0 | 0 | 0.4852 | 0.9704 | 0 | 20.3125 | 10.5647 | 17.0341 | 17.0341 | 19.7112 | 0 | 0 | 2024: 19.7112; 2025: 0; 2026: 0; 2027: 0; 2028: 0; 2029: 0; 2030: 0.9704; 2031: 0; 2032: 0; 2033: 19.7112; 2034: 0; 2035: 0; 2036: 0; 2039: 0; 2040: 0
2018-07-03 05:00 | 7 | 4 | 3 | 1 | 0 | 0.0047622 | 0.63807 | 1.2761 | 0.038097 | 20.3125 | 10.5647 | 17.0341 | 17.0341 | 25.9215 | 0.038097 | 0 | 2024: 25.1476; 2025: 0.77385; 2026: 0; 2027: 0.64896; 2028: 0; 2029: 0; 2030: 1.238; 2031: 0; 2032: 0; 2033: 25.1476; 2034: 0.77385; 2035: 0; 2036: 0.64896; 2039: 0.0047622; 2040: 0.004745
2018-07-03 06:00 | 7 | 5 | 3 | 1 | 0 | 0.054765 | 0.79357 | 1.5871 | 0.43812 | 20.3125 | 10.5647 | 17.0341 | 17.0341 | 32.2388 | 0.43812 | 0 | 2024: 23.3395; 2025: 8.8993; 2026: 0; 2027: 7.463; 2028: 0; 2029: 0; 2030: 1.149; 2031: 0; 2032: 0; 2033: 23.3395; 2034: 8.8993; 2035: 0; 2036: 7.463; 2039: 0.054765; 2040: 0.065107
2018-07-03 07:00 | 7 | 6 | 3 | 1 | 0 | 0.21087 | 0.91105 | 1.8221 | 1.687 | 20.3125 | 10.5647 | 17.0341 | 17.0341 | 37.0115 | 1.687 | 0 | 2024: 2.7444; 2025: 34.267; 2026: 0; 2027: 28.7365; 2028: 0; 2029: 0; 2030: 0.13511; 2031: 0; 2032: 0; 2033: 2.7444; 2034: 34.267; 2035: 0; 2036: 28.7365; 2039: 0.21087; 2040: 0.21802
2018-07-03 08:00 | 7 | 7 | 3 | 1 | 0 | 0.33621 | 1.0206 | 2.0413 | 2.6897 | 20.3125 | 10.5647 | 17.0341 | 17.0341 | 41.4636 | 2.0413 | 0.64844 | 2024: 0; 2025: 41.4636; 2026: 6.8506; 2027: 45.8171; 2028: 0.64844; 2029: 0.64844; 2030: 0; 2031: 0; 2032: 0; 2033: 0; 2034: 41.4636; 2035: 0; 2036: 45.8171; 2039: 0.33621; 2040: 0.40818
2018-07-03 09:00 | 7 | 8 | 3 | 1 | 0 | 0.48801 | 1.1103 | 2.2206 | 3.904 | 20.3125 | 10.5647 | 17.0341 | 17.0341 | 45.1053 | 2.2206 | 1.6835 | 2024: 0; 2025: 45.1053; 2026: 17.7855; 2027: 66.5021; 2028: 1.6835; 2029: 2.3319; 2030: 0; 2031: 0; 2032: 0; 2033: 0; 2034: 45.1053; 2035: 0; 2036: 66.5021; 2039: 0.48801; 2040: 0.55873
2018-07-03 10:00 | 7 | 9 | 3 | 1 | 0 | 0.55984 | 1.2921 | 2.5842 | 4.4787 | 20.3125 | 10.5647 | 17.0341 | 17.0341 | 52.4908 | 2.5842 | 1.8945 | 2024: 0; 2025: 52.4908; 2026: 20.0152; 2027: 76.2906; 2028: 1.8945; 2029: 4.2264; 2030: 0; 2031: 0; 2032: 0; 2033: 0; 2034: 52.4908; 2035: 0; 2036: 76.2906; 2039: 0.55984; 2040: 0.58403
2018-07-03 11:00 | 7 | 10 | 3 | 1 | 0 | 0.58892 | 1.5018 | 3.0037 | 4.7114 | 20.3125 | 10.5647 | 17.0341 | 17.0341 | 61.0126 | 3.0037 | 1.7077 | 2024: 0; 2025: 61.0126; 2026: 18.0413; 2027: 80.2545; 2028: 1.7077; 2029: 5.9341; 2030: 0; 2031: 0; 2032: 0; 2033: 0; 2034: 61.0126; 2035: 0; 2036: 80.2545; 2039: 0.58892; 2040: 0.61672
2018-07-03 12:00 | 7 | 11 | 3 | 1 | 0 | 0.49013 | 1.6439 | 3.2878 | 3.921 | 20.3125 | 10.5647 | 17.0341 | 17.0341 | 66.7841 | 3.2878 | 0.63321 | 2024: 0; 2025: 66.7841; 2026: 6.6897; 2027: 66.7916; 2028: 0.63321; 2029: 6.5673; 2030: 0; 2031: 0; 2032: 0; 2033: 0; 2034: 66.7841; 2035: 0; 2036: 66.7916; 2039: 0.49013; 2040: 0.58676
2018-07-03 13:00 | 7 | 12 | 3 | 1 | 0 | 0.60995 | 1.758 | 3.5161 | 4.8796 | 20.3125 | 10.5647 | 17.0341 | 17.0341 | 71.4201 | 3.5161 | 1.3636 | 2024: 0; 2025: 71.4201; 2026: 14.4056; 2027: 83.1202; 2028: 1.3636; 2029: 7.9309; 2030: 0; 2031: 0; 2032: 0; 2033: 0; 2034: 71.4201; 2035: 0; 2036: 83.1202; 2039: 0.60995; 2040: 0.60849
2018-07-03 14:00 | 7 | 13 | 3 | 1 | 0 | 0.32781 | 1.8747 | 3.7493 | 2.6225 | 20.3125 | 10.5647 | 17.0341 | 17.0341 | 76.1579 | 2.6225 | 0 | 2024: 22.8887; 2025: 53.2691; 2026: 0; 2027: 44.6717; 2028: 0; 2029: 7.9309; 2030: 1.1268; 2031: 1.1268; 2032: 0; 2033: 0; 2034: 76.1579; 2035: 0; 2036: 44.6717; 2039: 0.32781; 2040: 0.48661
2018-07-03 15:00 | 7 | 14 | 3 | 1 | 0 | 0.40603 | 2.092 | 4.184 | 3.2482 | 20.3125 | 10.5647 | 17.0341 | 17.0341 | 84.987 | 3.2482 | 0 | 2024: 19.007; 2025: 65.98; 2026: 0; 2027: 55.3311; 2028: 0; 2029: 6.7061; 2030: 0.93573; 2031: 0.93573; 2032: 0; 2033: 0; 2034: 84.987; 2035: 0; 2036: 55.3311; 2039: 0.40603; 2040: 0.49402
2018-07-03 16:00 | 7 | 15 | 3 | 1 | 1 | 0.36846 | 2.2298 | 4.4596 | 2.9476 | 26.4696 | 16.7219 | 17.0341 | 17.0341 | 118.0452 | 2.9476 | 0 | 2024: 40.022; 2025: 78.0232; 2026: 0; 2027: 50.2107; 2028: 0; 2029: 5.689; 2030: 1.512; 2031: 1.512; 2032: 0; 2033: 0; 2034: 118.0452; 2035: 0; 2036: 50.2107; 2039: 0.36846; 2040: 0.42159
2018-07-03 17:00 | 7 | 16 | 3 | 1 | 1 | 0.25785 | 2.0878 | 4.1757 | 2.0628 | 26.4696 | 16.7219 | 17.0341 | 17.0341 | 110.5291 | 2.0628 | 0 | 2024: 55.9267; 2025: 54.6024; 2026: 0; 2027: 35.1386; 2028: 0; 2029: 4.0455; 2030: 2.1129; 2031: 2.1129; 2032: 0; 2033: 0; 2034: 110.5291; 2035: 0; 2036: 35.1386; 2039: 0.25785; 2040: 0.28136
2018-07-03 18:00 | 7 | 17 | 3 | 1 | 1 | 0.10026 | 2.0357 | 4.0714 | 0.8021 | 26.4696 | 16.7219 | 17.0341 | 17.0341 | 107.7678 | 0.8021 | 0 | 2024: 86.5364; 2025: 21.2314; 2026: 0; 2027: 13.6632; 2028: 0; 2029: 1.7489; 2030: 3.2693; 2031: 1.609; 2032: 0; 2033: 43.9464; 2034: 63.8214; 2035: 0; 2036: 13.6632; 2039: 0.10026; 2040: 0.11145
2018-07-03 19:00 | 7 | 18 | 3 | 1 | 1 | 0.015165 | 1.947 | 3.894 | 0.12132 | 26.4696 | 16.7219 | 17.0341 | 17.0341 | 103.0726 | 0.12132 | 0 | 2024: 99.8614; 2025: 3.2112; 2026: 0; 2027: 2.0665; 2028: 0; 2029: 0; 2030: 3.7727; 2031: 0; 2032: 0; 2033: 99.8614; 2034: 3.2112; 2035: 0; 2036: 2.0665; 2039: 0.015165; 2040: 0.018696
2018-07-03 20:00 | 7 | 19 | 3 | 1 | 0 | 0 | 1.7941 | 3.5882 | 0 | 20.3125 | 10.5647 | 17.0341 | 17.0341 | 72.8849 | 0 | 0 | 2024: 72.8849; 2025: 0; 2026: 0; 2027: 0; 2028: 0; 2029: 0; 2030: 3.5882; 2031: 0; 2032: 0; 2033: 72.8849; 2034: 0; 2035: 0; 2036: 0; 2039: 0; 2040: 0
2018-07-03 21:00 | 7 | 20 | 3 | 1 | 0 | 0 | 1.5047 | 3.0094 | 0 | 20.3125 | 10.5647 | 17.0341 | 17.0341 | 61.1279 | 0 | 0 | 2024: 61.1279; 2025: 0; 2026: 0; 2027: 0; 2028: 0; 2029: 0; 2030: 3.0094; 2031: 0; 2032: 0; 2033: 61.1279; 2034: 0; 2035: 0; 2036: 0; 2039: 0; 2040: 0
2018-07-03 22:00 | 7 | 21 | 3 | 1 | 0 | 0 | 1.2199 | 2.4397 | 0 | 20.3125 | 10.5647 | 17.0341 | 17.0341 | 49.5571 | 0 | 0 | 2024: 49.5571; 2025: 0; 2026: 0; 2027: 0; 2028: 0; 2029: 0; 2030: 2.4397; 2031: 0; 2032: 0; 2033: 49.5571; 2034: 0; 2035: 0; 2036: 0; 2039: 0; 2040: 0
2018-07-03 23:00 | 7 | 22 | 3 | 1 | 0 | 0 | 1.087 | 2.174 | 0 | 20.3125 | 10.5647 | 17.0341 | 17.0341 | 44.1603 | 0 | 0 | 2024: 44.1603; 2025: 0; 2026: 0; 2027: 0; 2028: 0; 2029: 0; 2030: 2.174; 2031: 0; 2032: 0; 2033: 44.1603; 2034: 0; 2035: 0; 2036: 0; 2039: 0; 2040: 0
2018-07-04 | 7 | 23 | 3 | 1 | 0 | 0 | 0.93266 | 1.8653 | 0 | 20.3125 | 10.5647 | 17.0341 | 17.0341 | 37.8894 | 0 | 0 | 2024: 37.8894; 2025: 0; 2026: 0; 2027: 0; 2028: 0; 2029: 0; 2030: 1.8653; 2031: 0; 2032: 0; 2033: 37.8894; 2034: 0; 2035: 0; 2036: 0; 2039: 0; 2040: 0
2018-07-04 01:00 | 7 | 0 | 4 | 1 | 0 | 0 | 0.83018 | 1.6604 | 0 | 20.3125 | 10.5647 | 17.0341 | 17.0341 | 33.7259 | 0 | 0 | 2024: 33.7259; 2025: 0; 2026: 0; 2027: 0; 2028: 0; 2029: 0; 2030: 1.6604; 2031: 0; 2032: 0; 2033: 33.7259; 2034: 0; 2035: 0; 2036: 0; 2039: 0; 2040: 0
2018-07-04 02:00 | 7 | 1 | 4 | 1 | 0 | 0 | 0.77893 | 1.5579 | 0 | 20.3125 | 10.5647 | 17.0341 | 17.0341 | 31.6442 | 0 | 0 | 2024: 31.6442; 2025: 0; 2026: 0; 2027: 0; 2028: 0; 2029: 0; 2030: 1.5579; 2031: 0; 2032: 0; 2033: 31.6442; 2034: 0; 2035: 0; 2036: 0; 2039: 0; 2040: 0
2018-07-04 03:00 | 7 | 2 | 4 | 1 | 0 | 0 | 0.74551 | 1.491 | 0 | 20.3125 | 10.5647 | 17.0341 | 17.0341 | 30.2865 | 0 | 0 | 2024: 30.2865; 2025: 0; 2026: 0; 2027: 0; 2028: 0; 2029: 0; 2030: 1.491; 2031: 0; 2032: 0; 2033: 30.2865; 2034: 0; 2035: 0; 2036: 0; 2039: 0; 2040: 0
2018-07-04 04:00 | 7 | 3 | 4 | 1 | 0 | 0 | 0.7409 | 1.4818 | 0 | 20.3125 | 10.5647 | 17.0341 | 17.0341 | 30.0989 | 0 | 0 | 2024: 30.0989; 2025: 0; 2026: 0; 2027: 0; 2028: 0; 2029: 0; 2030: 1.4818; 2031: 0; 2032: 0; 2033: 30.0989; 2034: 0; 2035: 0; 2036: 0; 2039: 0; 2040: 0
2018-07-04 05:00 | 7 | 4 | 4 | 1 | 0 | 0.0033236 | 0.86066 | 1.7213 | 0.026589 | 20.3125 | 10.5647 | 17.0341 | 17.0341 | 34.9643 | 0.026589 | 0 | 2024: 34.4243; 2025: 0.54009; 2026: 0; 2027: 0.45292; 2028: 0; 2029: 0; 2030: 1.6947; 2031: 0; 2032: 0; 2033: 34.4243; 2034: 0.54009; 2035: 0; 2036: 0.45292; 2039: 0.0033236; 2040: 0.003451
2018-07-04 06:00 | 7 | 5 | 4 | 1 | 0 | 0.059868 | 1.0838 | 2.1677 | 0.47895 | 20.3125 | 10.5647 | 17.0341 | 17.0341 | 44.0313 | 0.47895 | 0 | 2024: 34.3027; 2025: 9.7286; 2026: 0; 2027: 8.1585; 2028: 0; 2029: 0; 2030: 1.6887; 2031: 0; 2032: 0; 2033: 34.3027; 2034: 9.7286; 2035: 0; 2036: 8.1585; 2039: 0.059868; 2040: 0.068615
2018-07-04 07:00 | 7 | 6 | 4 | 1 | 0 | 0.20917 | 1.0929 | 2.1857 | 1.6734 | 20.3125 | 10.5647 | 17.0341 | 17.0341 | 44.3971 | 1.6734 | 0 | 2024: 10.4071; 2025: 33.99; 2026: 0; 2027: 28.5041; 2028: 0; 2029: 0; 2030: 0.51235; 2031: 0; 2032: 0; 2033: 10.4071; 2034: 33.99; 2035: 0; 2036: 28.5041; 2039: 0.20917; 2040: 0.22884
2018-07-04 08:00 | 7 | 7 | 4 | 1 | 0 | 0.36649 | 1.1091 | 2.2181 | 2.9319 | 20.3125 | 10.5647 | 17.0341 | 17.0341 | 45.0558 | 2.2181 | 0.71377 | 2024: 0; 2025: 45.0558; 2026: 7.5408; 2027: 49.9425; 2028: 0.71377; 2029: 0.71377; 2030: 0; 2031: 0; 2032: 0; 2033: 0; 2034: 45.0558; 2035: 0; 2036: 49.9425; 2039: 0.36649; 2040: 0.4014
2018-07-04 09:00 | 7 | 8 | 4 | 1 | 0 | 0.48694 | 1.2463 | 2.4927 | 3.8956 | 20.3125 | 10.5647 | 17.0341 | 17.0341 | 50.6324 | 2.4927 | 1.4029 | 2024: 0; 2025: 50.6324; 2026: 14.8211; 2027: 66.3574; 2028: 1.4029; 2029: 2.1167; 2030: 0; 2031: 0; 2032: 0; 2033: 0; 2034: 50.6324; 2035: 0; 2036: 66.3574; 2039: 0.48694; 2040: 0.53582
2018-07-04 10:00 | 7 | 9 | 4 | 1 | 0 | 0.55371 | 1.316 | 2.6321 | 4.4297 | 20.3125 | 10.5647 | 17.0341 | 17.0341 | 53.4637 | 2.6321 | 1.7976 | 2024: 0; 2025: 53.4637; 2026: 18.9913; 2027: 75.4557; 2028: 1.7976; 2029: 3.9143; 2030: 0; 2031: 0; 2032: 0; 2033: 0; 2034: 53.4637; 2035: 0; 2036: 75.4557; 2039: 0.55371; 2040: 0.60354
2018-07-04 11:00 | 7 | 10 | 4 | 1 | 0 | 0.60131 | 1.4138 | 2.8277 | 4.8105 | 20.3125 | 10.5647 | 17.0341 | 17.0341 | 57.4369 | 2.8277 | 1.9828 | 2024: 0; 2025: 57.4369; 2026: 20.9479; 2027: 81.9424; 2028: 1.9828; 2029: 5.8971; 2030: 0; 2031: 0; 2032: 0; 2033: 0; 2034: 57.4369; 2035: 0; 2036: 81.9424; 2039: 0.60131; 2040: 0.65478
2018-07-04 12:00 | 7 | 11 | 4 | 1 | 0 | 0.61564 | 1.5512 | 3.1024 | 4.9251 | 20.3125 | 10.5647 | 17.0341 | 17.0341 | 63.0179 | 3.1024 | 1.8227 | 2024: 0; 2025: 63.0179; 2026: 19.2561; 2027: 83.8948; 2028: 1.8227; 2029: 7.7198; 2030: 0; 2031: 0; 2032: 0; 2033: 0; 2034: 63.0179; 2035: 0; 2036: 83.8948; 2039: 0.61564; 2040: 0.67446
2018-07-04 13:00 | 7 | 12 | 4 | 1 | 0 | 0.5944 | 1.6579 | 3.3159 | 4.7552 | 20.3125 | 10.5647 | 17.0341 | 17.0341 | 67.3537 | 3.3159 | 1.4393 | 2024: 0; 2025: 67.3537; 2026: 15.2063; 2027: 81.001; 2028: 1.4393; 2029: 9.1591; 2030: 0; 2031: 0; 2032: 0; 2033: 0; 2034: 67.3537; 2035: 0; 2036: 81.001; 2039: 0.5944; 2040: 0.64562
2018-07-04 14:00 | 7 | 13 | 4 | 1 | 0 | 0.54577 | 1.7249 | 3.4498 | 4.3661 | 20.3125 | 10.5647 | 17.0341 | 17.0341 | 70.0736 | 3.4498 | 0.91637 | 2024: 0; 2025: 70.0736; 2026: 9.6812; 2027: 74.3735; 2028: 0.91637; 2029: 10.0755; 2030: 0; 2031: 0; 2032: 0; 2033: 0; 2034: 70.0736; 2035: 0; 2036: 74.3735; 2039: 0.54577; 2040: 0.59119
2018-07-04 15:00 | 7 | 14 | 4 | 1 | 0 | 0.46656 | 1.8515 | 3.703 | 3.7325 | 20.3125 | 10.5647 | 17.0341 | 17.0341 | 75.2163 | 3.703 | 0.029502 | 2024: 0; 2025: 75.2163; 2026: 0.31168; 2027: 63.5792; 2028: 0.029502; 2029: 10.105; 2030: 0; 2031: 0; 2032: 0; 2033: 0; 2034: 75.2163; 2035: 0; 2036: 63.5792; 2039: 0.46656; 2040: 0.50539
2018-07-04 16:00 | 7 | 15 | 4 | 1 | 1 | 0.36758 | 1.9148 | 3.8295 | 2.9407 | 26.4696 | 16.7219 | 17.0341 | 17.0341 | 101.3668 | 2.9407 | 0 | 2024: 23.5282; 2025: 77.8386; 2026: 0; 2027: 50.0918; 2028: 0; 2029: 10.105; 2030: 0.88888; 2031: 0.88888; 2032: 0; 2033: 0; 2034: 101.3668; 2035: 0; 2036: 50.0918; 2039: 0.36758; 2040: 0.39728
2018-07-04 17:00 | 7 | 16 | 4 | 1 | 1 | 0.23605 | 1.9174 | 3.8347 | 1.8884 | 26.4696 | 16.7219 | 17.0341 | 17.0341 | 101.5043 | 1.8884 | 0 | 2024: 51.5193; 2025: 49.9851; 2026: 0; 2027: 32.1671; 2028: 0; 2029: 9.1388; 2030: 1.9464; 2031: 1.9464; 2032: 0; 2033: 0; 2034: 101.5043; 2035: 0; 2036: 32.1671; 2039: 0.23605; 2040: 0.25356
2018-07-04 18:00 | 7 | 17 | 4 | 1 | 1 | 0.096521 | 1.7396 | 3.4792 | 0.77217 | 26.4696 | 16.7219 | 17.0341 | 17.0341 | 92.0932 | 0.77217 | 0 | 2024: 71.6541; 2025: 20.4391; 2026: 0; 2027: 13.1533; 2028: 0; 2029: 7.0232; 2030: 2.707; 2031: 2.707; 2032: 0; 2033: 0; 2034: 92.0932; 2035: 0; 2036: 13.1533; 2039: 0.096521; 2040: 0.10725
2018-07-04 19:00 | 7 | 18 | 4 | 1 | 1 | 0.016143 | 1.5869 | 3.1738 | 0.12914 | 26.4696 | 16.7219 | 17.0341 | 17.0341 | 84.0106 | 0.12914 | 0 | 2024: 80.5922; 2025: 3.4184; 2026: 0; 2027: 2.1998; 2028: 0; 2029: 4.0808; 2030: 3.0447; 2031: 3.0447; 2032: 0; 2033: 0; 2034: 84.0106; 2035: 0; 2036: 2.1998; 2039: 0.016143; 2040: 0.017036
2018-07-04 20:00 | 7 | 19 | 4 | 1 | 0 | 0 | 1.5695 | 3.1389 | 0 | 20.3125 | 10.5647 | 17.0341 | 17.0341 | 63.7593 | 0 | 0 | 2024: 63.7593; 2025: 0; 2026: 0; 2027: 0; 2028: 0; 2029: 0.77132; 2030: 3.1389; 2031: 0.70961; 2032: 0; 2033: 49.3453; 2034: 14.414; 2035: 0; 2036: 0; 2039: 0; 2040: 0
2018-07-04 21:00 | 7 | 20 | 4 | 1 | 0 | 0 | 1.3784 | 2.7568 | 0 | 20.3125 | 10.5647 | 17.0341 | 17.0341 | 55.9969 | 0 | 0 | 2024: 55.9969; 2025: 0; 2026: 0; 2027: 0; 2028: 0; 2029: 0; 2030: 2.7568; 2031: 0; 2032: 0; 2033: 55.9969; 2034: 0; 2035: 0; 2036: 0; 2039: 0; 2040: 0
2018-07-04 22:00 | 7 | 21 | 4 | 1 | 0 | 0 | 1.0724 | 2.1447 | 0 | 20.3125 | 10.5647 | 17.0341 | 17.0341 | 43.5647 | 0 | 0 | 2024: 43.5647; 2025: 0; 2026: 0; 2027: 0; 2028: 0; 2029: 0; 2030: 2.1447; 2031: 0; 2032: 0; 2033: 43.5647; 2034: 0; 2035: 0; 2036: 0; 2039: 0; 2040: 0
2018-07-04 23:00 | 7 | 22 | 4 | 1 | 0 | 0 | 0.86492 | 1.7298 | 0 | 20.3125 | 10.5647 | 17.0341 | 17.0341 | 35.1372 | 0 | 0 | 2024: 35.1372; 2025: 0; 2026: 0; 2027: 0; 2028: 0; 2029: 0; 2030: 1.7298; 2031: 0; 2032: 0; 2033: 35.1372; 2034: 0; 2035: 0; 2036: 0; 2039: 0; 2040: 0
2018-07-05 | 7 | 23 | 4 | 1 | 0 | 0 | 0.6401 | 1.2802 | 0 | 20.3125 | 10.5647 | 17.0341 | 17.0341 | 26.0039 | 0 | 0 | 2024: 26.0039; 2025: 0; 2026: 0; 2027: 0; 2028: 0; 2029: 0; 2030: 1.2802; 2031: 0; 2032: 0; 2033: 26.0039; 2034: 0; 2035: 0; 2036: 0; 2039: 0; 2040: 0
2018-07-05 01:00 | 7 | 0 | 5 | 1 | 0 | 0 | 0.51041 | 1.0208 | 0 | 20.3125 | 10.5647 | 17.0341 | 17.0341 | 20.7355 | 0 | 0 | 2024: 20.7355; 2025: 0; 2026: 0; 2027: 0; 2028: 0; 2029: 0; 2030: 1.0208; 2031: 0; 2032: 0; 2033: 20.7355; 2034: 0; 2035: 0; 2036: 0; 2039: 0; 2040: 0
2018-07-05 02:00 | 7 | 1 | 5 | 1 | 0 | 0 | 0.45223 | 0.90447 | 0 | 20.3125 | 10.5647 | 17.0341 | 17.0341 | 18.372 | 0 | 0 | 2024: 18.372; 2025: 0; 2026: 0; 2027: 0; 2028: 0; 2029: 0; 2030: 0.90447; 2031: 0; 2032: 0; 2033: 18.372; 2034: 0; 2035: 0; 2036: 0; 2039: 0; 2040: 0
2018-07-05 03:00 | 7 | 2 | 5 | 1 | 0 | 0 | 0.48218 | 0.96437 | 0 | 20.3125 | 10.5647 | 17.0341 | 17.0341 | 19.5887 | 0 | 0 | 2024: 19.5887; 2025: 0; 2026: 0; 2027: 0; 2028: 0; 2029: 0; 2030: 0.96437; 2031: 0; 2032: 0; 2033: 19.5887; 2034: 0; 2035: 0; 2036: 0; 2039: 0; 2040: 0
2018-07-05 04:00 | 7 | 3 | 5 | 1 | 0 | 0 | 0.51076 | 1.0215 | 0 | 20.3125 | 10.5647 | 17.0341 | 17.0341 | 20.7496 | 0 | 0 | 2024: 20.7496; 2025: 0; 2026: 0; 2027: 0; 2028: 0; 2029: 0; 2030: 1.0215; 2031: 0; 2032: 0; 2033: 20.7496; 2034: 0; 2035: 0; 2036: 0; 2039: 0; 2040: 0
2018-07-05 05:00 | 7 | 4 | 5 | 1 | 0 | 0.0030292 | 0.61489 | 1.2298 | 0.024233 | 20.3125 | 10.5647 | 17.0341 | 17.0341 | 24.9797 | 0.024233 | 0 | 2024: 24.4875; 2025: 0.49224; 2026: 0; 2027: 0.4128; 2028: 0; 2029: 0; 2030: 1.2055; 2031: 0; 2032: 0; 2033: 24.4875; 2034: 0.49224; 2035: 0; 2036: 0.4128; 2039: 0.0030292; 2040: 0.002014
2018-07-05 06:00 | 7 | 5 | 5 | 1 | 0 | 0.062853 | 0.743 | 1.486 | 0.50282 | 20.3125 | 10.5647 | 17.0341 | 17.0341 | 30.1843 | 0.50282 | 0 | 2024: 19.9708; 2025: 10.2135; 2026: 0; 2027: 8.5651; 2028: 0; 2029: 0; 2030: 0.98318; 2031: 0; 2032: 0; 2033: 19.9708; 2034: 10.2135; 2035: 0; 2036: 8.5651; 2039: 0.062853; 2040: 0.071862
2018-07-05 07:00 | 7 | 6 | 5 | 1 | 0 | 0.19585 | 0.80921 | 1.6184 | 1.5668 | 20.3125 | 10.5647 | 17.0341 | 17.0341 | 32.8741 | 1.5668 | 0 | 2024: 1.0488; 2025: 31.8253; 2026: 0; 2027: 26.6888; 2028: 0; 2029: 0; 2030: 0.051635; 2031: 0; 2032: 0; 2033: 1.0488; 2034: 31.8253; 2035: 0; 2036: 26.6888; 2039: 0.19585; 2040: 0.21209
2018-07-05 08:00 | 7 | 7 | 5 | 1 | 0 | 0.33679 | 0.914 | 1.828 | 2.6943 | 20.3125 | 10.5647 | 17.0341 | 17.0341 | 37.1311 | 1.828 | 0.86632 | 2024: 0; 2025: 37.1311; 2026: 9.1525; 2027: 45.8953; 2028: 0.86632; 2029: 0.86632; 2030: 0; 2031: 0; 2032: 0; 2033: 0; 2034: 37.1311; 2035: 0; 2036: 45.8953; 2039: 0.33679; 2040: 0.36576
2018-07-05 09:00 | 7 | 8 | 5 | 1 | 0 | 0.45193 | 0.94098 | 1.882 | 3.6154 | 20.3125 | 10.5647 | 17.0341 | 17.0341 | 38.2274 | 1.882 | 1.7335 | 2024: 0; 2025: 38.2274; 2026: 18.3138; 2027: 61.5861; 2028: 1.7335; 2029: 2.5998; 2030: 0; 2031: 0; 2032: 0; 2033: 0; 2034: 38.2274; 2035: 0; 2036: 61.5861; 2039: 0.45193; 2040: 0.49012
2018-07-05 10:00 | 7 | 9 | 5 | 1 | 0 | 0.53818 | 1.004 | 2.008 | 4.3055 | 20.3125 | 10.5647 | 17.0341 | 17.0341 | 40.7873 | 2.008 | 2.2975 | 2024: 0; 2025: 40.7873; 2026: 24.2722; 2027: 73.3399; 2028: 2.2975; 2029: 4.8973; 2030: 0; 2031: 0; 2032: 0; 2033: 0; 2034: 40.7873; 2035: 0; 2036: 73.3399; 2039: 0.53818; 2040: 0.581
2018-07-05 11:00 | 7 | 10 | 5 | 1 | 0 | 0.55751 | 1.0309 | 2.0618 | 4.4601 | 20.3125 | 10.5647 | 17.0341 | 17.0341 | 41.8811 | 2.0618 | 2.3982 | 2024: 0; 2025: 41.8811; 2026: 25.3366; 2027: 75.9734; 2028: 2.3982; 2029: 7.2955; 2030: 0; 2031: 0; 2032: 0; 2033: 0; 2034: 41.8811; 2035: 0; 2036: 75.9734; 2039: 0.55751; 2040: 0.63855
2018-07-05 12:00 | 7 | 11 | 5 | 1 | 0 | 0.57873 | 0.9394 | 1.8788 | 4.6298 | 20.3125 | 10.5647 | 17.0341 | 17.0341 | 38.163 | 1.8788 | 2.7511 | 2024: 0; 2025: 38.163; 2026: 29.0642; 2027: 78.8655; 2028: 2.7511; 2029: 10.0466; 2030: 0; 2031: 0; 2032: 0; 2033: 0; 2034: 38.163; 2035: 0; 2036: 78.8655; 2039: 0.57873; 2040: 0.63316
2018-07-05 13:00 | 7 | 12 | 5 | 1 | 0 | 0.56342 | 0.87497 | 1.7499 | 4.5074 | 20.3125 | 10.5647 | 17.0341 | 17.0341 | 35.5455 | 1.7499 | 2.7574 | 2024: 0; 2025: 35.5455; 2026: 29.1315; 2027: 76.779; 2028: 2.4534; 2029: 12.5; 2030: 0; 2031: 0; 2032: 0.30399; 2033: 0; 2034: 35.5455; 2035: 3.2115; 2036: 76.779; 2039: 0.56342; 2040: 0.63772
2018-07-05 14:00 | 7 | 13 | 5 | 1 | 0 | 0.55478 | 0.82409 | 1.6482 | 4.4383 | 20.3125 | 10.5647 | 17.0341 | 17.0341 | 33.4787 | 1.6482 | 2.7901 | 2024: 0; 2025: 33.4787; 2026: 29.4766; 2027: 75.6023; 2028: 0; 2029: 12.5; 2030: 0; 2031: 0; 2032: 2.7901; 2033: 0; 2034: 33.4787; 2035: 29.4766; 2036: 75.6023; 2039: 0.55478; 2040: 0.59856
2018-07-05 15:00 | 7 | 14 | 5 | 1 | 0 | 0.46003 | 0.81741 | 1.6348 | 3.6802 | 20.3125 | 10.5647 | 17.0341 | 17.0341 | 33.2072 | 1.6348 | 2.0454 | 2024: 0; 2025: 33.2072; 2026: 21.6091; 2027: 62.6893; 2028: 0; 2029: 12.5; 2030: 0; 2031: 0; 2032: 2.0454; 2033: 0; 2034: 33.2072; 2035: 21.6091; 2036: 62.6893; 2039: 0.46003; 2040: 0.46414
2018-07-05 16:00 | 7 | 15 | 5 | 1 | 1 | 0.32102 | 0.88521 | 1.7704 | 2.5682 | 26.4696 | 16.7219 | 17.0341 | 17.0341 | 46.8622 | 1.7704 | 0.79775 | 2024: 0; 2025: 46.8622; 2026: 13.3398; 2027: 43.7464; 2028: 0; 2029: 12.5; 2030: 0; 2031: 0; 2032: 0.79775; 2033: 0; 2034: 46.8622; 2035: 13.3398; 2036: 43.7464; 2039: 0.32102; 2040: 0.32853
2018-07-05 17:00 | 7 | 16 | 5 | 1 | 1 | 0.1867 | 0.87222 | 1.7444 | 1.4936 | 26.4696 | 16.7219 | 17.0341 | 17.0341 | 46.1746 | 1.4936 | 0 | 2024: 6.6389; 2025: 39.5357; 2026: 0; 2027: 25.4426; 2028: 0; 2029: 12.5; 2030: 0.25081; 2031: 0.25081; 2032: 0; 2033: 0; 2034: 46.1746; 2035: 0; 2036: 25.4426; 2039: 0.1867; 2040: 0.23367
2018-07-05 18:00 | 7 | 17 | 5 | 1 | 1 | 0.097715 | 0.87326 | 1.7465 | 0.78172 | 26.4696 | 16.7219 | 17.0341 | 17.0341 | 46.2298 | 0.78172 | 0 | 2024: 25.538; 2025: 20.6919; 2026: 0; 2027: 13.3159; 2028: 0; 2029: 12.2274; 2030: 0.9648; 2031: 0.9648; 2032: 0; 2033: 0; 2034: 46.2298; 2035: 0; 2036: 13.3159; 2039: 0.097715; 2040: 0.093901
2018-07-05 19:00 | 7 | 18 | 5 | 1 | 1 | 0.015782 | 0.87949 | 1.759 | 0.12625 | 26.4696 | 16.7219 | 17.0341 | 17.0341 | 46.5597 | 0.12625 | 0 | 2024: 43.2178; 2025: 3.3419; 2026: 0; 2027: 2.1506; 2028: 0; 2029: 11.1787; 2030: 1.6327; 2031: 1.6327; 2032: 0; 2033: 0; 2034: 46.5597; 2035: 0; 2036: 2.1506; 2039: 0.015782; 2040: 0.017869
2018-07-05 20:00 | 7 | 19 | 5 | 1 | 0 | 0 | 0.87373 | 1.7475 | 0 | 20.3125 | 10.5647 | 17.0341 | 17.0341 | 35.4954 | 0 | 0 | 2024: 35.4954; 2025: 0; 2026: 0; 2027: 0; 2028: 0; 2029: 9.404; 2030: 1.7475; 2031: 1.7475; 2032: 0; 2033: 0; 2034: 35.4954; 2035: 0; 2036: 0; 2039: 0; 2040: 0
2018-07-05 21:00 | 7 | 20 | 5 | 1 | 0 | 0 | 0.77481 | 1.5496 | 0 | 20.3125 | 10.5647 | 17.0341 | 17.0341 | 31.4768 | 0 | 0 | 2024: 31.4768; 2025: 0; 2026: 0; 2027: 0; 2028: 0; 2029: 7.5046; 2030: 1.5496; 2031: 1.5496; 2032: 0; 2033: 0; 2034: 31.4768; 2035: 0; 2036: 0; 2039: 0; 2040: 0
2018-07-05 22:00 | 7 | 21 | 5 | 1 | 0 | 0 | 0.59872 | 1.1974 | 0 | 20.3125 | 10.5647 | 17.0341 | 17.0341 | 24.3231 | 0 | 0 | 2024: 24.3231; 2025: 0; 2026: 0; 2027: 0; 2028: 0; 2029: 5.8202; 2030: 1.1974; 2031: 1.1974; 2032: 0; 2033: 0; 2034: 24.3231; 2035: 0; 2036: 0; 2039: 0; 2040: 0
2018-07-05 23:00 | 7 | 22 | 5 | 1 | 0 | 0 | 0.496 | 0.992 | 0 | 20.3125 | 10.5647 | 17.0341 | 17.0341 | 20.1501 | 0 | 0 | 2024: 20.1501; 2025: 0; 2026: 0; 2027: 0; 2028: 0; 2029: 4.5186; 2030: 0.992; 2031: 0.992; 2032: 0; 2033: 0; 2034: 20.1501; 2035: 0; 2036: 0; 2039: 0; 2040: 0
2018-07-06 | 7 | 23 | 5 | 1 | 0 | 0 | 0.44477 | 0.88955 | 0 | 20.3125 | 10.5647 | 17.0341 | 17.0341 | 18.0689 | 0 | 0 | 2024: 18.0689; 2025: 0; 2026: 0; 2027: 0; 2028: 0; 2029: 3.4403; 2030: 0.88955; 2031: 0.88955; 2032: 0; 2033: 0; 2034: 18.0689; 2035: 0; 2036: 0; 2039: 0; 2040: 0
2018-07-06 01:00 | 7 | 0 | 6 | 1 | 0 | 0 | 0.42767 | 0.85534 | 0 | 20.3125 | 10.5647 | 17.0341 | 17.0341 | 17.3742 | 0 | 0 | 2024: 17.3742; 2025: 0; 2026: 0; 2027: 0; 2028: 0; 2029: 2.4734; 2030: 0.85534; 2031: 0.85534; 2032: 0; 2033: 0; 2034: 17.3742; 2035: 0; 2036: 0; 2039: 0; 2040: 0
2018-07-06 02:00 | 7 | 1 | 6 | 1 | 0 | 0 | 0.4269 | 0.8538 | 0 | 20.3125 | 10.5647 | 17.0341 | 17.0341 | 17.3428 | 0 | 0 | 2024: 17.3428; 2025: 0; 2026: 0; 2027: 0; 2028: 0; 2029: 1.5437; 2030: 0.8538; 2031: 0.8538; 2032: 0; 2033: 0; 2034: 17.3428; 2035: 0; 2036: 0; 2039: 0; 2040: 0
2018-07-06 03:00 | 7 | 2 | 6 | 1 | 0 | 0 | 0.43257 | 0.86514 | 0 | 20.3125 | 10.5647 | 17.0341 | 17.0341 | 17.5731 | 0 | 0 | 2024: 17.5731; 2025: 0; 2026: 0; 2027: 0; 2028: 0; 2029: 0.61569; 2030: 0.86514; 2031: 0.56643; 2032: 0; 2033: 6.0675; 2034: 11.5056; 2035: 0; 2036: 0; 2039: 0; 2040: 0
2018-07-06 04:00 | 7 | 3 | 6 | 1 | 0 | 0 | 0.47359 | 0.94718 | 0 | 20.3125 | 10.5647 | 17.0341 | 17.0341 | 19.2396 | 0 | 0 | 2024: 19.2396; 2025: 0; 2026: 0; 2027: 0; 2028: 0; 2029: 0; 2030: 0.94718; 2031: 0; 2032: 0; 2033: 19.2396; 2034: 0; 2035: 0; 2036: 0; 2039: 0; 2040: 0
2018-07-06 05:00 | 7 | 4 | 6 | 1 | 0 | 0.0018754 | 0.59627 | 1.1925 | 0.015003 | 20.3125 | 10.5647 | 17.0341 | 17.0341 | 24.2233 | 0.015003 | 0 | 2024: 23.9186; 2025: 0.30475; 2026: 0; 2027: 0.25556; 2028: 0; 2029: 0; 2030: 1.1775; 2031: 0; 2032: 0; 2033: 23.9186; 2034: 0.30475; 2035: 0; 2036: 0.25556; 2039: 0.0018754; 2040: 0.00099233
2018-07-06 06:00 | 7 | 5 | 6 | 1 | 0 | 0.064479 | 0.70538 | 1.4108 | 0.51583 | 20.3125 | 10.5647 | 17.0341 | 17.0341 | 28.6561 | 0.51583 | 0 | 2024: 18.1782; 2025: 10.4779; 2026: 0; 2027: 8.7868; 2028: 0; 2029: 0; 2030: 0.89493; 2031: 0; 2032: 0; 2033: 18.1782; 2034: 10.4779; 2035: 0; 2036: 8.7868; 2039: 0.064479; 2040: 0.070918
2018-07-06 07:00 | 7 | 6 | 6 | 1 | 0 | 0.19331 | 0.74494 | 1.4899 | 1.5465 | 20.3125 | 10.5647 | 17.0341 | 17.0341 | 30.2633 | 1.4899 | 0.056602 | 2024: 0; 2025: 30.2633; 2026: 0.59799; 2027: 26.3431; 2028: 0.056602; 2029: 0.056602; 2030: 0; 2031: 0; 2032: 0; 2033: 0; 2034: 30.2633; 2035: 0; 2036: 26.3431; 2039: 0.19331; 2040: 0.20882
2018-07-06 08:00 | 7 | 7 | 6 | 1 | 0 | 0.33436 | 0.76799 | 1.536 | 2.6749 | 20.3125 | 10.5647 | 17.0341 | 17.0341 | 31.1997 | 1.536 | 1.1389 | 2024: 0; 2025: 31.1997; 2026: 12.032; 2027: 45.5642; 2028: 1.1389; 2029: 1.1955; 2030: 0; 2031: 0; 2032: 0; 2033: 0; 2034: 31.1997; 2035: 0; 2036: 45.5642; 2039: 0.33436; 2040: 0.35844
2018-07-06 09:00 | 7 | 8 | 6 | 1 | 0 | 0.45223 | 0.81573 | 1.6315 | 3.6178 | 20.3125 | 10.5647 | 17.0341 | 17.0341 | 33.1388 | 1.6315 | 1.9864 | 2024: 0; 2025: 33.1388; 2026: 20.9853; 2027: 61.6263; 2028: 1.9864; 2029: 3.1818; 2030: 0; 2031: 0; 2032: 0; 2033: 0; 2034: 33.1388; 2035: 0; 2036: 61.6263; 2039: 0.45223; 2040: 0.48703
2018-07-06 10:00 | 7 | 9 | 6 | 1 | 0 | 0.5579 | 0.89652 | 1.793 | 4.4632 | 20.3125 | 10.5647 | 17.0341 | 17.0341 | 36.4213 | 1.793 | 2.6702 | 2024: 0; 2025: 36.4213; 2026: 28.2096; 2027: 76.0271; 2028: 2.6702; 2029: 5.852; 2030: 0; 2031: 0; 2032: 0; 2033: 0; 2034: 36.4213; 2035: 0; 2036: 76.0271; 2039: 0.5579; 2040: 0.6071
2018-07-06 11:00 | 7 | 10 | 6 | 1 | 0 | 0.62517 | 1.0365 | 2.073 | 5.0014 | 20.3125 | 10.5647 | 17.0341 | 17.0341 | 42.1086 | 2.073 | 2.9283 | 2024: 0; 2025: 42.1086; 2026: 30.9372; 2027: 85.1943; 2028: 2.9283; 2029: 8.7804; 2030: 0; 2031: 0; 2032: 0; 2033: 0; 2034: 42.1086; 2035: 0; 2036: 85.1943; 2039: 0.62517; 2040: 0.67945
2018-07-06 12:00 | 7 | 11 | 6 | 1 | 0 | 0.65393 | 1.0576 | 2.1151 | 5.2314 | 20.3125 | 10.5647 | 17.0341 | 17.0341 | 42.9637 | 2.1151 | 3.1163 | 2024: 0; 2025: 42.9637; 2026: 32.9229; 2027: 89.1131; 2028: 3.1163; 2029: 11.8967; 2030: 0; 2031: 0; 2032: 0; 2033: 0; 2034: 42.9637; 2035: 0; 2036: 89.1131; 2039: 0.65393; 2040: 0.71291
2018-07-06 13:00 | 7 | 12 | 6 | 1 | 0 | 0.64006 | 1.0903 | 2.1806 | 5.1205 | 20.3125 | 10.5647 | 17.0341 | 17.0341 | 44.2931 | 2.1806 | 2.9399 | 2024: 0; 2025: 44.2931; 2026: 31.0594; 2027: 87.2233; 2028: 0.60334; 2029: 12.5; 2030: 0; 2031: 0; 2032: 2.3366; 2033: 0; 2034: 44.2931; 2035: 24.6853; 2036: 87.2233; 2039: 0.64006; 2040: 0.69495
2018-07-06 14:00 | 7 | 13 | 6 | 1 | 0 | 0.59198 | 1.1936 | 2.3871 | 4.7359 | 20.3125 | 10.5647 | 17.0341 | 17.0341 | 48.4885 | 2.3871 | 2.3488 | 2024: 0; 2025: 48.4885; 2026: 24.814; 2027: 80.6717; 2028: 0; 2029: 12.5; 2030: 0; 2031: 0; 2032: 2.3488; 2033: 0; 2034: 48.4885; 2035: 24.814; 2036: 80.6717; 2039: 0.59198; 2040: 0.61079
2018-07-06 15:00 | 7 | 14 | 6 | 1 | 0 | 0.47772 | 1.3743 | 2.7487 | 3.8218 | 20.3125 | 10.5647 | 17.0341 | 17.0341 | 55.8326 | 2.7487 | 1.0731 | 2024: 0; 2025: 55.8326; 2026: 11.337; 2027: 65.1008; 2028: 0; 2029: 12.5; 2030: 0; 2031: 0; 2032: 1.0731; 2033: 0; 2034: 55.8326; 2035: 11.337; 2036: 65.1008; 2039: 0.47772; 2040: 0.5399
2018-07-06 16:00 | 7 | 15 | 6 | 1 | 1 | 0.39261 | 1.3863 | 2.7727 | 3.1409 | 26.4696 | 16.7219 | 17.0341 | 17.0341 | 73.3922 | 2.7727 | 0.3682 | 2024: 0; 2025: 73.3922; 2026: 6.1569; 2027: 53.5023; 2028: 0; 2029: 12.5; 2030: 0; 2031: 0; 2032: 0.3682; 2033: 0; 2034: 73.3922; 2035: 6.1569; 2036: 53.5023; 2039: 0.39261; 2040: 0.4234
2018-07-06 17:00 | 7 | 16 | 6 | 1 | 1 | 0.24569 | 1.3356 | 2.6711 | 1.9655 | 26.4696 | 16.7219 | 17.0341 | 17.0341 | 70.7031 | 1.9655 | 0 | 2024: 18.6767; 2025: 52.0264; 2026: 0; 2027: 33.4808; 2028: 0; 2029: 12.5; 2030: 0.70559; 2031: 0.70559; 2032: 0; 2033: 0; 2034: 70.7031; 2035: 0; 2036: 33.4808; 2039: 0.24569; 2040: 0.25318
2018-07-06 18:00 | 7 | 17 | 6 | 1 | 1 | 0.085336 | 1.3064 | 2.6128 | 0.68269 | 26.4696 | 16.7219 | 17.0341 | 17.0341 | 69.1588 | 0.68269 | 0 | 2024: 51.0881; 2025: 18.0706; 2026: 0; 2027: 11.6291; 2028: 0; 2029: 11.7331; 2030: 1.9301; 2031: 1.9301; 2032: 0; 2033: 0; 2034: 69.1588; 2035: 0; 2036: 11.6291; 2039: 0.085336; 2040: 0.10525
2018-07-06 19:00 | 7 | 18 | 6 | 1 | 1 | 0.016678 | 1.2826 | 2.5652 | 0.13342 | 26.4696 | 16.7219 | 17.0341 | 17.0341 | 67.8986 | 0.13342 | 0 | 2024: 64.367; 2025: 3.5317; 2026: 0; 2027: 2.2728; 2028: 0; 2029: 9.6352; 2030: 2.4317; 2031: 2.4317; 2032: 0; 2033: 0; 2034: 67.8986; 2035: 0; 2036: 2.2728; 2039: 0.016678; 2040: 0.019048
2018-07-06 20:00 | 7 | 19 | 6 | 1 | 0 | 0 | 1.1656 | 2.3313 | 0 | 20.3125 | 10.5647 | 17.0341 | 17.0341 | 47.3545 | 0 | 0 | 2024: 47.3545; 2025: 0; 2026: 0; 2027: 0; 2028: 0; 2029: 6.992; 2030: 2.3313; 2031: 2.3313; 2032: 0; 2033: 0; 2034: 47.3545; 2035: 0; 2036: 0; 2039: 0; 2040: 0
2018-07-06 21:00 | 7 | 20 | 6 | 1 | 0 | 0 | 0.91423 | 1.8285 | 0 | 20.3125 | 10.5647 | 17.0341 | 17.0341 | 37.1406 | 0 | 0 | 2024: 37.1406; 2025: 0; 2026: 0; 2027: 0; 2028: 0; 2029: 4.458; 2030: 1.8285; 2031: 1.8285; 2032: 0; 2033: 0; 2034: 37.1406; 2035: 0; 2036: 0; 2039: 0; 2040: 0
2018-07-06 22:00 | 7 | 21 | 6 | 1 | 0 | 0 | 0.67824 | 1.3565 | 0 | 20.3125 | 10.5647 | 17.0341 | 17.0341 | 27.5536 | 0 | 0 | 2024: 27.5536; 2025: 0; 2026: 0; 2027: 0; 2028: 0; 2029: 2.4705; 2030: 1.3565; 2031: 1.3565; 2032: 0; 2033: 0; 2034: 27.5536; 2035: 0; 2036: 0; 2039: 0; 2040: 0
2018-07-06 23:00 | 7 | 22 | 6 | 1 | 0 | 0 | 0.56675 | 1.1335 | 0 | 20.3125 | 10.5647 | 17.0341 | 17.0341 | 23.0242 | 0 | 0 | 2024: 23.0242; 2025: 0; 2026: 0; 2027: 0; 2028: 0; 2029: 0.99606; 2030: 1.1335; 2031: 0.91637; 2032: 0; 2033: 4.4104; 2034: 18.6139; 2035: 0; 2036: 0; 2039: 0; 2040: 0
2018-07-07 | 7 | 23 | 6 | 1 | 0 | 0 | 0.49338 | 0.98677 | 0 | 20.3125 | 10.5647 | 17.0341 | 17.0341 | 20.0437 | 0 | 0 | 2024: 20.0437; 2025: 0; 2026: 0; 2027: 0; 2028: 0; 2029: 0; 2030: 0.98677; 2031: 0; 2032: 0; 2033: 20.0437; 2034: 0; 2035: 0; 2036: 0; 2039: 0; 2040: 0
2018-07-07 01:00 | 7 | 0 | 7 | 1 | 0 | 0 | 0.44925 | 0.8985 | 0 | 20.3125 | 10.5647 | 17.0341 | 17.0341 | 18.2507 | 0 | 0 | 2024: 18.2507; 2025: 0; 2026: 0; 2027: 0; 2028: 0; 2029: 0; 2030: 0.8985; 2031: 0; 2032: 0; 2033: 18.2507; 2034: 0; 2035: 0; 2036: 0; 2039: 0; 2040: 0
2018-07-07 02:00 | 7 | 1 | 7 | 1 | 0 | 0 | 0.43492 | 0.86984 | 0 | 20.3125 | 10.5647 | 17.0341 | 17.0341 | 17.6687 | 0 | 0 | 2024: 17.6687; 2025: 0; 2026: 0; 2027: 0; 2028: 0; 2029: 0; 2030: 0.86984; 2031: 0; 2032: 0; 2033: 17.6687; 2034: 0; 2035: 0; 2036: 0; 2039: 0; 2040: 0
2018-07-07 03:00 | 7 | 2 | 7 | 1 | 0 | 0 | 0.43592 | 0.87184 | 0 | 20.3125 | 10.5647 | 17.0341 | 17.0341 | 17.7092 | 0 | 0 | 2024: 17.7092; 2025: 0; 2026: 0; 2027: 0; 2028: 0; 2029: 0; 2030: 0.87184; 2031: 0; 2032: 0; 2033: 17.7092; 2034: 0; 2035: 0; 2036: 0; 2039: 0; 2040: 0
2018-07-07 04:00 | 7 | 3 | 7 | 1 | 0 | 0 | 0.48317 | 0.96634 | 0 | 20.3125 | 10.5647 | 17.0341 | 17.0341 | 19.6287 | 0 | 0 | 2024: 19.6287; 2025: 0; 2026: 0; 2027: 0; 2028: 0; 2029: 0; 2030: 0.96634; 2031: 0; 2032: 0; 2033: 19.6287; 2034: 0; 2035: 0; 2036: 0; 2039: 0; 2040: 0
2018-07-07 05:00 | 7 | 4 | 7 | 1 | 0 | 0.0015071 | 0.52669 | 1.0534 | 0.012057 | 20.3125 | 10.5647 | 17.0341 | 17.0341 | 21.3968 | 0.012057 | 0 | 2024: 21.1519; 2025: 0.2449; 2026: 0; 2027: 0.20538; 2028: 0; 2029: 0; 2030: 1.0413; 2031: 0; 2032: 0; 2033: 21.1519; 2034: 0.2449; 2035: 0; 2036: 0.20538; 2039: 0.0015071; 2040: 0.0016507
2018-07-07 06:00 | 7 | 5 | 7 | 1 | 0 | 0.054739 | 0.59511 | 1.1902 | 0.43791 | 20.3125 | 10.5647 | 17.0341 | 17.0341 | 24.1763 | 0.43791 | 0 | 2024: 15.2813; 2025: 8.8951; 2026: 0; 2027: 7.4594; 2028: 0; 2029: 0; 2030: 0.75231; 2031: 0; 2032: 0; 2033: 15.2813; 2034: 8.8951; 2035: 0; 2036: 7.4594; 2039: 0.054739; 2040: 0.030477
2018-07-07 07:00 | 7 | 6 | 7 | 1 | 0 | 0.015258 | 0.71698 | 1.434 | 0.12206 | 20.3125 | 10.5647 | 17.0341 | 17.0341 | 29.1272 | 0.12206 | 0 | 2024: 26.6478; 2025: 2.4794; 2026: 0; 2027: 2.0792; 2028: 0; 2029: 0; 2030: 1.3119; 2031: 0; 2032: 0; 2033: 26.6478; 2034: 2.4794; 2035: 0; 2036: 2.0792; 2039: 0.015258; 2040: 0.043755
2018-07-07 08:00 | 7 | 7 | 7 | 1 | 0 | 0.048557 | 0.84259 | 1.6852 | 0.38846 | 20.3125 | 10.5647 | 17.0341 | 17.0341 | 34.23 | 0.38846 | 0 | 2024: 26.3395; 2025: 7.8905; 2026: 0; 2027: 6.617; 2028: 0; 2029: 0; 2030: 1.2967; 2031: 0; 2032: 0; 2033: 26.3395; 2034: 7.8905; 2035: 0; 2036: 6.617; 2039: 0.048557; 2040: 0.036076
2018-07-07 09:00 | 7 | 8 | 7 | 1 | 0 | 0.090253 | 0.83992 | 1.6798 | 0.72202 | 20.3125 | 10.5647 | 17.0341 | 17.0341 | 34.1219 | 0.72202 | 0 | 2024: 19.4559; 2025: 14.6661; 2026: 0; 2027: 12.299; 2028: 0; 2029: 0; 2030: 0.95783; 2031: 0; 2032: 0; 2033: 19.4559; 2034: 14.6661; 2035: 0; 2036: 12.299; 2039: 0.090253; 2040: 0.10245
2018-07-07 10:00 | 7 | 9 | 7 | 1 | 0 | 0.13215 | 0.91034 | 1.8207 | 1.0572 | 20.3125 | 10.5647 | 17.0341 | 17.0341 | 36.9825 | 1.0572 | 0 | 2024: 15.5082; 2025: 21.4744; 2026: 0; 2027: 18.0085; 2028: 0; 2029: 0; 2030: 0.76348; 2031: 0; 2032: 0; 2033: 15.5082; 2034: 21.4744; 2035: 0; 2036: 18.0085; 2039: 0.13215; 2040: 0.14503
2018-07-07 11:00 | 7 | 10 | 7 | 1 | 0 | 0.12878 | 1.0078 | 2.0156 | 1.0303 | 20.3125 | 10.5647 | 17.0341 | 17.0341 | 40.9409 | 1.0303 | 0 | 2024: 20.0137; 2025: 20.9272; 2026: 0; 2027: 17.5497; 2028: 0; 2029: 0; 2030: 0.98529; 2031: 0; 2032: 0; 2033: 20.0137; 2034: 20.9272; 2035: 0; 2036: 17.5497; 2039: 0.12878; 2040: 0.2187
2018-07-07 12:00 | 7 | 11 | 7 | 1 | 0 | 0.2564 | 0.95228 | 1.9046 | 2.0512 | 20.3125 | 10.5647 | 17.0341 | 17.0341 | 38.6862 | 1.9046 | 0.14663 | 2024: 0; 2025: 38.6862; 2026: 1.5491; 2027: 34.9402; 2028: 0.14663; 2029: 0.14663; 2030: 0; 2031: 0; 2032: 0; 2033: 0; 2034: 38.6862; 2035: 0; 2036: 34.9402; 2039: 0.2564; 2040: 0.26831
2018-07-07 13:00 | 7 | 12 | 7 | 1 | 0 | 0.26633 | 0.96154 | 1.9231 | 2.1307 | 20.3125 | 10.5647 | 17.0341 | 17.0341 | 39.0624 | 1.9231 | 0.2076 | 2024: 0; 2025: 39.0624; 2026: 2.1932; 2027: 36.2942; 2028: 0.2076; 2029: 0.35423; 2030: 0; 2031: 0; 2032: 0; 2033: 0; 2034: 39.0624; 2035: 0; 2036: 36.2942; 2039: 0.26633; 2040: 0.14779
2018-07-07 14:00 | 7 | 13 | 7 | 1 | 0 | 0.24455 | 1.1002 | 2.2004 | 1.9564 | 20.3125 | 10.5647 | 17.0341 | 17.0341 | 44.6947 | 1.9564 | 0 | 2024: 4.9551; 2025: 39.7395; 2026: 0; 2027: 33.3257; 2028: 0; 2029: 0.35423; 2030: 0.24395; 2031: 0.24395; 2032: 0; 2033: 0; 2034: 44.6947; 2035: 0; 2036: 33.3257; 2039: 0.24455; 2040: 0.32137
2018-07-07 15:00 | 7 | 14 | 7 | 1 | 0 | 0.20246 | 1.1447 | 2.2894 | 1.6197 | 20.3125 | 10.5647 | 17.0341 | 17.0341 | 46.5025 | 1.6197 | 0 | 2024: 13.6026; 2025: 32.8999; 2026: 0; 2027: 27.59; 2028: 0; 2029: 0.089074; 2030: 0.66967; 2031: 0.081948; 2032: 0; 2033: 11.938; 2034: 34.5645; 2035: 0; 2036: 27.59; 2039: 0.20246; 2040: 0.31654
2018-07-07 16:00 | 7 | 15 | 7 | 1 | 1 | 0.2578 | 1.1928 | 2.3856 | 2.0624 | 26.4696 | 16.7219 | 17.0341 | 17.0341 | 63.1473 | 2.0624 | 0 | 2024: 8.5571; 2025: 54.5902; 2026: 0; 2027: 35.1307; 2028: 0; 2029: 0; 2030: 0.32328; 2031: 0; 2032: 0; 2033: 8.5571; 2034: 54.5902; 2035: 0; 2036: 35.1307; 2039: 0.2578; 2040: 0.28075
2018-07-07 17:00 | 7 | 16 | 7 | 1 | 1 | 0.12361 | 1.2215 | 2.443 | 0.98891 | 26.4696 | 16.7219 | 17.0341 | 17.0341 | 64.6655 | 0.98891 | 0 | 2024: 38.4894; 2025: 26.1762; 2026: 0; 2027: 16.8453; 2028: 0; 2029: 0; 2030: 1.4541; 2031: 0; 2032: 0; 2033: 38.4894; 2034: 26.1762; 2035: 0; 2036: 16.8453; 2039: 0.12361; 2040: 0.049799
2018-07-07 18:00 | 7 | 17 | 7 | 1 | 1 | 0.030663 | 1.1859 | 2.3717 | 0.2453 | 26.4696 | 16.7219 | 17.0341 | 17.0341 | 62.7789 | 0.2453 | 0 | 2024: 56.2859; 2025: 6.493; 2026: 0; 2027: 4.1785; 2028: 0; 2029: 0; 2030: 2.1264; 2031: 0; 2032: 0; 2033: 56.2859; 2034: 6.493; 2035: 0; 2036: 4.1785; 2039: 0.030663; 2040: 0.075544
2018-07-07 19:00 | 7 | 18 | 7 | 1 | 1 | 0.015237 | 1.1678 | 2.3357 | 0.12189 | 26.4696 | 16.7219 | 17.0341 | 17.0341 | 61.8241 | 0.12189 | 0 | 2024: 58.5976; 2025: 3.2265; 2026: 0; 2027: 2.0764; 2028: 0; 2029: 0; 2030: 2.2138; 2031: 0; 2032: 0; 2033: 58.5976; 2034: 3.2265; 2035: 0; 2036: 2.0764; 2039: 0.015237; 2040: 0.018178
2018-07-07 20:00 | 7 | 19 | 7 | 1 | 0 | 0 | 1.0972 | 2.1944 | 0 | 20.3125 | 10.5647 | 17.0341 | 17.0341 | 44.5735 | 0 | 0 | 2024: 44.5735; 2025: 0; 2026: 0; 2027: 0; 2028: 0; 2029: 0; 2030: 2.1944; 2031: 0; 2032: 0; 2033: 44.5735; 2034: 0; 2035: 0; 2036: 0; 2039: 0; 2040: 0
2018-07-07 21:00 | 7 | 20 | 7 | 1 | 0 | 0 | 0.88513 | 1.7703 | 0 | 20.3125 | 10.5647 | 17.0341 | 17.0341 | 35.9584 | 0 | 0 | 2024: 35.9584; 2025: 0; 2026: 0; 2027: 0; 2028: 0; 2029: 0; 2030: 1.7703; 2031: 0; 2032: 0; 2033: 35.9584; 2034: 0; 2035: 0; 2036: 0; 2039: 0; 2040: 0
2018-07-07 22:00 | 7 | 21 | 7 | 1 | 0 | 0 | 0.64653 | 1.2931 | 0 | 20.3125 | 10.5647 | 17.0341 | 17.0341 | 26.2653 | 0 | 0 | 2024: 26.2653; 2025: 0; 2026: 0; 2027: 0; 2028: 0; 2029: 0; 2030: 1.2931; 2031: 0; 2032: 0; 2033: 26.2653; 2034: 0; 2035: 0; 2036: 0; 2039: 0; 2040: 0
2018-07-07 23:00 | 7 | 22 | 7 | 1 | 0 | 0 | 0.50405 | 1.0081 | 0 | 20.3125 | 10.5647 | 17.0341 | 17.0341 | 20.4769 | 0 | 0 | 2024: 20.4769; 2025: 0; 2026: 0; 2027: 0; 2028: 0; 2029: 0; 2030: 1.0081; 2031: 0; 2032: 0; 2033: 20.4769; 2034: 0; 2035: 0; 2036: 0; 2039: 0; 2040: 0
2018-07-08 | 7 | 23 | 7 | 1 | 0 | 0 | 0.4534 | 0.90681 | 0 | 20.3125 | 10.5647 | 17.0341 | 17.0341 | 18.4195 | 0 | 0 | 2024: 18.4195; 2025: 0; 2026: 0; 2027: 0; 2028: 0; 2029: 0; 2030: 0.90681; 2031: 0; 2032: 0; 2033: 18.4195; 2034: 0; 2035: 0; 2036: 0; 2039: 0; 2040: 0
2018-07-08 01:00 | 7 | 0 | 1 | 1 | 0 | 0 | 0.42686 | 0.85373 | 0 | 20.3125 | 10.5647 | 17.0341 | 17.0341 | 17.3414 | 0 | 0 | 2024: 17.3414; 2025: 0; 2026: 0; 2027: 0; 2028: 0; 2029: 0; 2030: 0.85373; 2031: 0; 2032: 0; 2033: 17.3414; 2034: 0; 2035: 0; 2036: 0; 2039: 0; 2040: 0
2018-07-08 02:00 | 7 | 1 | 1 | 1 | 0 | 0 | 0.42145 | 0.8429 | 0 | 20.3125 | 10.5647 | 17.0341 | 17.0341 | 17.1213 | 0 | 0 | 2024: 17.1213; 2025: 0; 2026: 0; 2027: 0; 2028: 0; 2029: 0; 2030: 0.8429; 2031: 0; 2032: 0; 2033: 17.1213; 2034: 0; 2035: 0; 2036: 0; 2039: 0; 2040: 0
2018-07-08 03:00 | 7 | 2 | 1 | 1 | 0 | 0 | 0.43114 | 0.86227 | 0 | 20.3125 | 10.5647 | 17.0341 | 17.0341 | 17.5149 | 0 | 0 | 2024: 17.5149; 2025: 0; 2026: 0; 2027: 0; 2028: 0; 2029: 0; 2030: 0.86227; 2031: 0; 2032: 0; 2033: 17.5149; 2034: 0; 2035: 0; 2036: 0; 2039: 0; 2040: 0
2018-07-08 04:00 | 7 | 3 | 1 | 1 | 0 | 0 | 0.44544 | 0.89088 | 0 | 20.3125 | 10.5647 | 17.0341 | 17.0341 | 18.096 | 0 | 0 | 2024: 18.096; 2025: 0; 2026: 0; 2027: 0; 2028: 0; 2029: 0; 2030: 0.89088; 2031: 0; 2032: 0; 2033: 18.096; 2034: 0; 2035: 0; 2036: 0; 2039: 0; 2040: 0
2018-07-08 05:00 | 7 | 4 | 1 | 1 | 0 | 0.0035294 | 0.49027 | 0.98053 | 0.028235 | 20.3125 | 10.5647 | 17.0341 | 17.0341 | 19.9171 | 0.028235 | 0 | 2024: 19.3435; 2025: 0.57353; 2026: 0; 2027: 0.48097; 2028: 0; 2029: 0; 2030: 0.9523; 2031: 0; 2032: 0; 2033: 19.3435; 2034: 0.57353; 2035: 0; 2036: 0.48097; 2039: 0.0035294; 2040: 0.00056433
2018-07-08 06:00 | 7 | 5 | 1 | 1 | 0 | 0.044605 | 0.58712 | 1.1742 | 0.35684 | 20.3125 | 10.5647 | 17.0341 | 17.0341 | 23.8518 | 0.35684 | 0 | 2024: 16.6035; 2025: 7.2483; 2026: 0; 2027: 6.0785; 2028: 0; 2029: 0; 2030: 0.8174; 2031: 0; 2032: 0; 2033: 16.6035; 2034: 7.2483; 2035: 0; 2036: 6.0785; 2039: 0.044605; 2040: 0.058104
2018-07-08 07:00 | 7 | 6 | 1 | 1 | 0 | 0.17183 | 0.76161 | 1.5232 | 1.3746 | 20.3125 | 10.5647 | 17.0341 | 17.0341 | 30.9404 | 1.3746 | 0 | 2024: 3.0185; 2025: 27.9219; 2026: 0; 2027: 23.4154; 2028: 0; 2029: 0; 2030: 0.1486; 2031: 0; 2032: 0; 2033: 3.0185; 2034: 27.9219; 2035: 0; 2036: 23.4154; 2039: 0.17183; 2040: 0.13612
2018-07-08 08:00 | 7 | 7 | 1 | 1 | 0 | 0.19437 | 0.82291 | 1.6458 | 1.555 | 20.3125 | 10.5647 | 17.0341 | 17.0341 | 33.4309 | 1.555 | 0 | 2024: 1.8456; 2025: 31.5853; 2026: 0; 2027: 26.4875; 2028: 0; 2029: 0; 2030: 0.090861; 2031: 0; 2032: 0; 2033: 1.8456; 2034: 31.5853; 2035: 0; 2036: 26.4875; 2039: 0.19437; 2040: 0.21387
2018-07-08 09:00 | 7 | 8 | 1 | 1 | 0 | 0.32032 | 0.7471 | 1.4942 | 2.5625 | 20.3125 | 10.5647 | 17.0341 | 17.0341 | 30.3508 | 1.4942 | 1.0684 | 2024: 0; 2025: 30.3508; 2026: 11.2869; 2027: 43.6507; 2028: 1.0684; 2029: 1.0684; 2030: 0; 2031: 0; 2032: 0; 2033: 0; 2034: 30.3508; 2035: 0; 2036: 43.6507; 2039: 0.32032; 2040: 0.30643
2018-07-08 10:00 | 7 | 9 | 1 | 1 | 0 | 0.29654 | 0.81135 | 1.6227 | 2.3724 | 20.3125 | 10.5647 | 17.0341 | 17.0341 | 32.9612 | 1.6227 | 0.74964 | 2024: 0; 2025: 32.9612; 2026: 7.9198; 2027: 40.411; 2028: 0.74964; 2029: 1.818; 2030: 0; 2031: 0; 2032: 0; 2033: 0; 2034: 32.9612; 2035: 0; 2036: 40.411; 2039: 0.29654; 2040: 0.22976
2018-07-08 11:00 | 7 | 10 | 1 | 1 | 0 | 0.37668 | 0.82131 | 1.6426 | 3.0135 | 20.3125 | 10.5647 | 17.0341 | 17.0341 | 33.3657 | 1.6426 | 1.3709 | 2024: 0; 2025: 33.3657; 2026: 14.4827; 2027: 51.3319; 2028: 1.3709; 2029: 3.1889; 2030: 0; 2031: 0; 2032: 0; 2033: 0; 2034: 33.3657; 2035: 0; 2036: 51.3319; 2039: 0.37668; 2040: 0.39653
2018-07-08 12:00 | 7 | 11 | 1 | 1 | 0 | 0.30975 | 0.87989 | 1.7598 | 2.478 | 20.3125 | 10.5647 | 17.0341 | 17.0341 | 35.7454 | 1.7598 | 0.71822 | 2024: 0; 2025: 35.7454; 2026: 7.5878; 2027: 42.2105; 2028: 0.71822; 2029: 3.9071; 2030: 0; 2031: 0; 2032: 0; 2033: 0; 2034: 35.7454; 2035: 0; 2036: 42.2105; 2039: 0.30975; 2040: 0.40289
2018-07-08 13:00 | 7 | 12 | 1 | 1 | 0 | 0.30496 | 0.94246 | 1.8849 | 2.4397 | 20.3125 | 10.5647 | 17.0341 | 17.0341 | 38.2874 | 1.8849 | 0.5548 | 2024: 0; 2025: 38.2874; 2026: 5.8613; 2027: 41.5585; 2028: 0.5548; 2029: 4.4619; 2030: 0; 2031: 0; 2032: 0; 2033: 0; 2034: 38.2874; 2035: 0; 2036: 41.5585; 2039: 0.30496; 2040: 0.27248
2018-07-08 14:00 | 7 | 13 | 1 | 1 | 0 | 0.22628 | 0.98332 | 1.9666 | 1.8103 | 20.3125 | 10.5647 | 17.0341 | 17.0341 | 39.9475 | 1.8103 | 0 | 2024: 3.1767; 2025: 36.7708; 2026: 0; 2027: 30.8362; 2028: 0; 2029: 4.4619; 2030: 0.15639; 2031: 0.15639; 2032: 0; 2033: 0; 2034: 39.9475; 2035: 0; 2036: 30.8362; 2039: 0.22628; 2040: 0.22432
2018-07-08 15:00 | 7 | 14 | 1 | 1 | 0 | 0.097881 | 1.099 | 2.198 | 0.78305 | 20.3125 | 10.5647 | 17.0341 | 17.0341 | 44.647 | 0.78305 | 0 | 2024: 28.7413; 2025: 15.9057; 2026: 0; 2027: 13.3386; 2028: 0; 2029: 4.2919; 2030: 1.415; 2031: 1.415; 2032: 0; 2033: 0; 2034: 44.647; 2035: 0; 2036: 13.3386; 2039: 0.097881; 2040: 0.12882
2018-07-08 16:00 | 7 | 15 | 1 | 1 | 1 | 0.098205 | 1.268 | 2.536 | 0.78564 | 26.4696 | 16.7219 | 17.0341 | 17.0341 | 67.1278 | 0.78564 | 0 | 2024: 46.3321; 2025: 20.7957; 2026: 0; 2027: 13.3828; 2028: 0; 2029: 2.7539; 2030: 1.7504; 2031: 1.7504; 2032: 0; 2033: 0; 2034: 67.1278; 2035: 0; 2036: 13.3828; 2039: 0.098205; 2040: 0.21469
2018-07-08 17:00 | 7 | 16 | 1 | 1 | 1 | 0.054816 | 1.3334 | 2.6668 | 0.43853 | 26.4696 | 16.7219 | 17.0341 | 17.0341 | 70.5894 | 0.43853 | 0 | 2024: 58.9817; 2025: 11.6077; 2026: 0; 2027: 7.4699; 2028: 0; 2029: 0.8513; 2030: 2.2283; 2031: 0.7832; 2032: 0; 2033: 38.2508; 2034: 32.3386; 2035: 0; 2036: 7.4699; 2039: 0.054816; 2040: 0.14089
2018-07-08 18:00 | 7 | 17 | 1 | 1 | 1 | 0.062906 | 1.4192 | 2.8385 | 0.50325 | 26.4696 | 16.7219 | 17.0341 | 17.0341 | 75.1328 | 0.50325 | 0 | 2024: 61.8119; 2025: 13.3209; 2026: 0; 2027: 8.5724; 2028: 0; 2029: 0; 2030: 2.3352; 2031: 0; 2032: 0; 2033: 61.8119; 2034: 13.3209; 2035: 0; 2036: 8.5724; 2039: 0.062906; 2040: 0.066567
2018-07-08 19:00 | 7 | 18 | 1 | 1 | 1 | 0.016263 | 1.3098 | 2.6195 | 0.13011 | 26.4696 | 16.7219 | 17.0341 | 17.0341 | 69.3384 | 0.13011 | 0 | 2024: 65.8946; 2025: 3.4438; 2026: 0; 2027: 2.2162; 2028: 0; 2029: 0; 2030: 2.4894; 2031: 0; 2032: 0; 2033: 65.8946; 2034: 3.4438; 2035: 0; 2036: 2.2162; 2039: 0.016263; 2040: 0.018102
2018-07-08 20:00 | 7 | 19 | 1 | 1 | 0 | 0 | 1.2563 | 2.5125 | 0 | 20.3125 | 10.5647 | 17.0341 | 17.0341 | 51.0353 | 0 | 0 | 2024: 51.0353; 2025: 0; 2026: 0; 2027: 0; 2028: 0; 2029: 0; 2030: 2.5125; 2031: 0; 2032: 0; 2033: 51.0353; 2034: 0; 2035: 0; 2036: 0; 2039: 0; 2040: 0
2018-07-08 21:00 | 7 | 20 | 1 | 1 | 0 | 0 | 0.99264 | 1.9853 | 0 | 20.3125 | 10.5647 | 17.0341 | 17.0341 | 40.3259 | 0 | 0 | 2024: 40.3259; 2025: 0; 2026: 0; 2027: 0; 2028: 0; 2029: 0; 2030: 1.9853; 2031: 0; 2032: 0; 2033: 40.3259; 2034: 0; 2035: 0; 2036: 0; 2039: 0; 2040: 0
2018-07-08 22:00 | 7 | 21 | 1 | 1 | 0 | 0 | 0.72435 | 1.4487 | 0 | 20.3125 | 10.5647 | 17.0341 | 17.0341 | 29.4269 | 0 | 0 | 2024: 29.4269; 2025: 0; 2026: 0; 2027: 0; 2028: 0; 2029: 0; 2030: 1.4487; 2031: 0; 2032: 0; 2033: 29.4269; 2034: 0; 2035: 0; 2036: 0; 2039: 0; 2040: 0
2018-07-08 23:00 | 7 | 22 | 1 | 1 | 0 | 0 | 0.62258 | 1.2452 | 0 | 20.3125 | 10.5647 | 17.0341 | 17.0341 | 25.2922 | 0 | 0 | 2024: 25.2922; 2025: 0; 2026: 0; 2027: 0; 2028: 0; 2029: 0; 2030: 1.2452; 2031: 0; 2032: 0; 2033: 25.2922; 2034: 0; 2035: 0; 2036: 0; 2039: 0; 2040: 0
2018-07-09 | 7 | 23 | 1 | 1 | 0 | 0 | 0.54701 | 1.094 | 0 | 20.3125 | 10.5647 | 17.0341 | 17.0341 | 22.2223 | 0 | 0 | 2024: 22.2223; 2025: 0; 2026: 0; 2027: 0; 2028: 0; 2029: 0; 2030: 1.094; 2031: 0; 2032: 0; 2033: 22.2223; 2034: 0; 2035: 0; 2036: 0; 2039: 0; 2040: 0
2018-07-09 01:00 | 7 | 0 | 2 | 1 | 0 | 0 | 0.51409 | 1.0282 | 0 | 20.3125 | 10.5647 | 17.0341 | 17.0341 | 20.885 | 0 | 0 | 2024: 20.885; 2025: 0; 2026: 0; 2027: 0; 2028: 0; 2029: 0; 2030: 1.0282; 2031: 0; 2032: 0; 2033: 20.885; 2034: 0; 2035: 0; 2036: 0; 2039: 0; 2040: 0
2018-07-09 02:00 | 7 | 1 | 2 | 1 | 0 | 0 | 0.50124 | 1.0025 | 0 | 20.3125 | 10.5647 | 17.0341 | 17.0341 | 20.3627 | 0 | 0 | 2024: 20.3627; 2025: 0; 2026: 0; 2027: 0; 2028: 0; 2029: 0; 2030: 1.0025; 2031: 0; 2032: 0; 2033: 20.3627; 2034: 0; 2035: 0; 2036: 0; 2039: 0; 2040: 0
2018-07-09 03:00 | 7 | 2 | 2 | 1 | 0 | 0 | 0.50278 | 1.0056 | 0 | 20.3125 | 10.5647 | 17.0341 | 17.0341 | 20.4253 | 0 | 0 | 2024: 20.4253; 2025: 0; 2026: 0; 2027: 0; 2028: 0; 2029: 0; 2030: 1.0056; 2031: 0; 2032: 0; 2033: 20.4253; 2034: 0; 2035: 0; 2036: 0; 2039: 0; 2040: 0
2018-07-09 04:00 | 7 | 3 | 2 | 1 | 0 | 0 | 0.53007 | 1.0601 | 0 | 20.3125 | 10.5647 | 17.0341 | 17.0341 | 21.5342 | 0 | 0 | 2024: 21.5342; 2025: 0; 2026: 0; 2027: 0; 2028: 0; 2029: 0; 2030: 1.0601; 2031: 0; 2032: 0; 2033: 21.5342; 2034: 0; 2035: 0; 2036: 0; 2039: 0; 2040: 0
2018-07-09 05:00 | 7 | 4 | 2 | 1 | 0 | 0 | 0.6719 | 1.3438 | 0 | 20.3125 | 10.5647 | 17.0341 | 17.0341 | 27.2961 | 0 | 0 | 2024: 27.2961; 2025: 0; 2026: 0; 2027: 0; 2028: 0; 2029: 0; 2030: 1.3438; 2031: 0; 2032: 0; 2033: 27.2961; 2034: 0; 2035: 0; 2036: 0; 2039: 0; 2040: 0.0013287
2018-07-09 06:00 | 7 | 5 | 2 | 1 | 0 | 0.053914 | 0.84674 | 1.6935 | 0.43131 | 20.3125 | 10.5647 | 17.0341 | 17.0341 | 34.3986 | 0.43131 | 0 | 2024: 25.6376; 2025: 8.761; 2026: 0; 2027: 7.347; 2028: 0; 2029: 0; 2030: 1.2622; 2031: 0; 2032: 0; 2033: 25.6376; 2034: 8.761; 2035: 0; 2036: 7.347; 2039: 0.053914; 2040: 0
2018-07-09 07:00 | 7 | 6 | 2 | 1 | 0 | 0.010325 | 0.9345 | 1.869 | 0.082602 | 20.3125 | 10.5647 | 17.0341 | 17.0341 | 37.964 | 0.082602 | 0 | 2024: 36.2862; 2025: 1.6778; 2026: 0; 2027: 1.407; 2028: 0; 2029: 0; 2030: 1.7864; 2031: 0; 2032: 0; 2033: 36.2862; 2034: 1.6778; 2035: 0; 2036: 1.407; 2039: 0.010325; 2040: 0.093501
2018-07-09 08:00 | 7 | 7 | 2 | 1 | 0 | 0.049162 | 1.0276 | 2.0552 | 0.39329 | 20.3125 | 10.5647 | 17.0341 | 17.0341 | 41.7457 | 0.39329 | 0 | 2024: 33.7569; 2025: 7.9888; 2026: 0; 2027: 6.6994; 2028: 0; 2029: 0; 2030: 1.6619; 2031: 0; 2032: 0; 2033: 33.7569; 2034: 7.9888; 2035: 0; 2036: 6.6994; 2039: 0.049162; 2040: 0.063244
2018-07-09 09:00 | 7 | 8 | 2 | 1 | 0 | 0.093856 | 1.1979 | 2.3958 | 0.75085 | 20.3125 | 10.5647 | 17.0341 | 17.0341 | 48.6652 | 0.75085 | 0 | 2024: 33.4136; 2025: 15.2516; 2026: 0; 2027: 12.7901; 2028: 0; 2029: 0; 2030: 1.645; 2031: 0; 2032: 0; 2033: 33.4136; 2034: 15.2516; 2035: 0; 2036: 12.7901; 2039: 0.093856; 2040: 0.13263
2018-07-09 10:00 | 7 | 9 | 2 | 1 | 0 | 0.12519 | 1.3699 | 2.7398 | 1.0015 | 20.3125 | 10.5647 | 17.0341 | 17.0341 | 55.6523 | 1.0015 | 0 | 2024: 35.3086; 2025: 20.3437; 2026: 0; 2027: 17.0603; 2028: 0; 2029: 0; 2030: 1.7383; 2031: 0; 2032: 0; 2033: 35.3086; 2034: 20.3437; 2035: 0; 2036: 17.0603; 2039: 0.12519; 2040: 0.15264
2018-07-09 11:00 | 7 | 10 | 2 | 1 | 0 | 0.16431 | 1.4027 | 2.8054 | 1.3145 | 20.3125 | 10.5647 | 17.0341 | 17.0341 | 56.9848 | 1.3145 | 0 | 2024: 30.2836; 2025: 26.7012; 2026: 0; 2027: 22.3917; 2028: 0; 2029: 0; 2030: 1.4909; 2031: 0; 2032: 0; 2033: 30.2836; 2034: 26.7012; 2035: 0; 2036: 22.3917; 2039: 0.16431; 2040: 0.23425
2018-07-09 12:00 | 7 | 11 | 2 | 1 | 0 | 0.30554 | 1.4729 | 2.9459 | 2.4443 | 20.3125 | 10.5647 | 17.0341 | 17.0341 | 59.8377 | 2.4443 | 0 | 2024: 10.1879; 2025: 49.6498; 2026: 0; 2027: 41.6365; 2028: 0; 2029: 0; 2030: 0.50156; 2031: 0; 2032: 0; 2033: 10.1879; 2034: 49.6498; 2035: 0; 2036: 41.6365; 2039: 0.30554; 2040: 0.33912
2018-07-09 13:00 | 7 | 12 | 2 | 1 | 0 | 0.37497 | 1.6808 | 3.3616 | 2.9998 | 20.3125 | 10.5647 | 17.0341 | 17.0341 | 68.2831 | 2.9998 | 0 | 2024: 7.3501; 2025: 60.933; 2026: 0; 2027: 51.0986; 2028: 0; 2029: 0; 2030: 0.36185; 2031: 0; 2032: 0; 2033: 7.3501; 2034: 60.933; 2035: 0; 2036: 51.0986; 2039: 0.37497; 2040: 0.33048
2018-07-09 14:00 | 7 | 13 | 2 | 1 | 0 | 0.32648 | 1.8811 | 3.7623 | 2.6118 | 20.3125 | 10.5647 | 17.0341 | 17.0341 | 76.4217 | 2.6118 | 0 | 2024: 23.3689; 2025: 53.0528; 2026: 0; 2027: 44.4903; 2028: 0; 2029: 0; 2030: 1.1505; 2031: 0; 2032: 0; 2033: 23.3689; 2034: 53.0528; 2035: 0; 2036: 44.4903; 2039: 0.32648; 2040: 0.33696
2018-07-09 15:00 | 7 | 14 | 2 | 1 | 0 | 0.18906 | 1.986 | 3.9721 | 1.5125 | 20.3125 | 10.5647 | 17.0341 | 17.0341 | 80.6829 | 1.5125 | 0 | 2024: 49.9611; 2025: 30.7218; 2026: 0; 2027: 25.7634; 2028: 0; 2029: 0; 2030: 2.4596; 2031: 0; 2032: 0; 2033: 49.9611; 2034: 30.7218; 2035: 0; 2036: 25.7634; 2039: 0.18906; 2040: 0.30676
2018-07-09 16:00 | 7 | 15 | 2 | 1 | 1 | 0.21507 | 2.0627 | 4.1254 | 1.7205 | 26.4696 | 16.7219 | 17.0341 | 17.0341 | 109.1985 | 1.7205 | 0 | 2024: 63.6569; 2025: 45.5416; 2026: 0; 2027: 29.3076; 2028: 0; 2029: 0; 2030: 2.4049; 2031: 0; 2032: 0; 2033: 63.6569; 2034: 45.5416; 2035: 0; 2036: 29.3076; 2039: 0.21507; 2040: 0.12665
2018-07-09 17:00 | 7 | 16 | 2 | 1 | 1 | 0.072411 | 2.0978 | 4.1957 | 0.57928 | 26.4696 | 16.7219 | 17.0341 | 17.0341 | 111.0579 | 0.57928 | 0 | 2024: 95.7245; 2025: 15.3334; 2026: 0; 2027: 9.8676; 2028: 0; 2029: 0; 2030: 3.6164; 2031: 0; 2032: 0; 2033: 95.7245; 2034: 15.3334; 2035: 0; 2036: 9.8676; 2039: 0.072411; 2040: 0.10858
2018-07-09 18:00 | 7 | 17 | 2 | 1 | 1 | 0.085971 | 2.098 | 4.1959 | 0.68777 | 26.4696 | 16.7219 | 17.0341 | 17.0341 | 111.0643 | 0.68777 | 0 | 2024: 92.8593; 2025: 18.205; 2026: 0; 2027: 11.7155; 2028: 0; 2029: 0; 2030: 3.5081; 2031: 0; 2032: 0; 2033: 92.8593; 2034: 18.205; 2035: 0; 2036: 11.7155; 2039: 0.085971; 2040: 0.094921
2018-07-09 19:00 | 7 | 18 | 2 | 1 | 1 | 0.013945 | 1.9575 | 3.915 | 0.11156 | 26.4696 | 16.7219 | 17.0341 | 17.0341 | 103.6298 | 0.11156 | 0 | 2024: 100.6769; 2025: 2.9528; 2026: 0; 2027: 1.9003; 2028: 0; 2029: 0; 2030: 3.8035; 2031: 0; 2032: 0; 2033: 100.6769; 2034: 2.9528; 2035: 0; 2036: 1.9003; 2039: 0.013945; 2040: 0.017817
2018-07-09 20:00 | 7 | 19 | 2 | 1 | 0 | 0 | 1.703 | 3.4061 | 0 | 20.3125 | 10.5647 | 17.0341 | 17.0341 | 69.1857 | 0 | 0 | 2024: 69.1857; 2025: 0; 2026: 0; 2027: 0; 2028: 0; 2029: 0; 2030: 3.4061; 2031: 0; 2032: 0; 2033: 69.1857; 2034: 0; 2035: 0; 2036: 0; 2039: 0; 2040: 0
2018-07-09 21:00 | 7 | 20 | 2 | 1 | 0 | 0 | 1.4445 | 2.8891 | 0 | 20.3125 | 10.5647 | 17.0341 | 17.0341 | 58.684 | 0 | 0 | 2024: 58.684; 2025: 0; 2026: 0; 2027: 0; 2028: 0; 2029: 0; 2030: 2.8891; 2031: 0; 2032: 0; 2033: 58.684; 2034: 0; 2035: 0; 2036: 0; 2039: 0; 2040: 0
2018-07-09 22:00 | 7 | 21 | 2 | 1 | 0 | 0 | 1.2025 | 2.405 | 0 | 20.3125 | 10.5647 | 17.0341 | 17.0341 | 48.852 | 0 | 0 | 2024: 48.852; 2025: 0; 2026: 0; 2027: 0; 2028: 0; 2029: 0; 2030: 2.405; 2031: 0; 2032: 0; 2033: 48.852; 2034: 0; 2035: 0; 2036: 0; 2039: 0; 2040: 0
2018-07-09 23:00 | 7 | 22 | 2 | 1 | 0 | 0 | 1.0436 | 2.0872 | 0 | 20.3125 | 10.5647 | 17.0341 | 17.0341 | 42.3957 | 0 | 0 | 2024: 42.3957; 2025: 0; 2026: 0; 2027: 0; 2028: 0; 2029: 0; 2030: 2.0872; 2031: 0; 2032: 0; 2033: 42.3957; 2034: 0; 2035: 0; 2036: 0; 2039: 0; 2040: 0
2018-07-10 | 7 | 23 | 2 | 1 | 0 | 0 | 0.88712 | 1.7742 | 0 | 20.3125 | 10.5647 | 17.0341 | 17.0341 | 36.0391 | 0 | 0 | 2024: 36.0391; 2025: 0; 2026: 0; 2027: 0; 2028: 0; 2029: 0; 2030: 1.7742; 2031: 0; 2032: 0; 2033: 36.0391; 2034: 0; 2035: 0; 2036: 0; 2039: 0; 2040: 0
2018-07-10 01:00 | 7 | 0 | 3 | 1 | 0 | 0 | 0.77091 | 1.5418 | 0 | 20.3125 | 10.5647 | 17.0341 | 17.0341 | 31.3183 | 0 | 0 | 2024: 31.3183; 2025: 0; 2026: 0; 2027: 0; 2028: 0; 2029: 0; 2030: 1.5418; 2031: 0; 2032: 0; 2033: 31.3183; 2034: 0; 2035: 0; 2036: 0; 2039: 0; 2040: 0
2018-07-10 02:00 | 7 | 1 | 3 | 1 | 0 | 0 | 0.66225 | 1.3245 | 0 | 20.3125 | 10.5647 | 17.0341 | 17.0341 | 26.904 | 0 | 0 | 2024: 26.904; 2025: 0; 2026: 0; 2027: 0; 2028: 0; 2029: 0; 2030: 1.3245; 2031: 0; 2032: 0; 2033: 26.904; 2034: 0; 2035: 0; 2036: 0; 2039: 0; 2040: 0
2018-07-10 03:00 | 7 | 2 | 3 | 1 | 0 | 0 | 0.59507 | 1.1901 | 0 | 20.3125 | 10.5647 | 17.0341 | 17.0341 | 24.1748 | 0 | 0 | 2024: 24.1748; 2025: 0; 2026: 0; 2027: 0; 2028: 0; 2029: 0; 2030: 1.1901; 2031: 0; 2032: 0; 2033: 24.1748; 2034: 0; 2035: 0; 2036: 0; 2039: 0; 2040: 0
2018-07-10 04:00 | 7 | 3 | 3 | 1 | 0 | 0 | 0.57681 | 1.1536 | 0 | 20.3125 | 10.5647 | 17.0341 | 17.0341 | 23.4331 | 0 | 0 | 2024: 23.4331; 2025: 0; 2026: 0; 2027: 0; 2028: 0; 2029: 0; 2030: 1.1536; 2031: 0; 2032: 0; 2033: 23.4331; 2034: 0; 2035: 0; 2036: 0; 2039: 0; 2040: 0
2018-07-10 05:00 | 7 | 4 | 3 | 1 | 0 | 0.0026084 | 0.72342 | 1.4468 | 0.020868 | 20.3125 | 10.5647 | 17.0341 | 17.0341 | 29.389 | 0.020868 | 0 | 2024: 28.9651; 2025: 0.42387; 2026: 0; 2027: 0.35546; 2028: 0; 2029: 0; 2030: 1.426; 2031: 0; 2032: 0; 2033: 28.9651; 2034: 0.42387; 2035: 0; 2036: 0.35546; 2039: 0.0026084; 2040: 0.0028447
2018-07-10 06:00 | 7 | 5 | 3 | 1 | 0 | 0.052372 | 0.95183 | 1.9037 | 0.41897 | 20.3125 | 10.5647 | 17.0341 | 17.0341 | 38.6682 | 0.41897 | 0 | 2024: 30.1579; 2025: 8.5104; 2026: 0; 2027: 7.1368; 2028: 0; 2029: 0; 2030: 1.4847; 2031: 0; 2032: 0; 2033: 30.1579; 2034: 8.5104; 2035: 0; 2036: 7.1368; 2039: 0.052372; 2040: 0.059958
2018-07-10 07:00 | 7 | 6 | 3 | 1 | 0 | 0.1388 | 1.0603 | 2.1206 | 1.1104 | 20.3125 | 10.5647 | 17.0341 | 17.0341 | 43.075 | 1.1104 | 0 | 2024: 20.5206; 2025: 22.5544; 2026: 0; 2027: 18.9142; 2028: 0; 2029: 0; 2030: 1.0102; 2031: 0; 2032: 0; 2033: 20.5206; 2034: 22.5544; 2035: 0; 2036: 18.9142; 2039: 0.1388; 2040: 0.19915
2018-07-10 08:00 | 7 | 7 | 3 | 1 | 0 | 0.31642 | 1.1554 | 2.3108 | 2.5314 | 20.3125 | 10.5647 | 17.0341 | 17.0341 | 46.9385 | 2.3108 | 0.22055 | 2024: 0; 2025: 46.9385; 2026: 2.33; 2027: 43.1197; 2028: 0.22055; 2029: 0.22055; 2030: 0; 2031: 0; 2032: 0; 2033: 0; 2034: 46.9385; 2035: 0; 2036: 43.1197; 2039: 0.31642; 2040: 0.34385
2018-07-10 09:00 | 7 | 8 | 3 | 1 | 0 | 0.48536 | 1.2351 | 2.4701 | 3.8829 | 20.3125 | 10.5647 | 17.0341 | 17.0341 | 50.1739 | 2.4701 | 1.4128 | 2024: 0; 2025: 50.1739; 2026: 14.9257; 2027: 66.1417; 2028: 1.4128; 2029: 1.6333; 2030: 0; 2031: 0; 2032: 0; 2033: 0; 2034: 50.1739; 2035: 0; 2036: 66.1417; 2039: 0.48536; 2040: 0.51905
2018-07-10 10:00 | 7 | 9 | 3 | 1 | 0 | 0.53048 | 1.3095 | 2.619 | 4.2439 | 20.3125 | 10.5647 | 17.0341 | 17.0341 | 53.1986 | 2.619 | 1.6248 | 2024: 0; 2025: 53.1986; 2026: 17.1661; 2027: 72.2905; 2028: 1.6248; 2029: 3.2582; 2030: 0; 2031: 0; 2032: 0; 2033: 0; 2034: 53.1986; 2035: 0; 2036: 72.2905; 2039: 0.53048; 2040: 0.57105
2018-07-10 11:00 | 7 | 10 | 3 | 1 | 0 | 0.53155 | 1.4165 | 2.8331 | 4.2524 | 20.3125 | 10.5647 | 17.0341 | 17.0341 | 57.5472 | 2.8331 | 1.4193 | 2024: 0; 2025: 57.5472; 2026: 14.9948; 2027: 72.4363; 2028: 1.4193; 2029: 4.6775; 2030: 0; 2031: 0; 2032: 0; 2033: 0; 2034: 57.5472; 2035: 0; 2036: 72.4363; 2039: 0.53155; 2040: 0.66149
2018-07-10 12:00 | 7 | 11 | 3 | 1 | 0 | 0.50904 | 1.4097 | 2.8194 | 4.0723 | 20.3125 | 10.5647 | 17.0341 | 17.0341 | 57.2685 | 2.8194 | 1.253 | 2024: 0; 2025: 57.2685; 2026: 13.2371; 2027: 69.3686; 2028: 1.253; 2029: 5.9305; 2030: 0; 2031: 0; 2032: 0; 2033: 0; 2034: 57.2685; 2035: 0; 2036: 69.3686; 2039: 0.50904; 2040: 0.62111
2018-07-10 13:00 | 7 | 12 | 3 | 1 | 0 | 0.49871 | 1.3169 | 2.6338 | 3.9897 | 20.3125 | 10.5647 | 17.0341 | 17.0341 | 53.4984 | 2.6338 | 1.3559 | 2024: 0; 2025: 53.4984; 2026: 14.3247; 2027: 67.9605; 2028: 1.3559; 2029: 7.2864; 2030: 0; 2031: 0; 2032: 0; 2033: 0; 2034: 53.4984; 2035: 0; 2036: 67.9605; 2039: 0.49871; 2040: 0.62499
2018-07-10 14:00 | 7 | 13 | 3 | 1 | 0 | 0.2915 | 1.5164 | 3.0328 | 2.332 | 20.3125 | 10.5647 | 17.0341 | 17.0341 | 61.6043 | 2.332 | 0 | 2024: 14.236; 2025: 47.3683; 2026: 0; 2027: 39.7232; 2028: 0; 2029: 7.2864; 2030: 0.70085; 2031: 0.70085; 2032: 0; 2033: 0; 2034: 61.6043; 2035: 0; 2036: 39.7232; 2039: 0.2915; 2040: 0.56699
2018-07-10 15:00 | 7 | 14 | 3 | 1 | 0 | 0.40457 | 1.6404 | 3.2809 | 3.2365 | 20.3125 | 10.5647 | 17.0341 | 17.0341 | 66.643 | 3.2365 | 0 | 2024: 0.90066; 2025: 65.7423; 2026: 0; 2027: 55.1318; 2028: 0; 2029: 6.5246; 2030: 0.04434; 2031: 0.04434; 2032: 0; 2033: 0; 2034: 66.643; 2035: 0; 2036: 55.1318; 2039: 0.40457; 2040: 0.45927
2018-07-10 16:00 | 7 | 15 | 3 | 1 | 1 | 0.31438 | 1.7605 | 3.521 | 2.515 | 26.4696 | 16.7219 | 17.0341 | 17.0341 | 93.2009 | 2.515 | 0 | 2024: 26.6293; 2025: 66.5716; 2026: 0; 2027: 42.8411; 2028: 0; 2029: 6.4764; 2030: 1.006; 2031: 1.006; 2032: 0; 2033: 0; 2034: 93.2009; 2035: 0; 2036: 42.8411; 2039: 0.31438; 2040: 0.36818
2018-07-10 17:00 | 7 | 16 | 3 | 1 | 1 | 0.21195 | 1.8164 | 3.6329 | 1.6956 | 26.4696 | 16.7219 | 17.0341 | 17.0341 | 96.1612 | 1.6956 | 0 | 2024: 51.2801; 2025: 44.8811; 2026: 0; 2027: 28.8826; 2028: 0; 2029: 5.3829; 2030: 1.9373; 2031: 1.9373; 2032: 0; 2033: 0; 2034: 96.1612; 2035: 0; 2036: 28.8826; 2039: 0.21195; 2040: 0.21266
2018-07-10 18:00 | 7 | 17 | 3 | 1 | 1 | 0.087269 | 1.7185 | 3.437 | 0.69815 | 26.4696 | 16.7219 | 17.0341 | 17.0341 | 90.9758 | 0.69815 | 0 | 2024: 72.496; 2025: 18.4798; 2026: 0; 2027: 11.8924; 2028: 0; 2029: 3.2771; 2030: 2.7388; 2031: 2.7388; 2032: 0; 2033: 0; 2034: 90.9758; 2035: 0; 2036: 11.8924; 2039: 0.087269; 2040: 0.081811
2018-07-10 19:00 | 7 | 18 | 3 | 1 | 1 | 0.016095 | 1.6571 | 3.3143 | 0.12876 | 26.4696 | 16.7219 | 17.0341 | 17.0341 | 87.7271 | 0.12876 | 0 | 2024: 84.3188; 2025: 3.4083; 2026: 0; 2027: 2.1933; 2028: 0; 2029: 0.30008; 2030: 3.1855; 2031: 0.27608; 2032: 0; 2033: 77.0111; 2034: 10.716; 2035: 0; 2036: 2.1933; 2039: 0.016095; 2040: 0.020037
2018-07-10 20:00 | 7 | 19 | 3 | 1 | 0 | 0 | 1.4749 | 2.9498 | 0 | 20.3125 | 10.5647 | 17.0341 | 17.0341 | 59.9177 | 0 | 0 | 2024: 59.9177; 2025: 0; 2026: 0; 2027: 0; 2028: 0; 2029: 0; 2030: 2.9498; 2031: 0; 2032: 0; 2033: 59.9177; 2034: 0; 2035: 0; 2036: 0; 2039: 0; 2040: 0
2018-07-10 21:00 | 7 | 20 | 3 | 1 | 0 | 0 | 1.2345 | 2.469 | 0 | 20.3125 | 10.5647 | 17.0341 | 17.0341 | 50.1522 | 0 | 0 | 2024: 50.1522; 2025: 0; 2026: 0; 2027: 0; 2028: 0; 2029: 0; 2030: 2.469; 2031: 0; 2032: 0; 2033: 50.1522; 2034: 0; 2035: 0; 2036: 0; 2039: 0; 2040: 0
2018-07-10 22:00 | 7 | 21 | 3 | 1 | 0 | 0 | 0.96099 | 1.922 | 0 | 20.3125 | 10.5647 | 17.0341 | 17.0341 | 39.0404 | 0 | 0 | 2024: 39.0404; 2025: 0; 2026: 0; 2027: 0; 2028: 0; 2029: 0; 2030: 1.922; 2031: 0; 2032: 0; 2033: 39.0404; 2034: 0; 2035: 0; 2036: 0; 2039: 0; 2040: 0
2018-07-10 23:00 | 7 | 22 | 3 | 1 | 0 | 0 | 0.68011 | 1.3602 | 0 | 20.3125 | 10.5647 | 17.0341 | 17.0341 | 27.6297 | 0 | 0 | 2024: 27.6297; 2025: 0; 2026: 0; 2027: 0; 2028: 0; 2029: 0; 2030: 1.3602; 2031: 0; 2032: 0; 2033: 27.6297; 2034: 0; 2035: 0; 2036: 0; 2039: 0; 2040: 0
2018-07-11 | 7 | 23 | 3 | 1 | 0 | 0 | 0.57441 | 1.1488 | 0 | 20.3125 | 10.5647 | 17.0341 | 17.0341 | 23.3353 | 0 | 0 | 2024: 23.3353; 2025: 0; 2026: 0; 2027: 0; 2028: 0; 2029: 0; 2030: 1.1488; 2031: 0; 2032: 0; 2033: 23.3353; 2034: 0; 2035: 0; 2036: 0; 2039: 0; 2040: 0
2018-07-11 01:00 | 7 | 0 | 4 | 1 | 0 | 0 | 0.53771 | 1.0754 | 0 | 20.3125 | 10.5647 | 17.0341 | 17.0341 | 21.8446 | 0 | 0 | 2024: 21.8446; 2025: 0; 2026: 0; 2027: 0; 2028: 0; 2029: 0; 2030: 1.0754; 2031: 0; 2032: 0; 2033: 21.8446; 2034: 0; 2035: 0; 2036: 0; 2039: 0; 2040: 0
2018-07-11 02:00 | 7 | 1 | 4 | 1 | 0 | 0 | 0.48756 | 0.97511 | 0 | 20.3125 | 10.5647 | 17.0341 | 17.0341 | 19.807 | 0 | 0 | 2024: 19.807; 2025: 0; 2026: 0; 2027: 0; 2028: 0; 2029: 0; 2030: 0.97511; 2031: 0; 2032: 0; 2033: 19.807; 2034: 0; 2035: 0; 2036: 0; 2039: 0; 2040: 0
2018-07-11 03:00 | 7 | 2 | 4 | 1 | 0 | 0 | 0.45958 | 0.91917 | 0 | 20.3125 | 10.5647 | 17.0341 | 17.0341 | 18.6706 | 0 | 0 | 2024: 18.6706; 2025: 0; 2026: 0; 2027: 0; 2028: 0; 2029: 0; 2030: 0.91917; 2031: 0; 2032: 0; 2033: 18.6706; 2034: 0; 2035: 0; 2036: 0; 2039: 0; 2040: 0
2018-07-11 04:00 | 7 | 3 | 4 | 1 | 0 | 0 | 0.4684 | 0.9368 | 0 | 20.3125 | 10.5647 | 17.0341 | 17.0341 | 19.0288 | 0 | 0 | 2024: 19.0288; 2025: 0; 2026: 0; 2027: 0; 2028: 0; 2029: 0; 2030: 0.9368; 2031: 0; 2032: 0; 2033: 19.0288; 2034: 0; 2035: 0; 2036: 0; 2039: 0; 2040: 0
2018-07-11 05:00 | 7 | 4 | 4 | 1 | 0 | 0.0025186 | 0.5916 | 1.1832 | 0.020149 | 20.3125 | 10.5647 | 17.0341 | 17.0341 | 24.0339 | 0.020149 | 0 | 2024: 23.6246; 2025: 0.40928; 2026: 0; 2027: 0.34322; 2028: 0; 2029: 0; 2030: 1.1631; 2031: 0; 2032: 0; 2033: 23.6246; 2034: 0.40928; 2035: 0; 2036: 0.34322; 2039: 0.0025186; 2040: 0.0026897
2018-07-11 06:00 | 7 | 5 | 4 | 1 | 0 | 0.056536 | 0.73818 | 1.4764 | 0.45228 | 20.3125 | 10.5647 | 17.0341 | 17.0341 | 29.9885 | 0.45228 | 0 | 2024: 20.8015; 2025: 9.187; 2026: 0; 2027: 7.7043; 2028: 0; 2029: 0; 2030: 1.0241; 2031: 0; 2032: 0; 2033: 20.8015; 2034: 9.187; 2035: 0; 2036: 7.7043; 2039: 0.056536; 2040: 0.065979
2018-07-11 07:00 | 7 | 6 | 4 | 1 | 0 | 0.19989 | 0.87105 | 1.7421 | 1.5991 | 20.3125 | 10.5647 | 17.0341 | 17.0341 | 35.3864 | 1.5991 | 0 | 2024: 2.9051; 2025: 32.4813; 2026: 0; 2027: 27.239; 2028: 0; 2029: 0; 2030: 0.14302; 2031: 0; 2032: 0; 2033: 2.9051; 2034: 32.4813; 2035: 0; 2036: 27.239; 2039: 0.19989; 2040: 0.21927
2018-07-11 08:00 | 7 | 7 | 4 | 1 | 0 | 0.35341 | 0.94709 | 1.8942 | 2.8273 | 20.3125 | 10.5647 | 17.0341 | 17.0341 | 38.4754 | 1.8942 | 0.93311 | 2024: 0; 2025: 38.4754; 2026: 9.858; 2027: 48.1603; 2028: 0.93311; 2029: 0.93311; 2030: 0; 2031: 0; 2032: 0; 2033: 0; 2034: 38.4754; 2035: 0; 2036: 48.1603; 2039: 0.35341; 2040: 0.3861
2018-07-11 09:00 | 7 | 8 | 4 | 1 | 0 | 0.47252 | 0.98276 | 1.9655 | 3.7801 | 20.3125 | 10.5647 | 17.0341 | 17.0341 | 39.9246 | 1.9655 | 1.8146 | 2024: 0; 2025: 39.9246; 2026: 19.1709; 2027: 64.3912; 2028: 1.8146; 2029: 2.7477; 2030: 0; 2031: 0; 2032: 0; 2033: 0; 2034: 39.9246; 2035: 0; 2036: 64.3912; 2039: 0.47252; 2040: 0.5181
2018-07-11 10:00 | 7 | 9 | 4 | 1 | 0 | 0.38559 | 1.0383 | 2.0767 | 3.0847 | 20.3125 | 10.5647 | 17.0341 | 17.0341 | 42.1826 | 2.0767 | 1.0081 | 2024: 0; 2025: 42.1826; 2026: 10.6498; 2027: 52.5458; 2028: 1.0081; 2029: 3.7558; 2030: 0; 2031: 0; 2032: 0; 2033: 0; 2034: 42.1826; 2035: 0; 2036: 52.5458; 2039: 0.38559; 2040: 0.55688
2018-07-11 11:00 | 7 | 10 | 4 | 1 | 0 | 0.5041 | 1.1576 | 2.3153 | 4.0328 | 20.3125 | 10.5647 | 17.0341 | 17.0341 | 47.0287 | 2.3153 | 1.7175 | 2024: 0; 2025: 47.0287; 2026: 18.145; 2027: 68.6948; 2028: 1.7175; 2029: 5.4733; 2030: 0; 2031: 0; 2032: 0; 2033: 0; 2034: 47.0287; 2035: 0; 2036: 68.6948; 2039: 0.5041; 2040: 0.59504
2018-07-11 12:00 | 7 | 11 | 4 | 1 | 0 | 0.42029 | 1.2428 | 2.4857 | 3.3624 | 20.3125 | 10.5647 | 17.0341 | 17.0341 | 50.4899 | 2.4857 | 0.87669 | 2024: 0; 2025: 50.4899; 2026: 9.262; 2027: 57.2748; 2028: 0.87669; 2029: 6.35; 2030: 0; 2031: 0; 2032: 0; 2033: 0; 2034: 50.4899; 2035: 0; 2036: 57.2748; 2039: 0.42029; 2040: 0.57036
2018-07-11 13:00 | 7 | 12 | 4 | 1 | 0 | 0.55619 | 1.3477 | 2.6954 | 4.4495 | 20.3125 | 10.5647 | 17.0341 | 17.0341 | 54.7497 | 2.6954 | 1.7542 | 2024: 0; 2025: 54.7497; 2026: 18.5324; 2027: 75.7942; 2028: 1.7542; 2029: 8.1042; 2030: 0; 2031: 0; 2032: 0; 2033: 0; 2034: 54.7497; 2035: 0; 2036: 75.7942; 2039: 0.55619; 2040: 0.55449
2018-07-11 14:00 | 7 | 13 | 4 | 1 | 0 | 0.46196 | 1.4556 | 2.9113 | 3.6957 | 20.3125 | 10.5647 | 17.0341 | 17.0341 | 59.1357 | 2.9113 | 0.78441 | 2024: 0; 2025: 59.1357; 2026: 8.2871; 2027: 62.9532; 2028: 0.78441; 2029: 8.8886; 2030: 0; 2031: 0; 2032: 0; 2033: 0; 2034: 59.1357; 2035: 0; 2036: 62.9532; 2039: 0.46196; 2040: 0.54914
2018-07-11 15:00 | 7 | 14 | 4 | 1 | 0 | 0.40431 | 1.6523 | 3.3047 | 3.2345 | 20.3125 | 10.5647 | 17.0341 | 17.0341 | 67.1257 | 3.2345 | 0 | 2024: 1.4253; 2025: 65.7004; 2026: 0; 2027: 55.0966; 2028: 0; 2029: 8.8886; 2030: 0.070171; 2031: 0.070171; 2032: 0; 2033: 0; 2034: 67.1257; 2035: 0; 2036: 55.0966; 2039: 0.40431; 2040: 0.31029
2018-07-11 16:00 | 7 | 15 | 4 | 1 | 1 | 0.14919 | 1.7919 | 3.5838 | 1.1935 | 26.4696 | 16.7219 | 17.0341 | 17.0341 | 94.8628 | 1.1935 | 0 | 2024: 63.2714; 2025: 31.5914; 2026: 0; 2027: 20.3302; 2028: 0; 2029: 8.8123; 2030: 2.3903; 2031: 2.3903; 2032: 0; 2033: 0; 2034: 94.8628; 2035: 0; 2036: 20.3302; 2039: 0.14919; 2040: 0.17557
2018-07-11 17:00 | 7 | 16 | 4 | 1 | 1 | 0.21061 | 1.7617 | 3.5233 | 1.6849 | 26.4696 | 16.7219 | 17.0341 | 17.0341 | 93.2615 | 1.6849 | 0 | 2024: 48.6635; 2025: 44.598; 2026: 0; 2027: 28.7004; 2028: 0; 2029: 6.2141; 2030: 1.8385; 2031: 1.8385; 2032: 0; 2033: 0; 2034: 93.2615; 2035: 0; 2036: 28.7004; 2039: 0.21061; 2040: 0.24055
2018-07-11 18:00 | 7 | 17 | 4 | 1 | 1 | 0.095581 | 1.7349 | 3.4698 | 0.76465 | 26.4696 | 16.7219 | 17.0341 | 17.0341 | 91.8436 | 0.76465 | 0 | 2024: 71.6036; 2025: 20.24; 2026: 0; 2027: 13.0252; 2028: 0; 2029: 4.2158; 2030: 2.7051; 2031: 2.7051; 2032: 0; 2033: 0; 2034: 91.8436; 2035: 0; 2036: 13.0252; 2039: 0.095581; 2040: 0.089311
2018-07-11 19:00 | 7 | 18 | 4 | 1 | 1 | 0.015956 | 1.5847 | 3.1694 | 0.12764 | 26.4696 | 16.7219 | 17.0341 | 17.0341 | 83.892 | 0.12764 | 0 | 2024: 80.5133; 2025: 3.3787; 2026: 0; 2027: 2.1743; 2028: 0; 2029: 1.2754; 2030: 3.0417; 2031: 1.1734; 2032: 0; 2033: 49.4543; 2034: 34.4378; 2035: 0; 2036: 2.1743; 2039: 0.015956; 2040: 0.01898
2018-07-11 20:00 | 7 | 19 | 4 | 1 | 0 | 0 | 1.3958 | 2.7916 | 0 | 20.3125 | 10.5647 | 17.0341 | 17.0341 | 56.704 | 0 | 0 | 2024: 56.704; 2025: 0; 2026: 0; 2027: 0; 2028: 0; 2029: 0; 2030: 2.7916; 2031: 0; 2032: 0; 2033: 56.704; 2034: 0; 2035: 0; 2036: 0; 2039: 0; 2040: 0
2018-07-11 21:00 | 7 | 20 | 4 | 1 | 0 | 0 | 1.1355 | 2.271 | 0 | 20.3125 | 10.5647 | 17.0341 | 17.0341 | 46.1297 | 0 | 0 | 2024: 46.1297; 2025: 0; 2026: 0; 2027: 0; 2028: 0; 2029: 0; 2030: 2.271; 2031: 0; 2032: 0; 2033: 46.1297; 2034: 0; 2035: 0; 2036: 0; 2039: 0; 2040: 0
2018-07-11 22:00 | 7 | 21 | 4 | 1 | 0 | 0 | 0.84012 | 1.6802 | 0 | 20.3125 | 10.5647 | 17.0341 | 17.0341 | 34.1299 | 0 | 0 | 2024: 34.1299; 2025: 0; 2026: 0; 2027: 0; 2028: 0; 2029: 0; 2030: 1.6802; 2031: 0; 2032: 0; 2033: 34.1299; 2034: 0; 2035: 0; 2036: 0; 2039: 0; 2040: 0
2018-07-11 23:00 | 7 | 22 | 4 | 1 | 0 | 0 | 0.67744 | 1.3549 | 0 | 20.3125 | 10.5647 | 17.0341 | 17.0341 | 27.5209 | 0 | 0 | 2024: 27.5209; 2025: 0; 2026: 0; 2027: 0; 2028: 0; 2029: 0; 2030: 1.3549; 2031: 0; 2032: 0; 2033: 27.5209; 2034: 0; 2035: 0; 2036: 0; 2039: 0; 2040: 0
2018-07-12 | 7 | 23 | 4 | 1 | 0 | 0 | 0.57262 | 1.1452 | 0 | 20.3125 | 10.5647 | 17.0341 | 17.0341 | 23.2627 | 0 | 0 | 2024: 23.2627; 2025: 0; 2026: 0; 2027: 0; 2028: 0; 2029: 0; 2030: 1.1452; 2031: 0; 2032: 0; 2033: 23.2627; 2034: 0; 2035: 0; 2036: 0; 2039: 0; 2040: 0
2018-07-12 01:00 | 7 | 0 | 5 | 1 | 0 | 0 | 0.47417 | 0.94834 | 0 | 20.3125 | 10.5647 | 17.0341 | 17.0341 | 19.2632 | 0 | 0 | 2024: 19.2632; 2025: 0; 2026: 0; 2027: 0; 2028: 0; 2029: 0; 2030: 0.94834; 2031: 0; 2032: 0; 2033: 19.2632; 2034: 0; 2035: 0; 2036: 0; 2039: 0; 2040: 0
2018-07-12 02:00 | 7 | 1 | 5 | 1 | 0 | 0 | 0.45245 | 0.9049 | 0 | 20.3125 | 10.5647 | 17.0341 | 17.0341 | 18.3808 | 0 | 0 | 2024: 18.3808; 2025: 0; 2026: 0; 2027: 0; 2028: 0; 2029: 0; 2030: 0.9049; 2031: 0; 2032: 0; 2033: 18.3808; 2034: 0; 2035: 0; 2036: 0; 2039: 0; 2040: 0
2018-07-12 03:00 | 7 | 2 | 5 | 1 | 0 | 0 | 0.42971 | 0.85942 | 0 | 20.3125 | 10.5647 | 17.0341 | 17.0341 | 17.457 | 0 | 0 | 2024: 17.457; 2025: 0; 2026: 0; 2027: 0; 2028: 0; 2029: 0; 2030: 0.85942; 2031: 0; 2032: 0; 2033: 17.457; 2034: 0; 2035: 0; 2036: 0; 2039: 0; 2040: 0
2018-07-12 04:00 | 7 | 3 | 5 | 1 | 0 | 0 | 0.50214 | 1.0043 | 0 | 20.3125 | 10.5647 | 17.0341 | 17.0341 | 20.3996 | 0 | 0 | 2024: 20.3996; 2025: 0; 2026: 0; 2027: 0; 2028: 0; 2029: 0; 2030: 1.0043; 2031: 0; 2032: 0; 2033: 20.3996; 2034: 0; 2035: 0; 2036: 0; 2039: 0; 2040: 0
2018-07-12 05:00 | 7 | 4 | 5 | 1 | 0 | 0 | 0.61017 | 1.2203 | 0 | 20.3125 | 10.5647 | 17.0341 | 17.0341 | 24.7883 | 0 | 0 | 2024: 24.7883; 2025: 0; 2026: 0; 2027: 0; 2028: 0; 2029: 0; 2030: 1.2203; 2031: 0; 2032: 0; 2033: 24.7883; 2034: 0; 2035: 0; 2036: 0; 2039: 0; 2040: 0
2018-07-12 06:00 | 7 | 5 | 5 | 1 | 0 | 0.02303 | 0.73457 | 1.4691 | 0.18424 | 20.3125 | 10.5647 | 17.0341 | 17.0341 | 29.8418 | 0.18424 | 0 | 2024: 26.0994; 2025: 3.7423; 2026: 0; 2027: 3.1383; 2028: 0; 2029: 0; 2030: 1.2849; 2031: 0; 2032: 0; 2033: 26.0994; 2034: 3.7423; 2035: 0; 2036: 3.1383; 2039: 0.02303; 2040: 0.036839
2018-07-12 07:00 | 7 | 6 | 5 | 1 | 0 | 0.075729 | 0.84986 | 1.6997 | 0.60583 | 20.3125 | 10.5647 | 17.0341 | 17.0341 | 34.5257 | 0.60583 | 0 | 2024: 22.2198; 2025: 12.3059; 2026: 0; 2027: 10.3198; 2028: 0; 2029: 0; 2030: 1.0939; 2031: 0; 2032: 0; 2033: 22.2198; 2034: 12.3059; 2035: 0; 2036: 10.3198; 2039: 0.075729; 2040: 0.059252
2018-07-12 08:00 | 7 | 7 | 5 | 1 | 0 | 0.18354 | 0.87665 | 1.7533 | 1.4683 | 20.3125 | 10.5647 | 17.0341 | 17.0341 | 35.6137 | 1.4683 | 0 | 2024: 5.7885; 2025: 29.8253; 2026: 0; 2027: 25.0116; 2028: 0; 2029: 0; 2030: 0.28497; 2031: 0; 2032: 0; 2033: 5.7885; 2034: 29.8253; 2035: 0; 2036: 25.0116; 2039: 0.18354; 2040: 0.1796
2018-07-12 09:00 | 7 | 8 | 5 | 1 | 0 | 0.097966 | 0.94452 | 1.889 | 0.78372 | 20.3125 | 10.5647 | 17.0341 | 17.0341 | 38.3712 | 0.78372 | 0 | 2024: 22.4518; 2025: 15.9194; 2026: 0; 2027: 13.3501; 2028: 0; 2029: 0; 2030: 1.1053; 2031: 0; 2032: 0; 2033: 22.4518; 2034: 15.9194; 2035: 0; 2036: 13.3501; 2039: 0.097966; 2040: 0.20444
2018-07-12 10:00 | 7 | 9 | 5 | 1 | 0 | 0.24271 | 1.0599 | 2.1199 | 1.9417 | 20.3125 | 10.5647 | 17.0341 | 17.0341 | 43.0599 | 1.9417 | 0 | 2024: 3.6193; 2025: 39.4405; 2026: 0; 2027: 33.075; 2028: 0; 2029: 0; 2030: 0.17818; 2031: 0; 2032: 0; 2033: 3.6193; 2034: 39.4405; 2035: 0; 2036: 33.075; 2039: 0.24271; 2040: 0.38887
2018-07-12 11:00 | 7 | 10 | 5 | 1 | 0 | 0.21458 | 1.1147 | 2.2294 | 1.7166 | 20.3125 | 10.5647 | 17.0341 | 17.0341 | 45.2842 | 1.7166 | 0 | 2024: 10.4153; 2025: 34.8689; 2026: 0; 2027: 29.2412; 2028: 0; 2029: 0; 2030: 0.51275; 2031: 0; 2032: 0; 2033: 10.4153; 2034: 34.8689; 2035: 0; 2036: 29.2412; 2039: 0.21458; 2040: 0.59949
2018-07-12 12:00 | 7 | 11 | 5 | 1 | 0 | 0.50675 | 1.1185 | 2.2371 | 4.054 | 20.3125 | 10.5647 | 17.0341 | 17.0341 | 45.4402 | 2.2371 | 1.8169 | 2024: 0; 2025: 45.4402; 2026: 19.1954; 2027: 69.0561; 2028: 1.8169; 2029: 1.8169; 2030: 0; 2031: 0; 2032: 0; 2033: 0; 2034: 45.4402; 2035: 0; 2036: 69.0561; 2039: 0.50675; 2040: 0.5052
2018-07-12 13:00 | 7 | 12 | 5 | 1 | 0 | 0.41262 | 1.241 | 2.4819 | 3.3009 | 20.3125 | 10.5647 | 17.0341 | 17.0341 | 50.414 | 2.4819 | 0.81903 | 2024: 0; 2025: 50.414; 2026: 8.6528; 2027: 56.2288; 2028: 0.81903; 2029: 2.636; 2030: 0; 2031: 0; 2032: 0; 2033: 0; 2034: 50.414; 2035: 0; 2036: 56.2288; 2039: 0.41262; 2040: 0.55912
2018-07-12 14:00 | 7 | 13 | 5 | 1 | 0 | 0.59194 | 1.321 | 2.642 | 4.7355 | 20.3125 | 10.5647 | 17.0341 | 17.0341 | 53.6662 | 2.642 | 2.0935 | 2024: 0; 2025: 53.6662; 2026: 22.1171; 2027: 80.6654; 2028: 2.0935; 2029: 4.7294; 2030: 0; 2031: 0; 2032: 0; 2033: 0; 2034: 53.6662; 2035: 0; 2036: 80.6654; 2039: 0.59194; 2040: 0.61489
2018-07-12 15:00 | 7 | 14 | 5 | 1 | 0 | 0.34696 | 1.5234 | 3.0468 | 2.7756 | 20.3125 | 10.5647 | 17.0341 | 17.0341 | 61.8884 | 2.7756 | 0 | 2024: 5.5081; 2025: 56.3804; 2026: 0; 2027: 47.2808; 2028: 0; 2029: 4.7294; 2030: 0.27117; 2031: 0.27117; 2032: 0; 2033: 0; 2034: 61.8884; 2035: 0; 2036: 47.2808; 2039: 0.34696; 2040: 0.4613
2018-07-12 16:00 | 7 | 15 | 5 | 1 | 1 | 0.39505 | 1.7019 | 3.4039 | 3.1604 | 26.4696 | 16.7219 | 17.0341 | 17.0341 | 90.099 | 3.1604 | 0 | 2024: 6.4452; 2025: 83.6538; 2026: 0; 2027: 53.8342; 2028: 0; 2029: 4.4347; 2030: 0.24349; 2031: 0.24349; 2032: 0; 2033: 0; 2034: 90.099; 2035: 0; 2036: 53.8342; 2039: 0.39505; 2040: 0.43179
2018-07-12 17:00 | 7 | 16 | 5 | 1 | 1 | 0.24843 | 1.7416 | 3.4833 | 1.9875 | 26.4696 | 16.7219 | 17.0341 | 17.0341 | 92.2012 | 1.9875 | 0 | 2024: 39.5938; 2025: 52.6075; 2026: 0; 2027: 33.8547; 2028: 0; 2029: 4.17; 2030: 1.4958; 2031: 1.4958; 2032: 0; 2033: 0; 2034: 92.2012; 2035: 0; 2036: 33.8547; 2039: 0.24843; 2040: 0.27245
2018-07-12 18:00 | 7 | 17 | 5 | 1 | 1 | 0.093003 | 1.7286 | 3.4573 | 0.74403 | 26.4696 | 16.7219 | 17.0341 | 17.0341 | 91.5127 | 0.74403 | 0 | 2024: 71.8186; 2025: 19.6941; 2026: 0; 2027: 12.6739; 2028: 0; 2029: 2.5441; 2030: 2.7132; 2031: 2.3406; 2032: 0; 2033: 9.8636; 2034: 81.6491; 2035: 0; 2036: 12.6739; 2039: 0.093003; 2040: 0.10436
2018-07-12 19:00 | 7 | 18 | 5 | 1 | 1 | 0.013827 | 1.5986 | 3.1972 | 0.11062 | 26.4696 | 16.7219 | 17.0341 | 17.0341 | 84.6288 | 0.11062 | 0 | 2024: 81.7008; 2025: 2.928; 2026: 0; 2027: 1.8843; 2028: 0; 2029: 0; 2030: 3.0866; 2031: 0; 2032: 0; 2033: 81.7008; 2034: 2.928; 2035: 0; 2036: 1.8843; 2039: 0.013827; 2040: 0.016575
2018-07-12 20:00 | 7 | 19 | 5 | 1 | 0 | 0 | 1.3894 | 2.7787 | 0 | 20.3125 | 10.5647 | 17.0341 | 17.0341 | 56.4432 | 0 | 0 | 2024: 56.4432; 2025: 0; 2026: 0; 2027: 0; 2028: 0; 2029: 0; 2030: 2.7787; 2031: 0; 2032: 0; 2033: 56.4432; 2034: 0; 2035: 0; 2036: 0; 2039: 0; 2040: 0
2018-07-12 21:00 | 7 | 20 | 5 | 1 | 0 | 0 | 1.0618 | 2.1237 | 0 | 20.3125 | 10.5647 | 17.0341 | 17.0341 | 43.137 | 0 | 0 | 2024: 43.137; 2025: 0; 2026: 0; 2027: 0; 2028: 0; 2029: 0; 2030: 2.1237; 2031: 0; 2032: 0; 2033: 43.137; 2034: 0; 2035: 0; 2036: 0; 2039: 0; 2040: 0
2018-07-12 22:00 | 7 | 21 | 5 | 1 | 0 | 0 | 0.76277 | 1.5255 | 0 | 20.3125 | 10.5647 | 17.0341 | 17.0341 | 30.9876 | 0 | 0 | 2024: 30.9876; 2025: 0; 2026: 0; 2027: 0; 2028: 0; 2029: 0; 2030: 1.5255; 2031: 0; 2032: 0; 2033: 30.9876; 2034: 0; 2035: 0; 2036: 0; 2039: 0; 2040: 0
2018-07-12 23:00 | 7 | 22 | 5 | 1 | 0 | 0 | 0.62544 | 1.2509 | 0 | 20.3125 | 10.5647 | 17.0341 | 17.0341 | 25.4086 | 0 | 0 | 2024: 25.4086; 2025: 0; 2026: 0; 2027: 0; 2028: 0; 2029: 0; 2030: 1.2509; 2031: 0; 2032: 0; 2033: 25.4086; 2034: 0; 2035: 0; 2036: 0; 2039: 0; 2040: 0
2018-07-13 | 7 | 23 | 5 | 1 | 0 | 0 | 0.54179 | 1.0836 | 0 | 20.3125 | 10.5647 | 17.0341 | 17.0341 | 22.0103 | 0 | 0 | 2024: 22.0103; 2025: 0; 2026: 0; 2027: 0; 2028: 0; 2029: 0; 2030: 1.0836; 2031: 0; 2032: 0; 2033: 22.0103; 2034: 0; 2035: 0; 2036: 0; 2039: 0; 2040: 0
2018-07-13 01:00 | 7 | 0 | 6 | 1 | 0 | 0 | 0.50839 | 1.0168 | 0 | 20.3125 | 10.5647 | 17.0341 | 17.0341 | 20.6534 | 0 | 0 | 2024: 20.6534; 2025: 0; 2026: 0; 2027: 0; 2028: 0; 2029: 0; 2030: 1.0168; 2031: 0; 2032: 0; 2033: 20.6534; 2034: 0; 2035: 0; 2036: 0; 2039: 0; 2040: 0
2018-07-13 02:00 | 7 | 1 | 6 | 1 | 0 | 0 | 0.44427 | 0.88854 | 0 | 20.3125 | 10.5647 | 17.0341 | 17.0341 | 18.0485 | 0 | 0 | 2024: 18.0485; 2025: 0; 2026: 0; 2027: 0; 2028: 0; 2029: 0; 2030: 0.88854; 2031: 0; 2032: 0; 2033: 18.0485; 2034: 0; 2035: 0; 2036: 0; 2039: 0; 2040: 0
2018-07-13 03:00 | 7 | 2 | 6 | 1 | 0 | 0 | 0.43653 | 0.87306 | 0 | 20.3125 | 10.5647 | 17.0341 | 17.0341 | 17.734 | 0 | 0 | 2024: 17.734; 2025: 0; 2026: 0; 2027: 0; 2028: 0; 2029: 0; 2030: 0.87306; 2031: 0; 2032: 0; 2033: 17.734; 2034: 0; 2035: 0; 2036: 0; 2039: 0; 2040: 0
2018-07-13 04:00 | 7 | 3 | 6 | 1 | 0 | 0 | 0.47336 | 0.94671 | 0 | 20.3125 | 10.5647 | 17.0341 | 17.0341 | 19.2301 | 0 | 0 | 2024: 19.2301; 2025: 0; 2026: 0; 2027: 0; 2028: 0; 2029: 0; 2030: 0.94671; 2031: 0; 2032: 0; 2033: 19.2301; 2034: 0; 2035: 0; 2036: 0; 2039: 0; 2040: 0
2018-07-13 05:00 | 7 | 4 | 6 | 1 | 0 | 0.0021427 | 0.62605 | 1.2521 | 0.017141 | 20.3125 | 10.5647 | 17.0341 | 17.0341 | 25.4332 | 0.017141 | 0 | 2024: 25.085; 2025: 0.34818; 2026: 0; 2027: 0.29199; 2028: 0; 2029: 0; 2030: 1.235; 2031: 0; 2032: 0; 2033: 25.085; 2034: 0.34818; 2035: 0; 2036: 0.29199; 2039: 0.0021427; 2040: 0.0024657
2018-07-13 06:00 | 7 | 5 | 6 | 1 | 0 | 0.051291 | 0.78816 | 1.5763 | 0.41033 | 20.3125 | 10.5647 | 17.0341 | 17.0341 | 32.0192 | 0.41033 | 0 | 2024: 23.6843; 2025: 8.3349; 2026: 0; 2027: 6.9897; 2028: 0; 2029: 0; 2030: 1.166; 2031: 0; 2032: 0; 2033: 23.6843; 2034: 8.3349; 2035: 0; 2036: 6.9897; 2039: 0.051291; 2040: 0.053437
2018-07-13 07:00 | 7 | 6 | 6 | 1 | 0 | 0.15101 | 0.87266 | 1.7453 | 1.2081 | 20.3125 | 10.5647 | 17.0341 | 17.0341 | 35.452 | 1.2081 | 0 | 2024: 10.9124; 2025: 24.5396; 2026: 0; 2027: 20.579; 2028: 0; 2029: 0; 2030: 0.53723; 2031: 0; 2032: 0; 2033: 10.9124; 2034: 24.5396; 2035: 0; 2036: 20.579; 2039: 0.15101; 2040: 0.17643
2018-07-13 08:00 | 7 | 7 | 6 | 1 | 0 | 0.28605 | 0.91345 | 1.8269 | 2.2884 | 20.3125 | 10.5647 | 17.0341 | 17.0341 | 37.1088 | 1.8269 | 0.46148 | 2024: 0; 2025: 37.1088; 2026: 4.8754; 2027: 38.9805; 2028: 0.46148; 2029: 0.46148; 2030: 0; 2031: 0; 2032: 0; 2033: 0; 2034: 37.1088; 2035: 0; 2036: 38.9805; 2039: 0.28605; 2040: 0.30723
2018-07-13 09:00 | 7 | 8 | 6 | 1 | 0 | 0.22832 | 0.99839 | 1.9968 | 1.8266 | 20.3125 | 10.5647 | 17.0341 | 17.0341 | 40.5596 | 1.8266 | 0 | 2024: 3.4578; 2025: 37.1018; 2026: 0; 2027: 31.1138; 2028: 0; 2029: 0.46148; 2030: 0.17023; 2031: 0.17023; 2032: 0; 2033: 0; 2034: 40.5596; 2035: 0; 2036: 31.1138; 2039: 0.22832; 2040: 0.17195
2018-07-13 10:00 | 7 | 9 | 6 | 1 | 0 | 0.16914 | 1.138 | 2.276 | 1.3531 | 20.3125 | 10.5647 | 17.0341 | 17.0341 | 46.2321 | 1.3531 | 0 | 2024: 18.7469; 2025: 27.4853; 2026: 0; 2027: 23.0492; 2028: 0; 2029: 0.27645; 2030: 0.92292; 2031: 0.25433; 2032: 0; 2033: 13.5807; 2034: 32.6514; 2035: 0; 2036: 23.0492; 2039: 0.16914; 2040: 0.14914
2018-07-13 11:00 | 7 | 10 | 6 | 1 | 0 | 0.18599 | 1.345 | 2.6899 | 1.4879 | 20.3125 | 10.5647 | 17.0341 | 17.0341 | 54.6393 | 1.4879 | 0 | 2024: 24.4159; 2025: 30.2234; 2026: 0; 2027: 25.3454; 2028: 0; 2029: 0; 2030: 1.202; 2031: 0; 2032: 0; 2033: 24.4159; 2034: 30.2234; 2035: 0; 2036: 25.3454; 2039: 0.18599; 2040: 0.2947
2018-07-13 12:00 | 7 | 11 | 6 | 1 | 0 | 0.25815 | 1.3815 | 2.7631 | 2.0652 | 20.3125 | 10.5647 | 17.0341 | 17.0341 | 56.125 | 2.0652 | 0 | 2024: 14.1753; 2025: 41.9497; 2026: 0; 2027: 35.1792; 2028: 0; 2029: 0; 2030: 0.69786; 2031: 0; 2032: 0; 2033: 14.1753; 2034: 41.9497; 2035: 0; 2036: 35.1792; 2039: 0.25815; 2040: 0.32013
2018-07-13 13:00 | 7 | 12 | 6 | 1 | 0 | 0.26874 | 1.5583 | 3.1165 | 2.1499 | 20.3125 | 10.5647 | 17.0341 | 17.0341 | 63.3043 | 2.1499 | 0 | 2024: 19.634; 2025: 43.6703; 2026: 0; 2027: 36.622; 2028: 0; 2029: 0; 2030: 0.9666; 2031: 0; 2032: 0; 2033: 19.634; 2034: 43.6703; 2035: 0; 2036: 36.622; 2039: 0.26874; 2040: 0.56187
2018-07-13 14:00 | 7 | 13 | 6 | 1 | 0 | 0.49302 | 1.7105 | 3.4209 | 3.9442 | 20.3125 | 10.5647 | 17.0341 | 17.0341 | 69.4875 | 3.4209 | 0.52325 | 2024: 0; 2025: 69.4875; 2026: 5.528; 2027: 67.1857; 2028: 0.52325; 2029: 0.52325; 2030: 0; 2031: 0; 2032: 0; 2033: 0; 2034: 69.4875; 2035: 0; 2036: 67.1857; 2039: 0.49302; 2040: 0.61863
2018-07-13 15:00 | 7 | 14 | 6 | 1 | 0 | 0.441 | 1.8073 | 3.6147 | 3.528 | 20.3125 | 10.5647 | 17.0341 | 17.0341 | 73.4234 | 3.528 | 0 | 2024: 1.7611; 2025: 71.6623; 2026: 0; 2027: 60.0963; 2028: 0; 2029: 0.52325; 2030: 0.086699; 2031: 0.086699; 2032: 0; 2033: 0; 2034: 73.4234; 2035: 0; 2036: 60.0963; 2039: 0.441; 2040: 0.55285
2018-07-13 16:00 | 7 | 15 | 6 | 1 | 1 | 0.39223 | 2.0272 | 4.0544 | 3.1378 | 26.4696 | 16.7219 | 17.0341 | 17.0341 | 107.318 | 3.1378 | 0 | 2024: 24.2607; 2025: 83.0573; 2026: 0; 2027: 53.4503; 2028: 0; 2029: 0.42901; 2030: 0.91655; 2031: 0.39469; 2032: 0; 2033: 13.8133; 2034: 93.5047; 2035: 0; 2036: 53.4503; 2039: 0.39223; 2040: 0.42727
2018-07-13 17:00 | 7 | 16 | 6 | 1 | 1 | 0.24516 | 1.9847 | 3.9693 | 1.9613 | 26.4696 | 16.7219 | 17.0341 | 17.0341 | 105.0665 | 1.9613 | 0 | 2024: 53.1512; 2025: 51.9152; 2026: 0; 2027: 33.4093; 2028: 0; 2029: 0; 2030: 2.008; 2031: 0; 2032: 0; 2033: 53.1512; 2034: 51.9152; 2035: 0; 2036: 33.4093; 2039: 0.24516; 2040: 0.26777
2018-07-13 18:00 | 7 | 17 | 6 | 1 | 1 | 0.080511 | 1.9995 | 3.999 | 0.64409 | 26.4696 | 16.7219 | 17.0341 | 17.0341 | 105.8513 | 0.64409 | 0 | 2024: 88.8025; 2025: 17.0488; 2026: 0; 2027: 10.9715; 2028: 0; 2029: 0; 2030: 3.3549; 2031: 0; 2032: 0; 2033: 88.8025; 2034: 17.0488; 2035: 0; 2036: 10.9715; 2039: 0.080511; 2040: 0.10249
2018-07-13 19:00 | 7 | 18 | 6 | 1 | 1 | 0.012475 | 1.8088 | 3.6177 | 0.099803 | 26.4696 | 16.7219 | 17.0341 | 17.0341 | 95.7589 | 0.099803 | 0 | 2024: 93.1172; 2025: 2.6418; 2026: 0; 2027: 1.7001; 2028: 0; 2029: 0; 2030: 3.5179; 2031: 0; 2032: 0; 2033: 93.1172; 2034: 2.6418; 2035: 0; 2036: 1.7001; 2039: 0.012475; 2040: 0.016118
2018-07-13 20:00 | 7 | 19 | 6 | 1 | 0 | 0 | 1.6295 | 3.259 | 0 | 20.3125 | 10.5647 | 17.0341 | 17.0341 | 66.1976 | 0 | 0 | 2024: 66.1976; 2025: 0; 2026: 0; 2027: 0; 2028: 0; 2029: 0; 2030: 3.259; 2031: 0; 2032: 0; 2033: 66.1976; 2034: 0; 2035: 0; 2036: 0; 2039: 0; 2040: 0
2018-07-13 21:00 | 7 | 20 | 6 | 1 | 0 | 0 | 1.3798 | 2.7595 | 0 | 20.3125 | 10.5647 | 17.0341 | 17.0341 | 56.0524 | 0 | 0 | 2024: 56.0524; 2025: 0; 2026: 0; 2027: 0; 2028: 0; 2029: 0; 2030: 2.7595; 2031: 0; 2032: 0; 2033: 56.0524; 2034: 0; 2035: 0; 2036: 0; 2039: 0; 2040: 0
2018-07-13 22:00 | 7 | 21 | 6 | 1 | 0 | 0 | 1.0751 | 2.1502 | 0 | 20.3125 | 10.5647 | 17.0341 | 17.0341 | 43.6759 | 0 | 0 | 2024: 43.6759; 2025: 0; 2026: 0; 2027: 0; 2028: 0; 2029: 0; 2030: 2.1502; 2031: 0; 2032: 0; 2033: 43.6759; 2034: 0; 2035: 0; 2036: 0; 2039: 0; 2040: 0
2018-07-13 23:00 | 7 | 22 | 6 | 1 | 0 | 0 | 0.9195 | 1.839 | 0 | 20.3125 | 10.5647 | 17.0341 | 17.0341 | 37.3546 | 0 | 0 | 2024: 37.3546; 2025: 0; 2026: 0; 2027: 0; 2028: 0; 2029: 0; 2030: 1.839; 2031: 0; 2032: 0; 2033: 37.3546; 2034: 0; 2035: 0; 2036: 0; 2039: 0; 2040: 0
2018-07-14 | 7 | 23 | 6 | 1 | 0 | 0 | 0.82925 | 1.6585 | 0 | 20.3125 | 10.5647 | 17.0341 | 17.0341 | 33.6884 | 0 | 0 | 2024: 33.6884; 2025: 0; 2026: 0; 2027: 0; 2028: 0; 2029: 0; 2030: 1.6585; 2031: 0; 2032: 0; 2033: 33.6884; 2034: 0; 2035: 0; 2036: 0; 2039: 0; 2040: 0
2018-07-14 01:00 | 7 | 0 | 7 | 1 | 0 | 0 | 0.77528 | 1.5506 | 0 | 20.3125 | 10.5647 | 17.0341 | 17.0341 | 31.4956 | 0 | 0 | 2024: 31.4956; 2025: 0; 2026: 0; 2027: 0; 2028: 0; 2029: 0; 2030: 1.5506; 2031: 0; 2032: 0; 2033: 31.4956; 2034: 0; 2035: 0; 2036: 0; 2039: 0; 2040: 0
2018-07-14 02:00 | 7 | 1 | 7 | 1 | 0 | 0 | 0.7216 | 1.4432 | 0 | 20.3125 | 10.5647 | 17.0341 | 17.0341 | 29.315 | 0 | 0 | 2024: 29.315; 2025: 0; 2026: 0; 2027: 0; 2028: 0; 2029: 0; 2030: 1.4432; 2031: 0; 2032: 0; 2033: 29.315; 2034: 0; 2035: 0; 2036: 0; 2039: 0; 2040: 0
2018-07-14 03:00 | 7 | 2 | 7 | 1 | 0 | 0 | 0.66211 | 1.3242 | 0 | 20.3125 | 10.5647 | 17.0341 | 17.0341 | 26.8981 | 0 | 0 | 2024: 26.8981; 2025: 0; 2026: 0; 2027: 0; 2028: 0; 2029: 0; 2030: 1.3242; 2031: 0; 2032: 0; 2033: 26.8981; 2034: 0; 2035: 0; 2036: 0; 2039: 0; 2040: 0
2018-07-14 04:00 | 7 | 3 | 7 | 1 | 0 | 0 | 0.61869 | 1.2374 | 0 | 20.3125 | 10.5647 | 17.0341 | 17.0341 | 25.1342 | 0 | 0 | 2024: 25.1342; 2025: 0; 2026: 0; 2027: 0; 2028: 0; 2029: 0; 2030: 1.2374; 2031: 0; 2032: 0; 2033: 25.1342; 2034: 0; 2035: 0; 2036: 0; 2039: 0; 2040: 0
2018-07-14 05:00 | 7 | 4 | 7 | 1 | 0 | 0.0016001 | 0.65578 | 1.3116 | 0.012801 | 20.3125 | 10.5647 | 17.0341 | 17.0341 | 26.6409 | 0.012801 | 0 | 2024: 26.3809; 2025: 0.26002; 2026: 0; 2027: 0.21806; 2028: 0; 2029: 0; 2030: 1.2988; 2031: 0; 2032: 0; 2033: 26.3809; 2034: 0.26002; 2035: 0; 2036: 0.21806; 2039: 0.0016001; 2040: 0.0020707
2018-07-14 06:00 | 7 | 5 | 7 | 1 | 0 | 0.045665 | 0.80384 | 1.6077 | 0.36532 | 20.3125 | 10.5647 | 17.0341 | 17.0341 | 32.6562 | 0.36532 | 0 | 2024: 25.2356; 2025: 7.4205; 2026: 0; 2027: 6.2229; 2028: 0; 2029: 0; 2030: 1.2424; 2031: 0; 2032: 0; 2033: 25.2356; 2034: 7.4205; 2035: 0; 2036: 6.2229; 2039: 0.045665; 2040: 0.05548
2018-07-14 07:00 | 7 | 6 | 7 | 1 | 0 | 0.19428 | 1.0838 | 2.1677 | 1.5543 | 20.3125 | 10.5647 | 17.0341 | 17.0341 | 44.031 | 1.5543 | 0 | 2024: 12.46; 2025: 31.571; 2026: 0; 2027: 26.4756; 2028: 0; 2029: 0; 2030: 0.61342; 2031: 0; 2032: 0; 2033: 12.46; 2034: 31.571; 2035: 0; 2036: 26.4756; 2039: 0.19428; 2040: 0.17807
2018-07-14 08:00 | 7 | 7 | 7 | 1 | 0 | 0.22123 | 1.4081 | 2.8162 | 1.7699 | 20.3125 | 10.5647 | 17.0341 | 17.0341 | 57.2046 | 1.7699 | 0 | 2024: 21.2542; 2025: 35.9504; 2026: 0; 2027: 30.1481; 2028: 0; 2029: 0; 2030: 1.0464; 2031: 0; 2032: 0; 2033: 21.2542; 2034: 35.9504; 2035: 0; 2036: 30.1481; 2039: 0.22123; 2040: 0.24251
2018-07-14 09:00 | 7 | 8 | 7 | 1 | 0 | 0.34788 | 1.5719 | 3.1438 | 2.783 | 20.3125 | 10.5647 | 17.0341 | 17.0341 | 63.8593 | 2.783 | 0 | 2024: 7.3286; 2025: 56.5307; 2026: 0; 2027: 47.4068; 2028: 0; 2029: 0; 2030: 0.36079; 2031: 0; 2032: 0; 2033: 7.3286; 2034: 56.5307; 2035: 0; 2036: 47.4068; 2039: 0.34788; 2040: 0.32541
2018-07-14 10:00 | 7 | 9 | 7 | 1 | 0 | 0.24947 | 1.7234 | 3.4469 | 1.9957 | 20.3125 | 10.5647 | 17.0341 | 17.0341 | 70.0151 | 1.9957 | 0 | 2024: 29.4767; 2025: 40.5384; 2026: 0; 2027: 33.9957; 2028: 0; 2029: 0; 2030: 1.4512; 2031: 0; 2032: 0; 2033: 29.4767; 2034: 40.5384; 2035: 0; 2036: 33.9957; 2039: 0.24947; 2040: 0.25407
2018-07-14 11:00 | 7 | 10 | 7 | 1 | 0 | 0.27906 | 1.7351 | 3.4702 | 2.2325 | 20.3125 | 10.5647 | 17.0341 | 17.0341 | 70.4892 | 2.2325 | 0 | 2024: 25.142; 2025: 45.3473; 2026: 0; 2027: 38.0284; 2028: 0; 2029: 0; 2030: 1.2378; 2031: 0; 2032: 0; 2033: 25.142; 2034: 45.3473; 2035: 0; 2036: 38.0284; 2039: 0.27906; 2040: 0.47323
2018-07-14 12:00 | 7 | 11 | 7 | 1 | 0 | 0.47774 | 1.8171 | 3.6342 | 3.8219 | 20.3125 | 10.5647 | 17.0341 | 17.0341 | 73.8199 | 3.6342 | 0.18767 | 2024: 0; 2025: 73.8199; 2026: 1.9827; 2027: 65.1025; 2028: 0.18767; 2029: 0.18767; 2030: 0; 2031: 0; 2032: 0; 2033: 0; 2034: 73.8199; 2035: 0; 2036: 65.1025; 2039: 0.47774; 2040: 0.40253
2018-07-14 13:00 | 7 | 12 | 7 | 1 | 0 | 0.19178 | 1.9331 | 3.8661 | 1.5343 | 20.3125 | 10.5647 | 17.0341 | 17.0341 | 78.5306 | 1.5343 | 0 | 2024: 47.3661; 2025: 31.1646; 2026: 0; 2027: 26.1347; 2028: 0; 2029: 0.18767; 2030: 2.3319; 2031: 0.17266; 2032: 0; 2033: 43.859; 2034: 34.6716; 2035: 0; 2036: 26.1347; 2039: 0.19178; 2040: 0.35131
2018-07-14 14:00 | 7 | 13 | 7 | 1 | 0 | 0.36772 | 1.7105 | 3.4211 | 2.9418 | 20.3125 | 10.5647 | 17.0341 | 17.0341 | 69.4905 | 2.9418 | 0 | 2024: 9.7362; 2025: 59.7543; 2026: 0; 2027: 50.1102; 2028: 0; 2029: 0; 2030: 0.47932; 2031: 0; 2032: 0; 2033: 9.7362; 2034: 59.7543; 2035: 0; 2036: 50.1102; 2039: 0.36772; 2040: 0.6267
2018-07-14 15:00 | 7 | 14 | 7 | 1 | 0 | 0.34217 | 1.6357 | 3.2714 | 2.7374 | 20.3125 | 10.5647 | 17.0341 | 17.0341 | 66.4501 | 2.7374 | 0 | 2024: 10.8469; 2025: 55.6033; 2026: 0; 2027: 46.6291; 2028: 0; 2029: 0; 2030: 0.534; 2031: 0; 2032: 0; 2033: 10.8469; 2034: 55.6033; 2035: 0; 2036: 46.6291; 2039: 0.34217; 2040: 0.22475
2018-07-14 16:00 | 7 | 15 | 7 | 1 | 1 | 0.25211 | 1.8007 | 3.6015 | 2.0169 | 26.4696 | 16.7219 | 17.0341 | 17.0341 | 95.3294 | 2.0169 | 0 | 2024: 41.9424; 2025: 53.387; 2026: 0; 2027: 34.3564; 2028: 0; 2029: 0; 2030: 1.5845; 2031: 0; 2032: 0; 2033: 41.9424; 2034: 53.387; 2035: 0; 2036: 34.3564; 2039: 0.25211; 2040: 0.44766
2018-07-14 17:00 | 7 | 16 | 7 | 1 | 1 | 0.086537 | 1.7775 | 3.5549 | 0.69229 | 26.4696 | 16.7219 | 17.0341 | 17.0341 | 94.0971 | 0.69229 | 0 | 2024: 75.7724; 2025: 18.3247; 2026: 0; 2027: 11.7926; 2028: 0; 2029: 0; 2030: 2.8626; 2031: 0; 2032: 0; 2033: 75.7724; 2034: 18.3247; 2035: 0; 2036: 11.7926; 2039: 0.086537; 2040: 0.11188
2018-07-14 18:00 | 7 | 17 | 7 | 1 | 1 | 0.046538 | 1.5888 | 3.1776 | 0.37231 | 26.4696 | 16.7219 | 17.0341 | 17.0341 | 84.11 | 0.37231 | 0 | 2024: 74.2552; 2025: 9.8548; 2026: 0; 2027: 6.3419; 2028: 0; 2029: 0; 2030: 2.8053; 2031: 0; 2032: 0; 2033: 74.2552; 2034: 9.8548; 2035: 0; 2036: 6.3419; 2039: 0.046538; 2040: 0.094627
2018-07-14 19:00 | 7 | 18 | 7 | 1 | 1 | 0.014313 | 1.5757 | 3.1513 | 0.1145 | 26.4696 | 16.7219 | 17.0341 | 17.0341 | 83.4142 | 0.1145 | 0 | 2024: 80.3834; 2025: 3.0308; 2026: 0; 2027: 1.9505; 2028: 0; 2029: 0; 2030: 3.0368; 2031: 0; 2032: 0; 2033: 80.3834; 2034: 3.0308; 2035: 0; 2036: 1.9505; 2039: 0.014313; 2040: 0.017692
2018-07-14 20:00 | 7 | 19 | 7 | 1 | 0 | 0 | 1.4279 | 2.8559 | 0 | 20.3125 | 10.5647 | 17.0341 | 17.0341 | 58.0098 | 0 | 0 | 2024: 58.0098; 2025: 0; 2026: 0; 2027: 0; 2028: 0; 2029: 0; 2030: 2.8559; 2031: 0; 2032: 0; 2033: 58.0098; 2034: 0; 2035: 0; 2036: 0; 2039: 0; 2040: 0
2018-07-14 21:00 | 7 | 20 | 7 | 1 | 0 | 0 | 1.1733 | 2.3467 | 0 | 20.3125 | 10.5647 | 17.0341 | 17.0341 | 47.6673 | 0 | 0 | 2024: 47.6673; 2025: 0; 2026: 0; 2027: 0; 2028: 0; 2029: 0; 2030: 2.3467; 2031: 0; 2032: 0; 2033: 47.6673; 2034: 0; 2035: 0; 2036: 0; 2039: 0; 2040: 0
2018-07-14 22:00 | 7 | 21 | 7 | 1 | 0 | 0 | 0.95749 | 1.915 | 0 | 20.3125 | 10.5647 | 17.0341 | 17.0341 | 38.8979 | 0 | 0 | 2024: 38.8979; 2025: 0; 2026: 0; 2027: 0; 2028: 0; 2029: 0; 2030: 1.915; 2031: 0; 2032: 0; 2033: 38.8979; 2034: 0; 2035: 0; 2036: 0; 2039: 0; 2040: 0
2018-07-14 23:00 | 7 | 22 | 7 | 1 | 0 | 0 | 0.77903 | 1.5581 | 0 | 20.3125 | 10.5647 | 17.0341 | 17.0341 | 31.648 | 0 | 0 | 2024: 31.648; 2025: 0; 2026: 0; 2027: 0; 2028: 0; 2029: 0; 2030: 1.5581; 2031: 0; 2032: 0; 2033: 31.648; 2034: 0; 2035: 0; 2036: 0; 2039: 0; 2040: 0
2018-07-15 | 7 | 23 | 7 | 1 | 0 | 0 | 0.65514 | 1.3103 | 0 | 20.3125 | 10.5647 | 17.0341 | 17.0341 | 26.6151 | 0 | 0 | 2024: 26.6151; 2025: 0; 2026: 0; 2027: 0; 2028: 0; 2029: 0; 2030: 1.3103; 2031: 0; 2032: 0; 2033: 26.6151; 2034: 0; 2035: 0; 2036: 0; 2039: 0; 2040: 0
2018-07-15 01:00 | 7 | 0 | 1 | 1 | 0 | 0 | 0.60573 | 1.2115 | 0 | 20.3125 | 10.5647 | 17.0341 | 17.0341 | 24.6079 | 0 | 0 | 2024: 24.6079; 2025: 0; 2026: 0; 2027: 0; 2028: 0; 2029: 0; 2030: 1.2115; 2031: 0; 2032: 0; 2033: 24.6079; 2034: 0; 2035: 0; 2036: 0; 2039: 0; 2040: 0
2018-07-15 02:00 | 7 | 1 | 1 | 1 | 0 | 0 | 0.55332 | 1.1066 | 0 | 20.3125 | 10.5647 | 17.0341 | 17.0341 | 22.4788 | 0 | 0 | 2024: 22.4788; 2025: 0; 2026: 0; 2027: 0; 2028: 0; 2029: 0; 2030: 1.1066; 2031: 0; 2032: 0; 2033: 22.4788; 2034: 0; 2035: 0; 2036: 0; 2039: 0; 2040: 0
2018-07-15 03:00 | 7 | 2 | 1 | 1 | 0 | 0 | 0.51845 | 1.0369 | 0 | 20.3125 | 10.5647 | 17.0341 | 17.0341 | 21.0621 | 0 | 0 | 2024: 21.0621; 2025: 0; 2026: 0; 2027: 0; 2028: 0; 2029: 0; 2030: 1.0369; 2031: 0; 2032: 0; 2033: 21.0621; 2034: 0; 2035: 0; 2036: 0; 2039: 0; 2040: 0
2018-07-15 04:00 | 7 | 3 | 1 | 1 | 0 | 0 | 0.51846 | 1.0369 | 0 | 20.3125 | 10.5647 | 17.0341 | 17.0341 | 21.0625 | 0 | 0 | 2024: 21.0625; 2025: 0; 2026: 0; 2027: 0; 2028: 0; 2029: 0; 2030: 1.0369; 2031: 0; 2032: 0; 2033: 21.0625; 2034: 0; 2035: 0; 2036: 0; 2039: 0; 2040: 0
2018-07-15 05:00 | 7 | 4 | 1 | 1 | 0 | 0.0014229 | 0.5653 | 1.1306 | 0.011383 | 20.3125 | 10.5647 | 17.0341 | 17.0341 | 22.9655 | 0.011383 | 0 | 2024: 22.7342; 2025: 0.23122; 2026: 0; 2027: 0.1939; 2028: 0; 2029: 0; 2030: 1.1192; 2031: 0; 2032: 0; 2033: 22.7342; 2034: 0.23122; 2035: 0; 2036: 0.1939; 2039: 0.0014229; 2040: 0.0046247
2018-07-15 06:00 | 7 | 5 | 1 | 1 | 0 | 0.047025 | 0.68691 | 1.3738 | 0.3762 | 20.3125 | 10.5647 | 17.0341 | 17.0341 | 27.9059 | 0.3762 | 0 | 2024: 20.2643; 2025: 7.6416; 2026: 0; 2027: 6.4083; 2028: 0; 2029: 0; 2030: 0.99763; 2031: 0; 2032: 0; 2033: 20.2643; 2034: 7.6416; 2035: 0; 2036: 6.4083; 2039: 0.047025; 2040: 0.054399
2018-07-15 07:00 | 7 | 6 | 1 | 1 | 0 | 0.20991 | 0.88013 | 1.7603 | 1.6793 | 20.3125 | 10.5647 | 17.0341 | 17.0341 | 35.7553 | 1.6793 | 0 | 2024: 1.6454; 2025: 34.1099; 2026: 0; 2027: 28.6047; 2028: 0; 2029: 0; 2030: 0.081005; 2031: 0; 2032: 0; 2033: 1.6454; 2034: 34.1099; 2035: 0; 2036: 28.6047; 2039: 0.20991; 2040: 0.23093
2018-07-15 08:00 | 7 | 7 | 1 | 1 | 0 | 0.39267 | 1.0872 | 2.1744 | 3.1414 | 20.3125 | 10.5647 | 17.0341 | 17.0341 | 44.167 | 2.1744 | 0.96699 | 2024: 0; 2025: 44.167; 2026: 10.216; 2027: 53.5105; 2028: 0.96699; 2029: 0.96699; 2030: 0; 2031: 0; 2032: 0; 2033: 0; 2034: 44.167; 2035: 0; 2036: 53.5105; 2039: 0.39267; 2040: 0.43226
2018-07-15 09:00 | 7 | 8 | 1 | 1 | 0 | 0.53215 | 1.3044 | 2.6087 | 4.2572 | 20.3125 | 10.5647 | 17.0341 | 17.0341 | 52.9893 | 2.6087 | 1.6485 | 2024: 0; 2025: 52.9893; 2026: 17.4162; 2027: 72.5182; 2028: 1.6485; 2029: 2.6155; 2030: 0; 2031: 0; 2032: 0; 2033: 0; 2034: 52.9893; 2035: 0; 2036: 72.5182; 2039: 0.53215; 2040: 0.5861
2018-07-15 10:00 | 7 | 9 | 1 | 1 | 0 | 0.63665 | 1.3062 | 2.6125 | 5.0932 | 20.3125 | 10.5647 | 17.0341 | 17.0341 | 53.0661 | 2.6125 | 2.4807 | 2024: 0; 2025: 53.0661; 2026: 26.2083; 2027: 86.7586; 2028: 2.4807; 2029: 5.0962; 2030: 0; 2031: 0; 2032: 0; 2033: 0; 2034: 53.0661; 2035: 0; 2036: 86.7586; 2039: 0.63665; 2040: 0.70444
2018-07-15 11:00 | 7 | 10 | 1 | 1 | 0 | 0.69953 | 1.36 | 2.72 | 5.5962 | 20.3125 | 10.5647 | 17.0341 | 17.0341 | 55.2495 | 2.72 | 2.8762 | 2024: 0; 2025: 55.2495; 2026: 30.3866; 2027: 95.3266; 2028: 2.8762; 2029: 7.9725; 2030: 0; 2031: 0; 2032: 0; 2033: 0; 2034: 55.2495; 2035: 0; 2036: 95.3266; 2039: 0.69953; 2040: 0.76923
2018-07-15 12:00 | 7 | 11 | 1 | 1 | 0 | 0.7219 | 1.4274 | 2.8548 | 5.7752 | 20.3125 | 10.5647 | 17.0341 | 17.0341 | 57.9873 | 2.8548 | 2.9204 | 2024: 0; 2025: 57.9873; 2026: 30.8535; 2027: 98.3753; 2028: 2.9204; 2029: 10.8929; 2030: 0; 2031: 0; 2032: 0; 2033: 0; 2034: 57.9873; 2035: 0; 2036: 98.3753; 2039: 0.7219; 2040: 0.76923
2018-07-15 13:00 | 7 | 12 | 1 | 1 | 0 | 0.70527 | 1.4822 | 2.9644 | 5.6422 | 20.3125 | 10.5647 | 17.0341 | 17.0341 | 60.2149 | 2.9644 | 2.6778 | 2024: 0; 2025: 60.2149; 2026: 28.2897; 2027: 96.1096; 2028: 1.6071; 2029: 12.5; 2030: 0; 2031: 0; 2032: 1.0707; 2033: 0; 2034: 60.2149; 2035: 11.3112; 2036: 96.1096; 2039: 0.70527; 2040: 0.76923
2018-07-15 14:00 | 7 | 13 | 1 | 1 | 0 | 0.64915 | 1.5847 | 3.1694 | 5.1932 | 20.3125 | 10.5647 | 17.0341 | 17.0341 | 64.3789 | 3.1694 | 2.0238 | 2024: 0; 2025: 64.3789; 2026: 21.3805; 2027: 88.4614; 2028: 0; 2029: 12.5; 2030: 0; 2031: 0; 2032: 2.0238; 2033: 0; 2034: 64.3789; 2035: 21.3805; 2036: 88.4614; 2039: 0.64915; 2040: 0.71947
2018-07-15 15:00 | 7 | 14 | 1 | 1 | 0 | 0.55962 | 1.7837 | 3.5674 | 4.477 | 20.3125 | 10.5647 | 17.0341 | 17.0341 | 72.4633 | 3.5674 | 0.90953 | 2024: 0; 2025: 72.4633; 2026: 9.6089; 2027: 76.261; 2028: 0; 2029: 12.5; 2030: 0; 2031: 0; 2032: 0.90953; 2033: 0; 2034: 72.4633; 2035: 9.6089; 2036: 76.261; 2039: 0.55962; 2040: 0.61753
2018-07-15 16:00 | 7 | 15 | 1 | 1 | 1 | 0.43516 | 1.8668 | 3.7337 | 3.4813 | 26.4696 | 16.7219 | 17.0341 | 17.0341 | 98.829 | 3.4813 | 0 | 2024: 6.6812; 2025: 92.1478; 2026: 0; 2027: 59.3004; 2028: 0; 2029: 12.5; 2030: 0.25241; 2031: 0.25241; 2032: 0; 2033: 0; 2034: 98.829; 2035: 0; 2036: 59.3004; 2039: 0.43516; 2040: 0.4807
2018-07-15 17:00 | 7 | 16 | 1 | 1 | 1 | 0.27318 | 1.8085 | 3.6171 | 2.1854 | 26.4696 | 16.7219 | 17.0341 | 17.0341 | 95.7425 | 2.1854 | 0 | 2024: 37.8957; 2025: 57.8468; 2026: 0; 2027: 37.2264; 2028: 0; 2029: 12.2256; 2030: 1.4317; 2031: 1.4317; 2032: 0; 2033: 0; 2034: 95.7425; 2035: 0; 2036: 37.2264; 2039: 0.27318; 2040: 0.30176
2018-07-15 18:00 | 7 | 17 | 1 | 1 | 1 | 0.095614 | 1.6738 | 3.3477 | 0.76491 | 26.4696 | 16.7219 | 17.0341 | 17.0341 | 88.6114 | 0.76491 | 0 | 2024: 68.3645; 2025: 20.2469; 2026: 0; 2027: 13.0296; 2028: 0; 2029: 10.6695; 2030: 2.5828; 2031: 2.5828; 2032: 0; 2033: 0; 2034: 88.6114; 2035: 0; 2036: 13.0296; 2039: 0.095614; 2040: 0.1039
2018-07-15 19:00 | 7 | 18 | 1 | 1 | 1 | 0.0096878 | 1.537 | 3.074 | 0.077502 | 26.4696 | 16.7219 | 17.0341 | 17.0341 | 81.3668 | 0.077502 | 0 | 2024: 79.3153; 2025: 2.0515; 2026: 0; 2027: 1.3202; 2028: 0; 2029: 7.8621; 2030: 2.9965; 2031: 2.9965; 2032: 0; 2033: 0; 2034: 81.3668; 2035: 0; 2036: 1.3202; 2039: 0.0096878; 2040: 0.012059
2018-07-15 20:00 | 7 | 19 | 1 | 1 | 0 | 0 | 1.5077 | 3.0154 | 0 | 20.3125 | 10.5647 | 17.0341 | 17.0341 | 61.2502 | 0 | 0 | 2024: 61.2502; 2025: 0; 2026: 0; 2027: 0; 2028: 0; 2029: 4.6051; 2030: 3.0154; 2031: 3.0154; 2032: 0; 2033: 0; 2034: 61.2502; 2035: 0; 2036: 0; 2039: 0; 2040: 0
2018-07-15 21:00 | 7 | 20 | 1 | 1 | 0 | 0 | 1.2656 | 2.5312 | 0 | 20.3125 | 10.5647 | 17.0341 | 17.0341 | 51.415 | 0 | 0 | 2024: 51.415; 2025: 0; 2026: 0; 2027: 0; 2028: 0; 2029: 1.3275; 2030: 2.5312; 2031: 1.2213; 2032: 0; 2033: 26.607; 2034: 24.808; 2035: 0; 2036: 0; 2039: 0; 2040: 0
2018-07-15 22:00 | 7 | 21 | 1 | 1 | 0 | 0 | 1.0101 | 2.0202 | 0 | 20.3125 | 10.5647 | 17.0341 | 17.0341 | 41.0346 | 0 | 0 | 2024: 41.0346; 2025: 0; 2026: 0; 2027: 0; 2028: 0; 2029: 0; 2030: 2.0202; 2031: 0; 2032: 0; 2033: 41.0346; 2034: 0; 2035: 0; 2036: 0; 2039: 0; 2040: 0
2018-07-15 23:00 | 7 | 22 | 1 | 1 | 0 | 0 | 0.81931 | 1.6386 | 0 | 20.3125 | 10.5647 | 17.0341 | 17.0341 | 33.2845 | 0 | 0 | 2024: 33.2845; 2025: 0; 2026: 0; 2027: 0; 2028: 0; 2029: 0; 2030: 1.6386; 2031: 0; 2032: 0; 2033: 33.2845; 2034: 0; 2035: 0; 2036: 0; 2039: 0; 2040: 0
2018-07-16 | 7 | 23 | 1 | 1 | 0 | 0 | 0.70969 | 1.4194 | 0 | 20.3125 | 10.5647 | 17.0341 | 17.0341 | 28.831 | 0 | 0 | 2024: 28.831; 2025: 0; 2026: 0; 2027: 0; 2028: 0; 2029: 0; 2030: 1.4194; 2031: 0; 2032: 0; 2033: 28.831; 2034: 0; 2035: 0; 2036: 0; 2039: 0; 2040: 0
2018-07-16 01:00 | 7 | 0 | 2 | 1 | 0 | 0 | 0.61635 | 1.2327 | 0 | 20.3125 | 10.5647 | 17.0341 | 17.0341 | 25.0391 | 0 | 0 | 2024: 25.0391; 2025: 0; 2026: 0; 2027: 0; 2028: 0; 2029: 0; 2030: 1.2327; 2031: 0; 2032: 0; 2033: 25.0391; 2034: 0; 2035: 0; 2036: 0; 2039: 0; 2040: 0
2018-07-16 02:00 | 7 | 1 | 2 | 1 | 0 | 0 | 0.56598 | 1.132 | 0 | 20.3125 | 10.5647 | 17.0341 | 17.0341 | 22.993 | 0 | 0 | 2024: 22.993; 2025: 0; 2026: 0; 2027: 0; 2028: 0; 2029: 0; 2030: 1.132; 2031: 0; 2032: 0; 2033: 22.993; 2034: 0; 2035: 0; 2036: 0; 2039: 0; 2040: 0
2018-07-16 03:00 | 7 | 2 | 2 | 1 | 0 | 0 | 0.54394 | 1.0879 | 0 | 20.3125 | 10.5647 | 17.0341 | 17.0341 | 22.0974 | 0 | 0 | 2024: 22.0974; 2025: 0; 2026: 0; 2027: 0; 2028: 0; 2029: 0; 2030: 1.0879; 2031: 0; 2032: 0; 2033: 22.0974; 2034: 0; 2035: 0; 2036: 0; 2039: 0; 2040: 0
2018-07-16 04:00 | 7 | 3 | 2 | 1 | 0 | 0 | 0.56284 | 1.1257 | 0 | 20.3125 | 10.5647 | 17.0341 | 17.0341 | 22.8656 | 0 | 0 | 2024: 22.8656; 2025: 0; 2026: 0; 2027: 0; 2028: 0; 2029: 0; 2030: 1.1257; 2031: 0; 2032: 0; 2033: 22.8656; 2034: 0; 2035: 0; 2036: 0; 2039: 0; 2040: 0
2018-07-16 05:00 | 7 | 4 | 2 | 1 | 0 | 0.002839 | 0.69657 | 1.3931 | 0.022712 | 20.3125 | 10.5647 | 17.0341 | 17.0341 | 28.298 | 0.022712 | 0 | 2024: 27.8367; 2025: 0.46134; 2026: 0; 2027: 0.38688; 2028: 0; 2029: 0; 2030: 1.3704; 2031: 0; 2032: 0; 2033: 27.8367; 2034: 0.46134; 2035: 0; 2036: 0.38688; 2039: 0.002839; 2040: 0.0027423
2018-07-16 06:00 | 7 | 5 | 2 | 1 | 0 | 0.045542 | 0.85676 | 1.7135 | 0.36433 | 20.3125 | 10.5647 | 17.0341 | 17.0341 | 34.8057 | 0.36433 | 0 | 2024: 27.4052; 2025: 7.4005; 2026: 0; 2027: 6.2061; 2028: 0; 2029: 0; 2030: 1.3492; 2031: 0; 2032: 0; 2033: 27.4052; 2034: 7.4005; 2035: 0; 2036: 6.2061; 2039: 0.045542; 2040: 0.052632
2018-07-16 07:00 | 7 | 6 | 2 | 1 | 0 | 0.20545 | 0.95443 | 1.9089 | 1.6436 | 20.3125 | 10.5647 | 17.0341 | 17.0341 | 38.7737 | 1.6436 | 0 | 2024: 5.3886; 2025: 33.3851; 2026: 0; 2027: 27.9969; 2028: 0; 2029: 0; 2030: 0.26528; 2031: 0; 2032: 0; 2033: 5.3886; 2034: 33.3851; 2035: 0; 2036: 27.9969; 2039: 0.20545; 2040: 0.22663
2018-07-16 08:00 | 7 | 7 | 2 | 1 | 0 | 0.37687 | 1.0498 | 2.0995 | 3.0149 | 20.3125 | 10.5647 | 17.0341 | 17.0341 | 42.6469 | 2.0995 | 0.91538 | 2024: 0; 2025: 42.6469; 2026: 9.6708; 2027: 51.3566; 2028: 0.91538; 2029: 0.91538; 2030: 0; 2031: 0; 2032: 0; 2033: 0; 2034: 42.6469; 2035: 0; 2036: 51.3566; 2039: 0.37687; 2040: 0.41513
2018-07-16 09:00 | 7 | 8 | 2 | 1 | 0 | 0.45396 | 1.142 | 2.2839 | 3.6317 | 20.3125 | 10.5647 | 17.0341 | 17.0341 | 46.392 | 2.2839 | 1.3477 | 2024: 0; 2025: 46.392; 2026: 14.2385; 2027: 61.8622; 2028: 1.3477; 2029: 2.2631; 2030: 0; 2031: 0; 2032: 0; 2033: 0; 2034: 46.392; 2035: 0; 2036: 61.8622; 2039: 0.45396; 2040: 0.31988
2018-07-16 10:00 | 7 | 9 | 2 | 1 | 0 | 0.44535 | 1.308 | 2.616 | 3.5628 | 20.3125 | 10.5647 | 17.0341 | 17.0341 | 53.1368 | 2.616 | 0.94686 | 2024: 0; 2025: 53.1368; 2026: 10.0033; 2027: 60.6897; 2028: 0.94686; 2029: 3.21; 2030: 0; 2031: 0; 2032: 0; 2033: 0; 2034: 53.1368; 2035: 0; 2036: 60.6897; 2039: 0.44535; 2040: 0.4992
2018-07-16 11:00 | 7 | 10 | 2 | 1 | 0 | 0.60669 | 1.4538 | 2.9077 | 4.8536 | 20.3125 | 10.5647 | 17.0341 | 17.0341 | 59.0617 | 2.9077 | 1.9459 | 2024: 0; 2025: 59.0617; 2026: 20.558; 2027: 82.6762; 2028: 1.9459; 2029: 5.1559; 2030: 0; 2031: 0; 2032: 0; 2033: 0; 2034: 59.0617; 2035: 0; 2036: 82.6762; 2039: 0.60669; 2040: 0.66047
2018-07-16 12:00 | 7 | 11 | 2 | 1 | 0 | 0.59721 | 1.5884 | 3.1768 | 4.7777 | 20.3125 | 10.5647 | 17.0341 | 17.0341 | 64.5286 | 3.1768 | 1.6009 | 2024: 0; 2025: 64.5286; 2026: 16.913; 2027: 81.3838; 2028: 1.6009; 2029: 6.7568; 2030: 0; 2031: 0; 2032: 0; 2033: 0; 2034: 64.5286; 2035: 0; 2036: 81.3838; 2039: 0.59721; 2040: 0.68384
2018-07-16 13:00 | 7 | 12 | 2 | 1 | 0 | 0.60666 | 1.5804 | 3.1609 | 4.8532 | 20.3125 | 10.5647 | 17.0341 | 17.0341 | 64.2056 | 3.1609 | 1.6924 | 2024: 0; 2025: 64.2056; 2026: 17.8793; 2027: 82.6709; 2028: 1.6924; 2029: 8.4491; 2030: 0; 2031: 0; 2032: 0; 2033: 0; 2034: 64.2056; 2035: 0; 2036: 82.6709; 2039: 0.60666; 2040: 0.6456
2018-07-16 14:00 | 7 | 13 | 2 | 1 | 0 | 0.47708 | 1.6728 | 3.3456 | 3.8166 | 20.3125 | 10.5647 | 17.0341 | 17.0341 | 67.957 | 3.3456 | 0.47106 | 2024: 0; 2025: 67.957; 2026: 4.9766; 2027: 65.0132; 2028: 0.47106; 2029: 8.9202; 2030: 0; 2031: 0; 2032: 0; 2033: 0; 2034: 67.957; 2035: 0; 2036: 65.0132; 2039: 0.47708; 2040: 0.47431
2018-07-16 15:00 | 7 | 14 | 2 | 1 | 0 | 0.36233 | 1.7544 | 3.5088 | 2.8986 | 20.3125 | 10.5647 | 17.0341 | 17.0341 | 71.2724 | 2.8986 | 0 | 2024: 12.3939; 2025: 58.8785; 2026: 0; 2027: 49.3757; 2028: 0; 2029: 8.9202; 2030: 0.61016; 2031: 0.61016; 2032: 0; 2033: 0; 2034: 71.2724; 2035: 0; 2036: 49.3757; 2039: 0.36233; 2040: 0.42111
2018-07-16 16:00 | 7 | 15 | 2 | 1 | 1 | 0.23155 | 1.8932 | 3.7864 | 1.8524 | 26.4696 | 16.7219 | 17.0341 | 17.0341 | 100.2241 | 1.8524 | 0 | 2024: 51.1909; 2025: 49.0332; 2026: 0; 2027: 31.5546; 2028: 0; 2029: 8.257; 2030: 1.9339; 2031: 1.9339; 2032: 0; 2033: 0; 2034: 100.2241; 2035: 0; 2036: 31.5546; 2039: 0.23155; 2040: 0.15496
2018-07-16 17:00 | 7 | 16 | 2 | 1 | 1 | 0.11273 | 1.9444 | 3.8889 | 0.90184 | 26.4696 | 16.7219 | 17.0341 | 17.0341 | 102.937 | 0.90184 | 0 | 2024: 79.0656; 2025: 23.8714; 2026: 0; 2027: 15.3621; 2028: 0; 2029: 6.1549; 2030: 2.987; 2031: 2.987; 2032: 0; 2033: 0; 2034: 102.937; 2035: 0; 2036: 15.3621; 2039: 0.11273; 2040: 0.10331
2018-07-16 18:00 | 7 | 17 | 2 | 1 | 1 | 0.071202 | 1.8617 | 3.7234 | 0.56962 | 26.4696 | 16.7219 | 17.0341 | 17.0341 | 98.5561 | 0.56962 | 0 | 2024: 83.4785; 2025: 15.0776; 2026: 0; 2027: 9.703; 2028: 0; 2029: 2.9081; 2030: 3.1537; 2031: 2.6754; 2032: 0; 2033: 12.6604; 2034: 85.8957; 2035: 0; 2036: 9.703; 2039: 0.071202; 2040: 0.075359
2018-07-16 19:00 | 7 | 18 | 2 | 1 | 1 | 0.010388 | 1.8058 | 3.6116 | 0.083101 | 26.4696 | 16.7219 | 17.0341 | 17.0341 | 95.5987 | 0.083101 | 0 | 2024: 93.399; 2025: 2.1996; 2026: 0; 2027: 1.4156; 2028: 0; 2029: 0; 2030: 3.5285; 2031: 0; 2032: 0; 2033: 93.399; 2034: 2.1996; 2035: 0; 2036: 1.4156; 2039: 0.010388; 2040: 0.0080667
2018-07-16 20:00 | 7 | 19 | 2 | 1 | 0 | 0 | 1.5741 | 3.1482 | 0 | 20.3125 | 10.5647 | 17.0341 | 17.0341 | 63.9475 | 0 | 0 | 2024: 63.9475; 2025: 0; 2026: 0; 2027: 0; 2028: 0; 2029: 0; 2030: 3.1482; 2031: 0; 2032: 0; 2033: 63.9475; 2034: 0; 2035: 0; 2036: 0; 2039: 0; 2040: 0
2018-07-16 21:00 | 7 | 20 | 2 | 1 | 0 | 0 | 1.2806 | 2.5611 | 0 | 20.3125 | 10.5647 | 17.0341 | 17.0341 | 52.0231 | 0 | 0 | 2024: 52.0231; 2025: 0; 2026: 0; 2027: 0; 2028: 0; 2029: 0; 2030: 2.5611; 2031: 0; 2032: 0; 2033: 52.0231; 2034: 0; 2035: 0; 2036: 0; 2039: 0; 2040: 0
2018-07-16 22:00 | 7 | 21 | 2 | 1 | 0 | 0 | 0.97649 | 1.953 | 0 | 20.3125 | 10.5647 | 17.0341 | 17.0341 | 39.6701 | 0 | 0 | 2024: 39.6701; 2025: 0; 2026: 0; 2027: 0; 2028: 0; 2029: 0; 2030: 1.953; 2031: 0; 2032: 0; 2033: 39.6701; 2034: 0; 2035: 0; 2036: 0; 2039: 0; 2040: 0
2018-07-16 23:00 | 7 | 22 | 2 | 1 | 0 | 0 | 0.83851 | 1.677 | 0 | 20.3125 | 10.5647 | 17.0341 | 17.0341 | 34.0644 | 0 | 0 | 2024: 34.0644; 2025: 0; 2026: 0; 2027: 0; 2028: 0; 2029: 0; 2030: 1.677; 2031: 0; 2032: 0; 2033: 34.0644; 2034: 0; 2035: 0; 2036: 0; 2039: 0; 2040: 0
2018-07-17 | 7 | 23 | 2 | 1 | 0 | 0 | 0.73806 | 1.4761 | 0 | 20.3125 | 10.5647 | 17.0341 | 17.0341 | 29.9839 | 0 | 0 | 2024: 29.9839; 2025: 0; 2026: 0; 2027: 0; 2028: 0; 2029: 0; 2030: 1.4761; 2031: 0; 2032: 0; 2033: 29.9839; 2034: 0; 2035: 0; 2036: 0; 2039: 0; 2040: 0
2018-07-17 01:00 | 7 | 0 | 3 | 1 | 0 | 0 | 0.61894 | 1.2379 | 0 | 20.3125 | 10.5647 | 17.0341 | 17.0341 | 25.1444 | 0 | 0 | 2024: 25.1444; 2025: 0; 2026: 0; 2027: 0; 2028: 0; 2029: 0; 2030: 1.2379; 2031: 0; 2032: 0; 2033: 25.1444; 2034: 0; 2035: 0; 2036: 0; 2039: 0; 2040: 0
2018-07-17 02:00 | 7 | 1 | 3 | 1 | 0 | 0 | 0.56591 | 1.1318 | 0 | 20.3125 | 10.5647 | 17.0341 | 17.0341 | 22.99 | 0 | 0 | 2024: 22.99; 2025: 0; 2026: 0; 2027: 0; 2028: 0; 2029: 0; 2030: 1.1318; 2031: 0; 2032: 0; 2033: 22.99; 2034: 0; 2035: 0; 2036: 0; 2039: 0; 2040: 0
2018-07-17 03:00 | 7 | 2 | 3 | 1 | 0 | 0 | 0.54429 | 1.0886 | 0 | 20.3125 | 10.5647 | 17.0341 | 17.0341 | 22.1117 | 0 | 0 | 2024: 22.1117; 2025: 0; 2026: 0; 2027: 0; 2028: 0; 2029: 0; 2030: 1.0886; 2031: 0; 2032: 0; 2033: 22.1117; 2034: 0; 2035: 0; 2036: 0; 2039: 0; 2040: 0
2018-07-17 04:00 | 7 | 3 | 3 | 1 | 0 | 0 | 0.55092 | 1.1018 | 0 | 20.3125 | 10.5647 | 17.0341 | 17.0341 | 22.3813 | 0 | 0 | 2024: 22.3813; 2025: 0; 2026: 0; 2027: 0; 2028: 0; 2029: 0; 2030: 1.1018; 2031: 0; 2032: 0; 2033: 22.3813; 2034: 0; 2035: 0; 2036: 0; 2039: 0; 2040: 0
2018-07-17 05:00 | 7 | 4 | 3 | 1 | 0 | 0 | 0.69536 | 1.3907 | 0 | 20.3125 | 10.5647 | 17.0341 | 17.0341 | 28.2489 | 0 | 0 | 2024: 28.2489; 2025: 0; 2026: 0; 2027: 0; 2028: 0; 2029: 0; 2030: 1.3907; 2031: 0; 2032: 0; 2033: 28.2489; 2034: 0; 2035: 0; 2036: 0; 2039: 0; 2040: 0
2018-07-17 06:00 | 7 | 5 | 3 | 1 | 0 | 0.039396 | 0.87569 | 1.7514 | 0.31517 | 20.3125 | 10.5647 | 17.0341 | 17.0341 | 35.5748 | 0.31517 | 0 | 2024: 29.173; 2025: 6.4018; 2026: 0; 2027: 5.3686; 2028: 0; 2029: 0; 2030: 1.4362; 2031: 0; 2032: 0; 2033: 29.173; 2034: 6.4018; 2035: 0; 2036: 5.3686; 2039: 0.039396; 2040: 0.001037
2018-07-17 07:00 | 7 | 6 | 3 | 1 | 0 | 0.0028921 | 0.95325 | 1.9065 | 0.023137 | 20.3125 | 10.5647 | 17.0341 | 17.0341 | 38.7258 | 0.023137 | 0 | 2024: 38.2559; 2025: 0.46997; 2026: 0; 2027: 0.39412; 2028: 0; 2029: 0; 2030: 1.8834; 2031: 0; 2032: 0; 2033: 38.2559; 2034: 0.46997; 2035: 0; 2036: 0.39412; 2039: 0.0028921; 2040: 0.05093
2018-07-17 08:00 | 7 | 7 | 3 | 1 | 0 | 0.10836 | 1.024 | 2.0481 | 0.86691 | 20.3125 | 10.5647 | 17.0341 | 17.0341 | 41.6019 | 0.86691 | 0 | 2024: 23.9927; 2025: 17.6092; 2026: 0; 2027: 14.7671; 2028: 0; 2029: 0; 2030: 1.1812; 2031: 0; 2032: 0; 2033: 23.9927; 2034: 17.6092; 2035: 0; 2036: 14.7671; 2039: 0.10836; 2040: 0.22608
2018-07-17 09:00 | 7 | 8 | 3 | 1 | 0 | 0.10448 | 1.2027 | 2.4053 | 0.83587 | 20.3125 | 10.5647 | 17.0341 | 17.0341 | 48.8581 | 0.83587 | 0 | 2024: 31.8794; 2025: 16.9787; 2026: 0; 2027: 14.2384; 2028: 0; 2029: 0; 2030: 1.5694; 2031: 0; 2032: 0; 2033: 31.8794; 2034: 16.9787; 2035: 0; 2036: 14.2384; 2039: 0.10448; 2040: 0.30632
2018-07-17 10:00 | 7 | 9 | 3 | 1 | 0 | 0.36847 | 1.4118 | 2.8237 | 2.9477 | 20.3125 | 10.5647 | 17.0341 | 17.0341 | 57.3561 | 2.8237 | 0.12405 | 2024: 0; 2025: 57.3561; 2026: 1.3106; 2027: 50.2122; 2028: 0.12405; 2029: 0.12405; 2030: 0; 2031: 0; 2032: 0; 2033: 0; 2034: 57.3561; 2035: 0; 2036: 50.2122; 2039: 0.36847; 2040: 0.2569
2018-07-17 11:00 | 7 | 10 | 3 | 1 | 0 | 0.16966 | 1.6618 | 3.3237 | 1.3573 | 20.3125 | 10.5647 | 17.0341 | 17.0341 | 67.5126 | 1.3573 | 0 | 2024: 39.943; 2025: 27.5696; 2026: 0; 2027: 23.12; 2028: 0; 2029: 0.12405; 2030: 1.9664; 2031: 0.11413; 2032: 0; 2033: 37.6248; 2034: 29.8878; 2035: 0; 2036: 23.12; 2039: 0.16966; 2040: 0.18749
2018-07-17 12:00 | 7 | 11 | 3 | 1 | 0 | 0.21696 | 1.69 | 3.3799 | 1.7356 | 20.3125 | 10.5647 | 17.0341 | 17.0341 | 68.6543 | 1.7356 | 0 | 2024: 33.3989; 2025: 35.2554; 2026: 0; 2027: 29.5653; 2028: 0; 2029: 0; 2030: 1.6443; 2031: 0; 2032: 0; 2033: 33.3989; 2034: 35.2554; 2035: 0; 2036: 29.5653; 2039: 0.21696; 2040: 0.42462
2018-07-17 13:00 | 7 | 12 | 3 | 1 | 0 | 0.19911 | 1.7684 | 3.5368 | 1.5929 | 20.3125 | 10.5647 | 17.0341 | 17.0341 | 71.8422 | 1.5929 | 0 | 2024: 39.4868; 2025: 32.3554; 2026: 0; 2027: 27.1333; 2028: 0; 2029: 0; 2030: 1.944; 2031: 0; 2032: 0; 2033: 39.4868; 2034: 32.3554; 2035: 0; 2036: 27.1333; 2039: 0.19911; 2040: 0.58703
2018-07-17 14:00 | 7 | 13 | 3 | 1 | 0 | 0.41258 | 1.9045 | 3.809 | 3.3006 | 20.3125 | 10.5647 | 17.0341 | 17.0341 | 77.3696 | 3.3006 | 0 | 2024: 10.3251; 2025: 67.0444; 2026: 0; 2027: 56.2237; 2028: 0; 2029: 0; 2030: 0.50831; 2031: 0; 2032: 0; 2033: 10.3251; 2034: 67.0444; 2035: 0; 2036: 56.2237; 2039: 0.41258; 2040: 0.4678
2018-07-17 15:00 | 7 | 14 | 3 | 1 | 0 | 0.51162 | 2.0928 | 4.1856 | 4.093 | 20.3125 | 10.5647 | 17.0341 | 17.0341 | 85.0197 | 4.093 | 0 | 2024: 1.8808; 2025: 83.1389; 2026: 0; 2027: 69.7206; 2028: 0; 2029: 0; 2030: 0.092594; 2031: 0; 2032: 0; 2033: 1.8808; 2034: 83.1389; 2035: 0; 2036: 69.7206; 2039: 0.51162; 2040: 0.47581
2018-07-17 16:00 | 7 | 15 | 3 | 1 | 1 | 0.28074 | 2.2864 | 4.5728 | 2.2459 | 26.4696 | 16.7219 | 17.0341 | 17.0341 | 121.0412 | 2.2459 | 0 | 2024: 61.5931; 2025: 59.4481; 2026: 0; 2027: 38.2569; 2028: 0; 2029: 0; 2030: 2.3269; 2031: 0; 2032: 0; 2033: 61.5931; 2034: 59.4481; 2035: 0; 2036: 38.2569; 2039: 0.28074; 2040: 0.33187
2018-07-17 17:00 | 7 | 16 | 3 | 1 | 1 | 0.2203 | 2.2854 | 4.5707 | 1.7624 | 26.4696 | 16.7219 | 17.0341 | 17.0341 | 120.986 | 1.7624 | 0 | 2024: 74.3357; 2025: 46.6503; 2026: 0; 2027: 30.0211; 2028: 0; 2029: 0; 2030: 2.8083; 2031: 0; 2032: 0; 2033: 74.3357; 2034: 46.6503; 2035: 0; 2036: 30.0211; 2039: 0.2203; 2040: 0.25151
2018-07-17 18:00 | 7 | 17 | 3 | 1 | 1 | 0.083977 | 2.1496 | 4.2992 | 0.67181 | 26.4696 | 16.7219 | 17.0341 | 17.0341 | 113.7971 | 0.67181 | 0 | 2024: 96.0144; 2025: 17.7827; 2026: 0; 2027: 11.4438; 2028: 0; 2029: 0; 2030: 3.6273; 2031: 0; 2032: 0; 2033: 96.0144; 2034: 17.7827; 2035: 0; 2036: 11.4438; 2039: 0.083977; 2040: 0.096826
2018-07-17 19:00 | 7 | 18 | 3 | 1 | 1 | 0.01308 | 1.948 | 3.8959 | 0.10464 | 26.4696 | 16.7219 | 17.0341 | 17.0341 | 103.1241 | 0.10464 | 0 | 2024: 100.3542; 2025: 2.7699; 2026: 0; 2027: 1.7825; 2028: 0; 2029: 0; 2030: 3.7913; 2031: 0; 2032: 0; 2033: 100.3542; 2034: 2.7699; 2035: 0; 2036: 1.7825; 2039: 0.01308; 2040: 0.015296
2018-07-17 20:00 | 7 | 19 | 3 | 1 | 0 | 0 | 1.7679 | 3.5358 | 0 | 20.3125 | 10.5647 | 17.0341 | 17.0341 | 71.8215 | 0 | 0 | 2024: 71.8215; 2025: 0; 2026: 0; 2027: 0; 2028: 0; 2029: 0; 2030: 3.5358; 2031: 0; 2032: 0; 2033: 71.8215; 2034: 0; 2035: 0; 2036: 0; 2039: 0; 2040: 0
2018-07-17 21:00 | 7 | 20 | 3 | 1 | 0 | 0 | 1.4282 | 2.8563 | 0 | 20.3125 | 10.5647 | 17.0341 | 17.0341 | 58.0187 | 0 | 0 | 2024: 58.0187; 2025: 0; 2026: 0; 2027: 0; 2028: 0; 2029: 0; 2030: 2.8563; 2031: 0; 2032: 0; 2033: 58.0187; 2034: 0; 2035: 0; 2036: 0; 2039: 0; 2040: 0
2018-07-17 22:00 | 7 | 21 | 3 | 1 | 0 | 0 | 1.0561 | 2.1122 | 0 | 20.3125 | 10.5647 | 17.0341 | 17.0341 | 42.9032 | 0 | 0 | 2024: 42.9032; 2025: 0; 2026: 0; 2027: 0; 2028: 0; 2029: 0; 2030: 2.1122; 2031: 0; 2032: 0; 2033: 42.9032; 2034: 0; 2035: 0; 2036: 0; 2039: 0; 2040: 0
2018-07-17 23:00 | 7 | 22 | 3 | 1 | 0 | 0 | 0.93658 | 1.8732 | 0 | 20.3125 | 10.5647 | 17.0341 | 17.0341 | 38.0485 | 0 | 0 | 2024: 38.0485; 2025: 0; 2026: 0; 2027: 0; 2028: 0; 2029: 0; 2030: 1.8732; 2031: 0; 2032: 0; 2033: 38.0485; 2034: 0; 2035: 0; 2036: 0; 2039: 0; 2040: 0
2018-07-18 | 7 | 23 | 3 | 1 | 0 | 0 | 0.76939 | 1.5388 | 0 | 20.3125 | 10.5647 | 17.0341 | 17.0341 | 31.2566 | 0 | 0 | 2024: 31.2566; 2025: 0; 2026: 0; 2027: 0; 2028: 0; 2029: 0; 2030: 1.5388; 2031: 0; 2032: 0; 2033: 31.2566; 2034: 0; 2035: 0; 2036: 0; 2039: 0; 2040: 0
2018-07-18 01:00 | 7 | 0 | 4 | 1 | 0 | 0 | 0.61403 | 1.2281 | 0 | 20.3125 | 10.5647 | 17.0341 | 17.0341 | 24.945 | 0 | 0 | 2024: 24.945; 2025: 0; 2026: 0; 2027: 0; 2028: 0; 2029: 0; 2030: 1.2281; 2031: 0; 2032: 0; 2033: 24.945; 2034: 0; 2035: 0; 2036: 0; 2039: 0; 2040: 0
2018-07-18 02:00 | 7 | 1 | 4 | 1 | 0 | 0 | 0.58974 | 1.1795 | 0 | 20.3125 | 10.5647 | 17.0341 | 17.0341 | 23.9581 | 0 | 0 | 2024: 23.9581; 2025: 0; 2026: 0; 2027: 0; 2028: 0; 2029: 0; 2030: 1.1795; 2031: 0; 2032: 0; 2033: 23.9581; 2034: 0; 2035: 0; 2036: 0; 2039: 0; 2040: 0
2018-07-18 03:00 | 7 | 2 | 4 | 1 | 0 | 0 | 0.5615 | 1.123 | 0 | 20.3125 | 10.5647 | 17.0341 | 17.0341 | 22.8108 | 0 | 0 | 2024: 22.8108; 2025: 0; 2026: 0; 2027: 0; 2028: 0; 2029: 0; 2030: 1.123; 2031: 0; 2032: 0; 2033: 22.8108; 2034: 0; 2035: 0; 2036: 0; 2039: 0; 2040: 0
2018-07-18 04:00 | 7 | 3 | 4 | 1 | 0 | 0 | 0.60809 | 1.2162 | 0 | 20.3125 | 10.5647 | 17.0341 | 17.0341 | 24.7035 | 0 | 0 | 2024: 24.7035; 2025: 0; 2026: 0; 2027: 0; 2028: 0; 2029: 0; 2030: 1.2162; 2031: 0; 2032: 0; 2033: 24.7035; 2034: 0; 2035: 0; 2036: 0; 2039: 0; 2040: 0
2018-07-18 05:00 | 7 | 4 | 4 | 1 | 0 | 0.0021034 | 0.70739 | 1.4148 | 0.016827 | 20.3125 | 10.5647 | 17.0341 | 17.0341 | 28.7376 | 0.016827 | 0 | 2024: 28.3958; 2025: 0.34181; 2026: 0; 2027: 0.28664; 2028: 0; 2029: 0; 2030: 1.3979; 2031: 0; 2032: 0; 2033: 28.3958; 2034: 0.34181; 2035: 0; 2036: 0.28664; 2039: 0.0021034; 2040: 0.0019753
2018-07-18 06:00 | 7 | 5 | 4 | 1 | 0 | 0.042548 | 0.86696 | 1.7339 | 0.34038 | 20.3125 | 10.5647 | 17.0341 | 17.0341 | 35.2204 | 0.34038 | 0 | 2024: 28.3064; 2025: 6.914; 2026: 0; 2027: 5.7981; 2028: 0; 2029: 0; 2030: 1.3935; 2031: 0; 2032: 0; 2033: 28.3064; 2034: 6.914; 2035: 0; 2036: 5.7981; 2039: 0.042548; 2040: 0.049613
2018-07-18 07:00 | 7 | 6 | 4 | 1 | 0 | 0.14363 | 0.89382 | 1.7876 | 1.1491 | 20.3125 | 10.5647 | 17.0341 | 17.0341 | 36.3113 | 1.1491 | 0 | 2024: 12.9707; 2025: 23.3405; 2026: 0; 2027: 19.5735; 2028: 0; 2029: 0; 2030: 0.63856; 2031: 0; 2032: 0; 2033: 12.9707; 2034: 23.3405; 2035: 0; 2036: 19.5735; 2039: 0.14363; 2040: 0.17276
2018-07-18 08:00 | 7 | 7 | 4 | 1 | 0 | 0.27404 | 0.93579 | 1.8716 | 2.1923 | 20.3125 | 10.5647 | 17.0341 | 17.0341 | 38.0164 | 1.8716 | 0.32073 | 2024: 0; 2025: 38.0164; 2026: 3.3885; 2027: 37.3442; 2028: 0.32073; 2029: 0.32073; 2030: 0; 2031: 0; 2032: 0; 2033: 0; 2034: 38.0164; 2035: 0; 2036: 37.3442; 2039: 0.27404; 2040: 0.31027
2018-07-18 09:00 | 7 | 8 | 4 | 1 | 0 | 0.4365 | 0.99864 | 1.9973 | 3.492 | 20.3125 | 10.5647 | 17.0341 | 17.0341 | 40.5698 | 1.9973 | 1.4947 | 2024: 0; 2025: 40.5698; 2026: 15.7915; 2027: 59.4835; 2028: 1.4947; 2029: 1.8155; 2030: 0; 2031: 0; 2032: 0; 2033: 0; 2034: 40.5698; 2035: 0; 2036: 59.4835; 2039: 0.4365; 2040: 0.46242
2018-07-18 10:00 | 7 | 9 | 4 | 1 | 0 | 0.50021 | 1.0833 | 2.1665 | 4.0017 | 20.3125 | 10.5647 | 17.0341 | 17.0341 | 44.0073 | 2.1665 | 1.8352 | 2024: 0; 2025: 44.0073; 2026: 19.388; 2027: 68.1652; 2028: 1.8352; 2029: 3.6506; 2030: 0; 2031: 0; 2032: 0; 2033: 0; 2034: 44.0073; 2035: 0; 2036: 68.1652; 2039: 0.50021; 2040: 0.56429
2018-07-18 11:00 | 7 | 10 | 4 | 1 | 0 | 0.46356 | 1.171 | 2.342 | 3.7085 | 20.3125 | 10.5647 | 17.0341 | 17.0341 | 47.5715 | 2.342 | 1.3665 | 2024: 0; 2025: 47.5715; 2026: 14.4364; 2027: 63.1704; 2028: 1.3665; 2029: 5.0171; 2030: 0; 2031: 0; 2032: 0; 2033: 0; 2034: 47.5715; 2035: 0; 2036: 63.1704; 2039: 0.46356; 2040: 0.57546
2018-07-18 12:00 | 7 | 11 | 4 | 1 | 0 | 0.43709 | 1.17 | 2.3399 | 3.4967 | 20.3125 | 10.5647 | 17.0341 | 17.0341 | 47.5299 | 2.3399 | 1.1567 | 2024: 0; 2025: 47.5299; 2026: 12.2207; 2027: 59.563; 2028: 1.1567; 2029: 6.1739; 2030: 0; 2031: 0; 2032: 0; 2033: 0; 2034: 47.5299; 2035: 0; 2036: 59.563; 2039: 0.43709; 2040: 0.28269
2018-07-18 13:00 | 7 | 12 | 4 | 1 | 0 | 0.34471 | 1.2485 | 2.497 | 2.7577 | 20.3125 | 10.5647 | 17.0341 | 17.0341 | 50.7197 | 2.497 | 0.26074 | 2024: 0; 2025: 50.7197; 2026: 2.7546; 2027: 46.9751; 2028: 0.26074; 2029: 6.4346; 2030: 0; 2031: 0; 2032: 0; 2033: 0; 2034: 50.7197; 2035: 0; 2036: 46.9751; 2039: 0.34471; 2040: 0.50364
2018-07-18 14:00 | 7 | 13 | 4 | 1 | 0 | 0.4817 | 1.3475 | 2.6951 | 3.8536 | 20.3125 | 10.5647 | 17.0341 | 17.0341 | 54.7442 | 2.6951 | 1.1585 | 2024: 0; 2025: 54.7442; 2026: 12.2392; 2027: 65.6426; 2028: 1.1585; 2029: 7.5931; 2030: 0; 2031: 0; 2032: 0; 2033: 0; 2034: 54.7442; 2035: 0; 2036: 65.6426; 2039: 0.4817; 2040: 0.54986
2018-07-18 15:00 | 7 | 14 | 4 | 1 | 0 | 0.39502 | 1.565 | 3.13 | 3.1602 | 20.3125 | 10.5647 | 17.0341 | 17.0341 | 63.5772 | 3.13 | 0.030205 | 2024: 0; 2025: 63.5772; 2026: 0.31911; 2027: 53.8306; 2028: 0.030205; 2029: 7.6233; 2030: 0; 2031: 0; 2032: 0; 2033: 0; 2034: 63.5772; 2035: 0; 2036: 53.8306; 2039: 0.39502; 2040: 0.49377
2018-07-18 16:00 | 7 | 15 | 4 | 1 | 1 | 0.26273 | 1.6994 | 3.3988 | 2.1018 | 26.4696 | 16.7219 | 17.0341 | 17.0341 | 89.9647 | 2.1018 | 0 | 2024: 34.3297; 2025: 55.635; 2026: 0; 2027: 35.803; 2028: 0; 2029: 7.6233; 2030: 1.2969; 2031: 1.2969; 2032: 0; 2033: 0; 2034: 89.9647; 2035: 0; 2036: 35.803; 2039: 0.26273; 2040: 0.43814
2018-07-18 17:00 | 7 | 16 | 4 | 1 | 1 | 0.20535 | 1.7472 | 3.4944 | 1.6428 | 26.4696 | 16.7219 | 17.0341 | 17.0341 | 92.4962 | 1.6428 | 0 | 2024: 49.011; 2025: 43.4852; 2026: 0; 2027: 27.9842; 2028: 0; 2029: 6.2136; 2030: 1.8516; 2031: 1.8516; 2032: 0; 2033: 0; 2034: 92.4962; 2035: 0; 2036: 27.9842; 2039: 0.20535; 2040: 0.16148
2018-07-18 18:00 | 7 | 17 | 4 | 1 | 1 | 0.048106 | 1.7027 | 3.4054 | 0.38485 | 26.4696 | 16.7219 | 17.0341 | 17.0341 | 90.1387 | 0.38485 | 0 | 2024: 79.9519; 2025: 10.1868; 2026: 0; 2027: 6.5556; 2028: 0; 2029: 4.201; 2030: 3.0205; 2031: 3.0205; 2032: 0; 2033: 0; 2034: 90.1387; 2035: 0; 2036: 6.5556; 2039: 0.048106; 2040: 0.050364
2018-07-18 19:00 | 7 | 18 | 4 | 1 | 1 | 0.0033213 | 1.567 | 3.1341 | 0.02657 | 26.4696 | 16.7219 | 17.0341 | 17.0341 | 82.9585 | 0.02657 | 0 | 2024: 82.2552; 2025: 0.70331; 2026: 0; 2027: 0.45261; 2028: 0; 2029: 0.9178; 2030: 3.1075; 2031: 0.84438; 2032: 0; 2033: 59.9048; 2034: 23.0537; 2035: 0; 2036: 0.45261; 2039: 0.0033213; 2040: 0.0060807
2018-07-18 20:00 | 7 | 19 | 4 | 1 | 0 | 0 | 1.4423 | 2.8845 | 0 | 20.3125 | 10.5647 | 17.0341 | 17.0341 | 58.5924 | 0 | 0 | 2024: 58.5924; 2025: 0; 2026: 0; 2027: 0; 2028: 0; 2029: 0; 2030: 2.8845; 2031: 0; 2032: 0; 2033: 58.5924; 2034: 0; 2035: 0; 2036: 0; 2039: 0; 2040: 0
2018-07-18 21:00 | 7 | 20 | 4 | 1 | 0 | 0 | 1.1678 | 2.3356 | 0 | 20.3125 | 10.5647 | 17.0341 | 17.0341 | 47.4427 | 0 | 0 | 2024: 47.4427; 2025: 0; 2026: 0; 2027: 0; 2028: 0; 2029: 0; 2030: 2.3356; 2031: 0; 2032: 0; 2033: 47.4427; 2034: 0; 2035: 0; 2036: 0; 2039: 0; 2040: 0
2018-07-18 22:00 | 7 | 21 | 4 | 1 | 0 | 0 | 0.90985 | 1.8197 | 0 | 20.3125 | 10.5647 | 17.0341 | 17.0341 | 36.9627 | 0 | 0 | 2024: 36.9627; 2025: 0; 2026: 0; 2027: 0; 2028: 0; 2029: 0; 2030: 1.8197; 2031: 0; 2032: 0; 2033: 36.9627; 2034: 0; 2035: 0; 2036: 0; 2039: 0; 2040: 0
2018-07-18 23:00 | 7 | 22 | 4 | 1 | 0 | 0 | 0.73726 | 1.4745 | 0 | 20.3125 | 10.5647 | 17.0341 | 17.0341 | 29.9513 | 0 | 0 | 2024: 29.9513; 2025: 0; 2026: 0; 2027: 0; 2028: 0; 2029: 0; 2030: 1.4745; 2031: 0; 2032: 0; 2033: 29.9513; 2034: 0; 2035: 0; 2036: 0; 2039: 0; 2040: 0
2018-07-19 | 7 | 23 | 4 | 1 | 0 | 0 | 0.62332 | 1.2466 | 0 | 20.3125 | 10.5647 | 17.0341 | 17.0341 | 25.3225 | 0 | 0 | 2024: 25.3225; 2025: 0; 2026: 0; 2027: 0; 2028: 0; 2029: 0; 2030: 1.2466; 2031: 0; 2032: 0; 2033: 25.3225; 2034: 0; 2035: 0; 2036: 0; 2039: 0; 2040: 0
2018-07-19 01:00 | 7 | 0 | 5 | 1 | 0 | 0 | 0.54555 | 1.0911 | 0 | 20.3125 | 10.5647 | 17.0341 | 17.0341 | 22.1629 | 0 | 0 | 2024: 22.1629; 2025: 0; 2026: 0; 2027: 0; 2028: 0; 2029: 0; 2030: 1.0911; 2031: 0; 2032: 0; 2033: 22.1629; 2034: 0; 2035: 0; 2036: 0; 2039: 0; 2040: 0
2018-07-19 02:00 | 7 | 1 | 5 | 1 | 0 | 0 | 0.50302 | 1.006 | 0 | 20.3125 | 10.5647 | 17.0341 | 17.0341 | 20.4352 | 0 | 0 | 2024: 20.4352; 2025: 0; 2026: 0; 2027: 0; 2028: 0; 2029: 0; 2030: 1.006; 2031: 0; 2032: 0; 2033: 20.4352; 2034: 0; 2035: 0; 2036: 0; 2039: 0; 2040: 0
2018-07-19 03:00 | 7 | 2 | 5 | 1 | 0 | 0 | 0.49083 | 0.98166 | 0 | 20.3125 | 10.5647 | 17.0341 | 17.0341 | 19.94 | 0 | 0 | 2024: 19.94; 2025: 0; 2026: 0; 2027: 0; 2028: 0; 2029: 0; 2030: 0.98166; 2031: 0; 2032: 0; 2033: 19.94; 2034: 0; 2035: 0; 2036: 0; 2039: 0; 2040: 0
2018-07-19 04:00 | 7 | 3 | 5 | 1 | 0 | 0 | 0.51699 | 1.034 | 0 | 20.3125 | 10.5647 | 17.0341 | 17.0341 | 21.0026 | 0 | 0 | 2024: 21.0026; 2025: 0; 2026: 0; 2027: 0; 2028: 0; 2029: 0; 2030: 1.034; 2031: 0; 2032: 0; 2033: 21.0026; 2034: 0; 2035: 0; 2036: 0; 2039: 0; 2040: 0
2018-07-19 05:00 | 7 | 4 | 5 | 1 | 0 | 0.0020549 | 0.66296 | 1.3259 | 0.016439 | 20.3125 | 10.5647 | 17.0341 | 17.0341 | 26.9329 | 0.016439 | 0 | 2024: 26.599; 2025: 0.33392; 2026: 0; 2027: 0.28003; 2028: 0; 2029: 0; 2030: 1.3095; 2031: 0; 2032: 0; 2033: 26.599; 2034: 0.33392; 2035: 0; 2036: 0.28003; 2039: 0.0020549; 2040: 0.001459
2018-07-19 06:00 | 7 | 5 | 5 | 1 | 0 | 0.042427 | 0.77218 | 1.5444 | 0.33942 | 20.3125 | 10.5647 | 17.0341 | 17.0341 | 31.3696 | 0.33942 | 0 | 2024: 24.4752; 2025: 6.8945; 2026: 0; 2027: 5.7817; 2028: 0; 2029: 0; 2030: 1.2049; 2031: 0; 2032: 0; 2033: 24.4752; 2034: 6.8945; 2035: 0; 2036: 5.7817; 2039: 0.042427; 2040: 0.049933
2018-07-19 07:00 | 7 | 6 | 5 | 1 | 0 | 0.18674 | 0.81712 | 1.6342 | 1.4939 | 20.3125 | 10.5647 | 17.0341 | 17.0341 | 33.1953 | 1.4939 | 0 | 2024: 2.8501; 2025: 30.3453; 2026: 0; 2027: 25.4476; 2028: 0; 2029: 0; 2030: 0.14031; 2031: 0; 2032: 0; 2033: 2.8501; 2034: 30.3453; 2035: 0; 2036: 25.4476; 2039: 0.18674; 2040: 0.20642
2018-07-19 08:00 | 7 | 7 | 5 | 1 | 0 | 0.351 | 0.85554 | 1.7111 | 2.808 | 20.3125 | 10.5647 | 17.0341 | 17.0341 | 34.7563 | 1.7111 | 1.0969 | 2024: 0; 2025: 34.7563; 2026: 11.5883; 2027: 47.8312; 2028: 1.0969; 2029: 1.0969; 2030: 0; 2031: 0; 2032: 0; 2033: 0; 2034: 34.7563; 2035: 0; 2036: 47.8312; 2039: 0.351; 2040: 0.38677
2018-07-19 09:00 | 7 | 8 | 5 | 1 | 0 | 0.47749 | 0.81358 | 1.6272 | 3.8199 | 20.3125 | 10.5647 | 17.0341 | 17.0341 | 33.0518 | 1.6272 | 2.1927 | 2024: 0; 2025: 33.0518; 2026: 23.1656; 2027: 65.0685; 2028: 2.1927; 2029: 3.2896; 2030: 0; 2031: 0; 2032: 0; 2033: 0; 2034: 33.0518; 2035: 0; 2036: 65.0685; 2039: 0.47749; 2040: 0.43606
2018-07-19 10:00 | 7 | 9 | 5 | 1 | 0 | 0.44395 | 0.80795 | 1.6159 | 3.5516 | 20.3125 | 10.5647 | 17.0341 | 17.0341 | 32.8229 | 1.6159 | 1.9357 | 2024: 0; 2025: 32.8229; 2026: 20.4503; 2027: 60.4986; 2028: 1.9357; 2029: 5.2253; 2030: 0; 2031: 0; 2032: 0; 2033: 0; 2034: 32.8229; 2035: 0; 2036: 60.4986; 2039: 0.44395; 2040: 0.487
2018-07-19 11:00 | 7 | 10 | 5 | 1 | 0 | 0.40877 | 0.87589 | 1.7518 | 3.2702 | 20.3125 | 10.5647 | 17.0341 | 17.0341 | 35.5831 | 1.7518 | 1.5184 | 2024: 0; 2025: 35.5831; 2026: 16.0414; 2027: 55.7046; 2028: 1.5184; 2029: 6.7437; 2030: 0; 2031: 0; 2032: 0; 2033: 0; 2034: 35.5831; 2035: 0; 2036: 55.7046; 2039: 0.40877; 2040: 0.60539
2018-07-19 12:00 | 7 | 11 | 5 | 1 | 0 | 0.48333 | 0.9272 | 1.8544 | 3.8667 | 20.3125 | 10.5647 | 17.0341 | 17.0341 | 37.6675 | 1.8544 | 2.0123 | 2024: 0; 2025: 37.6675; 2026: 21.2591; 2027: 65.8654; 2028: 2.0123; 2029: 8.756; 2030: 0; 2031: 0; 2032: 0; 2033: 0; 2034: 37.6675; 2035: 0; 2036: 65.8654; 2039: 0.48333; 2040: 0.54928
2018-07-19 13:00 | 7 | 12 | 5 | 1 | 0 | 0.51746 | 1.0658 | 2.1317 | 4.1397 | 20.3125 | 10.5647 | 17.0341 | 17.0341 | 43.2997 | 2.1317 | 2.008 | 2024: 0; 2025: 43.2997; 2026: 21.2144; 2027: 70.5165; 2028: 2.008; 2029: 10.764; 2030: 0; 2031: 0; 2032: 0; 2033: 0; 2034: 43.2997; 2035: 0; 2036: 70.5165; 2039: 0.51746; 2040: 0.62513
2018-07-19 14:00 | 7 | 13 | 5 | 1 | 0 | 0.32418 | 1.096 | 2.1919 | 2.5934 | 20.3125 | 10.5647 | 17.0341 | 17.0341 | 44.5232 | 2.1919 | 0.40151 | 2024: 0; 2025: 44.5232; 2026: 4.2419; 2027: 44.1768; 2028: 0.40151; 2029: 11.1655; 2030: 0; 2031: 0; 2032: 0; 2033: 0; 2034: 44.5232; 2035: 0; 2036: 44.1768; 2039: 0.32418; 2040: 0.46918
2018-07-19 15:00 | 7 | 14 | 5 | 1 | 0 | 0.36436 | 1.3062 | 2.6125 | 2.9149 | 20.3125 | 10.5647 | 17.0341 | 17.0341 | 53.0658 | 2.6125 | 0.30241 | 2024: 0; 2025: 53.0658; 2026: 3.1949; 2027: 49.6525; 2028: 0.30241; 2029: 11.4679; 2030: 0; 2031: 0; 2032: 0; 2033: 0; 2034: 53.0658; 2035: 0; 2036: 49.6525; 2039: 0.36436; 2040: 0.4627
2018-07-19 16:00 | 7 | 15 | 5 | 1 | 1 | 0.3106 | 1.4922 | 2.9843 | 2.4848 | 26.4696 | 16.7219 | 17.0341 | 17.0341 | 78.994 | 2.4848 | 0 | 2024: 13.2224; 2025: 65.7716; 2026: 0; 2027: 42.3263; 2028: 0; 2029: 11.4679; 2030: 0.49953; 2031: 0.49953; 2032: 0; 2033: 0; 2034: 78.994; 2035: 0; 2036: 42.3263; 2039: 0.3106; 2040: 0.36872
2018-07-19 17:00 | 7 | 16 | 5 | 1 | 1 | 0.25335 | 1.504 | 3.0079 | 2.0268 | 26.4696 | 16.7219 | 17.0341 | 17.0341 | 79.6181 | 2.0268 | 0 | 2024: 25.9687; 2025: 53.6493; 2026: 0; 2027: 34.5252; 2028: 0; 2029: 10.925; 2030: 0.98108; 2031: 0.98108; 2032: 0; 2033: 0; 2034: 79.6181; 2035: 0; 2036: 34.5252; 2039: 0.25335; 2040: 0.2759
2018-07-19 18:00 | 7 | 17 | 5 | 1 | 1 | 0.082656 | 1.5159 | 3.0318 | 0.66125 | 26.4696 | 16.7219 | 17.0341 | 17.0341 | 80.2513 | 0.66125 | 0 | 2024: 62.7482; 2025: 17.5031; 2026: 0; 2027: 11.2638; 2028: 0; 2029: 9.8586; 2030: 2.3706; 2031: 2.3706; 2032: 0; 2033: 0; 2034: 80.2513; 2035: 0; 2036: 11.2638; 2039: 0.082656; 2040: 0.098126
2018-07-19 19:00 | 7 | 18 | 5 | 1 | 1 | 0.0087118 | 1.3932 | 2.7865 | 0.069694 | 26.4696 | 16.7219 | 17.0341 | 17.0341 | 73.7575 | 0.069694 | 0 | 2024: 71.9127; 2025: 1.8448; 2026: 0; 2027: 1.1872; 2028: 0; 2029: 7.2819; 2030: 2.7168; 2031: 2.7168; 2032: 0; 2033: 0; 2034: 73.7575; 2035: 0; 2036: 1.1872; 2039: 0.0087118; 2040: 0.011158
2018-07-19 20:00 | 7 | 19 | 5 | 1 | 0 | 0 | 1.2277 | 2.4553 | 0 | 20.3125 | 10.5647 | 17.0341 | 17.0341 | 49.8742 | 0 | 0 | 2024: 49.8742; 2025: 0; 2026: 0; 2027: 0; 2028: 0; 2029: 4.3288; 2030: 2.4553; 2031: 2.4553; 2032: 0; 2033: 0; 2034: 49.8742; 2035: 0; 2036: 0; 2039: 0; 2040: 0
2018-07-19 21:00 | 7 | 20 | 5 | 1 | 0 | 0 | 0.99936 | 1.9987 | 0 | 20.3125 | 10.5647 | 17.0341 | 17.0341 | 40.5988 | 0 | 0 | 2024: 40.5988; 2025: 0; 2026: 0; 2027: 0; 2028: 0; 2029: 1.66; 2030: 1.9987; 2031: 1.5272; 2032: 0; 2033: 9.578; 2034: 31.0208; 2035: 0; 2036: 0; 2039: 0; 2040: 0
2018-07-19 22:00 | 7 | 21 | 5 | 1 | 0 | 0 | 0.74774 | 1.4955 | 0 | 20.3125 | 10.5647 | 17.0341 | 17.0341 | 30.377 | 0 | 0 | 2024: 30.377; 2025: 0; 2026: 0; 2027: 0; 2028: 0; 2029: 0; 2030: 1.4955; 2031: 0; 2032: 0; 2033: 30.377; 2034: 0; 2035: 0; 2036: 0; 2039: 0; 2040: 0
2018-07-19 23:00 | 7 | 22 | 5 | 1 | 0 | 0 | 0.57224 | 1.1445 | 0 | 20.3125 | 10.5647 | 17.0341 | 17.0341 | 23.2473 | 0 | 0 | 2024: 23.2473; 2025: 0; 2026: 0; 2027: 0; 2028: 0; 2029: 0; 2030: 1.1445; 2031: 0; 2032: 0; 2033: 23.2473; 2034: 0; 2035: 0; 2036: 0; 2039: 0; 2040: 0
2018-07-20 | 7 | 23 | 5 | 1 | 0 | 0 | 0.48228 | 0.96455 | 0 | 20.3125 | 10.5647 | 17.0341 | 17.0341 | 19.5925 | 0 | 0 | 2024: 19.5925; 2025: 0; 2026: 0; 2027: 0; 2028: 0; 2029: 0; 2030: 0.96455; 2031: 0; 2032: 0; 2033: 19.5925; 2034: 0; 2035: 0; 2036: 0; 2039: 0; 2040: 0
2018-07-20 01:00 | 7 | 0 | 6 | 1 | 0 | 0 | 0.46559 | 0.93117 | 0 | 20.3125 | 10.5647 | 17.0341 | 17.0341 | 18.9144 | 0 | 0 | 2024: 18.9144; 2025: 0; 2026: 0; 2027: 0; 2028: 0; 2029: 0; 2030: 0.93117; 2031: 0; 2032: 0; 2033: 18.9144; 2034: 0; 2035: 0; 2036: 0; 2039: 0; 2040: 0
2018-07-20 02:00 | 7 | 1 | 6 | 1 | 0 | 0 | 0.43603 | 0.87205 | 0 | 20.3125 | 10.5647 | 17.0341 | 17.0341 | 17.7136 | 0 | 0 | 2024: 17.7136; 2025: 0; 2026: 0; 2027: 0; 2028: 0; 2029: 0; 2030: 0.87205; 2031: 0; 2032: 0; 2033: 17.7136; 2034: 0; 2035: 0; 2036: 0; 2039: 0; 2040: 0
2018-07-20 03:00 | 7 | 2 | 6 | 1 | 0 | 0 | 0.45191 | 0.90383 | 0 | 20.3125 | 10.5647 | 17.0341 | 17.0341 | 18.359 | 0 | 0 | 2024: 18.359; 2025: 0; 2026: 0; 2027: 0; 2028: 0; 2029: 0; 2030: 0.90383; 2031: 0; 2032: 0; 2033: 18.359; 2034: 0; 2035: 0; 2036: 0; 2039: 0; 2040: 0
2018-07-20 04:00 | 7 | 3 | 6 | 1 | 0 | 0 | 0.46936 | 0.93872 | 0 | 20.3125 | 10.5647 | 17.0341 | 17.0341 | 19.0677 | 0 | 0 | 2024: 19.0677; 2025: 0; 2026: 0; 2027: 0; 2028: 0; 2029: 0; 2030: 0.93872; 2031: 0; 2032: 0; 2033: 19.0677; 2034: 0; 2035: 0; 2036: 0; 2039: 0; 2040: 0
2018-07-20 05:00 | 7 | 4 | 6 | 1 | 0 | 0.0013527 | 0.58147 | 1.1629 | 0.010822 | 20.3125 | 10.5647 | 17.0341 | 17.0341 | 23.6222 | 0.010822 | 0 | 2024: 23.4024; 2025: 0.21981; 2026: 0; 2027: 0.18434; 2028: 0; 2029: 0; 2030: 1.1521; 2031: 0; 2032: 0; 2033: 23.4024; 2034: 0.21981; 2035: 0; 2036: 0.18434; 2039: 0.0013527; 2040: 0.0016193
2018-07-20 06:00 | 7 | 5 | 6 | 1 | 0 | 0.04152 | 0.71538 | 1.4308 | 0.33216 | 20.3125 | 10.5647 | 17.0341 | 17.0341 | 29.0622 | 0.33216 | 0 | 2024: 22.3152; 2025: 6.747; 2026: 0; 2027: 5.658; 2028: 0; 2029: 0; 2030: 1.0986; 2031: 0; 2032: 0; 2033: 22.3152; 2034: 6.747; 2035: 0; 2036: 5.658; 2039: 0.04152; 2040: 0.04621
2018-07-20 07:00 | 7 | 6 | 6 | 1 | 0 | 0.19874 | 0.78003 | 1.5601 | 1.5899 | 20.3125 | 10.5647 | 17.0341 | 17.0341 | 31.6889 | 1.5601 | 0.029877 | 2024: 0; 2025: 31.6889; 2026: 0.31564; 2027: 27.0833; 2028: 0.029877; 2029: 0.029877; 2030: 0; 2031: 0; 2032: 0; 2033: 0; 2034: 31.6889; 2035: 0; 2036: 27.0833; 2039: 0.19874; 2040: 0.22004
2018-07-20 08:00 | 7 | 7 | 6 | 1 | 0 | 0.36923 | 0.87249 | 1.745 | 2.9538 | 20.3125 | 10.5647 | 17.0341 | 17.0341 | 35.445 | 1.745 | 1.2088 | 2024: 0; 2025: 35.445; 2026: 12.7711; 2027: 50.3159; 2028: 1.2088; 2029: 1.2387; 2030: 0; 2031: 0; 2032: 0; 2033: 0; 2034: 35.445; 2035: 0; 2036: 50.3159; 2039: 0.36923; 2040: 0.40916
2018-07-20 09:00 | 7 | 8 | 6 | 1 | 0 | 0.49899 | 0.88954 | 1.7791 | 3.9919 | 20.3125 | 10.5647 | 17.0341 | 17.0341 | 36.1374 | 1.7791 | 2.2129 | 2024: 0; 2025: 36.1374; 2026: 23.3783; 2027: 67.9992; 2028: 2.2129; 2029: 3.4516; 2030: 0; 2031: 0; 2032: 0; 2033: 0; 2034: 36.1374; 2035: 0; 2036: 67.9992; 2039: 0.49899; 2040: 0.55248
2018-07-20 10:00 | 7 | 9 | 6 | 1 | 0 | 0.59583 | 0.94417 | 1.8883 | 4.7667 | 20.3125 | 10.5647 | 17.0341 | 17.0341 | 38.3569 | 1.8883 | 2.8783 | 2024: 0; 2025: 38.3569; 2026: 30.4086; 2027: 81.1959; 2028: 2.8783; 2029: 6.3299; 2030: 0; 2031: 0; 2032: 0; 2033: 0; 2034: 38.3569; 2035: 0; 2036: 81.1959; 2039: 0.59583; 2040: 0.66009
2018-07-20 11:00 | 7 | 10 | 6 | 1 | 0 | 0.63259 | 1.0282 | 2.0565 | 5.0607 | 20.3125 | 10.5647 | 17.0341 | 17.0341 | 41.7721 | 2.0565 | 3.0043 | 2024: 0; 2025: 41.7721; 2026: 31.7391; 2027: 86.2052; 2028: 3.0043; 2029: 9.3341; 2030: 0; 2031: 0; 2032: 0; 2033: 0; 2034: 41.7721; 2035: 0; 2036: 86.2052; 2039: 0.63259; 2040: 0.6515
2018-07-20 12:00 | 7 | 11 | 6 | 1 | 0 | 0.55744 | 1.1243 | 2.2487 | 4.4595 | 20.3125 | 10.5647 | 17.0341 | 17.0341 | 45.6765 | 2.2487 | 2.2108 | 2024: 0; 2025: 45.6765; 2026: 23.3567; 2027: 75.964; 2028: 2.2108; 2029: 11.545; 2030: 0; 2031: 0; 2032: 0; 2033: 0; 2034: 45.6765; 2035: 0; 2036: 75.964; 2039: 0.55744; 2040: 0.62231
2018-07-20 13:00 | 7 | 12 | 6 | 1 | 0 | 0.63555 | 1.2094 | 2.4188 | 5.0844 | 20.3125 | 10.5647 | 17.0341 | 17.0341 | 49.1321 | 2.4188 | 2.6656 | 2024: 0; 2025: 49.1321; 2026: 28.1612; 2027: 86.6084; 2028: 0.95503; 2029: 12.5; 2030: 0; 2031: 0; 2032: 1.7106; 2033: 0; 2034: 49.1321; 2035: 18.0716; 2036: 86.6084; 2039: 0.63555; 2040: 0.63313
2018-07-20 14:00 | 7 | 13 | 6 | 1 | 0 | 0.52957 | 1.4083 | 2.8166 | 4.2366 | 20.3125 | 10.5647 | 17.0341 | 17.0341 | 57.212 | 2.8166 | 1.42 | 2024: 0; 2025: 57.212; 2026: 15.0018; 2027: 72.1666; 2028: 0; 2029: 12.5; 2030: 0; 2031: 0; 2032: 1.42; 2033: 0; 2034: 57.212; 2035: 15.0018; 2036: 72.1666; 2039: 0.52957; 2040: 0.60198
2018-07-20 15:00 | 7 | 14 | 6 | 1 | 0 | 0.47526 | 1.5501 | 3.1002 | 3.8021 | 20.3125 | 10.5647 | 17.0341 | 17.0341 | 62.9738 | 3.1002 | 0.70181 | 2024: 0; 2025: 62.9738; 2026: 7.4145; 2027: 64.7649; 2028: 0; 2029: 12.5; 2030: 0; 2031: 0; 2032: 0.70181; 2033: 0; 2034: 62.9738; 2035: 7.4145; 2036: 64.7649; 2039: 0.47526; 2040: 0.5245
2018-07-20 16:00 | 7 | 15 | 6 | 1 | 1 | 0.38493 | 1.6771 | 3.3543 | 3.0794 | 26.4696 | 16.7219 | 17.0341 | 17.0341 | 88.7861 | 3.0794 | 0 | 2024: 7.2744; 2025: 81.5117; 2026: 0; 2027: 52.4556; 2028: 0; 2029: 12.5; 2030: 0.27482; 2031: 0.27482; 2032: 0; 2033: 0; 2034: 88.7861; 2035: 0; 2036: 52.4556; 2039: 0.38493; 2040: 0.41422
2018-07-20 17:00 | 7 | 16 | 6 | 1 | 1 | 0.22773 | 1.772 | 3.5439 | 1.8219 | 26.4696 | 16.7219 | 17.0341 | 17.0341 | 93.8069 | 1.8219 | 0 | 2024: 45.583; 2025: 48.2239; 2026: 0; 2027: 31.0338; 2028: 0; 2029: 12.2013; 2030: 1.7221; 2031: 1.7221; 2032: 0; 2033: 0; 2034: 93.8069; 2035: 0; 2036: 31.0338; 2039: 0.22773; 2040: 0.24517
2018-07-20 18:00 | 7 | 17 | 6 | 1 | 1 | 0.084277 | 1.7236 | 3.4472 | 0.67422 | 26.4696 | 16.7219 | 17.0341 | 17.0341 | 91.2449 | 0.67422 | 0 | 2024: 73.3987; 2025: 17.8462; 2026: 0; 2027: 11.4847; 2028: 0; 2029: 10.3294; 2030: 2.7729; 2031: 2.7729; 2032: 0; 2033: 0; 2034: 91.2449; 2035: 0; 2036: 11.4847; 2039: 0.084277; 2040: 0.041518
2018-07-20 19:00 | 7 | 18 | 6 | 1 | 1 | 0.0079702 | 1.5663 | 3.1327 | 0.063762 | 26.4696 | 16.7219 | 17.0341 | 17.0341 | 82.9205 | 0.063762 | 0 | 2024: 81.2327; 2025: 1.6877; 2026: 0; 2027: 1.0861; 2028: 0; 2029: 7.3154; 2030: 3.0689; 2031: 3.0689; 2032: 0; 2033: 0; 2034: 82.9205; 2035: 0; 2036: 1.0861; 2039: 0.0079702; 2040: 0.0051663
2018-07-20 20:00 | 7 | 19 | 6 | 1 | 0 | 0 | 1.435 | 2.8699 | 0 | 20.3125 | 10.5647 | 17.0341 | 17.0341 | 58.2957 | 0 | 0 | 2024: 58.2957; 2025: 0; 2026: 0; 2027: 0; 2028: 0; 2029: 3.9796; 2030: 2.8699; 2031: 2.8699; 2032: 0; 2033: 0; 2034: 58.2957; 2035: 0; 2036: 0; 2039: 0; 2040: 0
2018-07-20 21:00 | 7 | 20 | 6 | 1 | 0 | 0 | 1.1207 | 2.2414 | 0 | 20.3125 | 10.5647 | 17.0341 | 17.0341 | 45.5285 | 0 | 0 | 2024: 45.5285; 2025: 0; 2026: 0; 2027: 0; 2028: 0; 2029: 0.86012; 2030: 2.2414; 2031: 0.79131; 2032: 0; 2033: 29.4549; 2034: 16.0736; 2035: 0; 2036: 0; 2039: 0; 2040: 0
2018-07-20 22:00 | 7 | 21 | 6 | 1 | 0 | 0 | 0.85494 | 1.7099 | 0 | 20.3125 | 10.5647 | 17.0341 | 17.0341 | 34.7321 | 0 | 0 | 2024: 34.7321; 2025: 0; 2026: 0; 2027: 0; 2028: 0; 2029: 0; 2030: 1.7099; 2031: 0; 2032: 0; 2033: 34.7321; 2034: 0; 2035: 0; 2036: 0; 2039: 0; 2040: 0
2018-07-20 23:00 | 7 | 22 | 6 | 1 | 0 | 0 | 0.67747 | 1.3549 | 0 | 20.3125 | 10.5647 | 17.0341 | 17.0341 | 27.5223 | 0 | 0 | 2024: 27.5223; 2025: 0; 2026: 0; 2027: 0; 2028: 0; 2029: 0; 2030: 1.3549; 2031: 0; 2032: 0; 2033: 27.5223; 2034: 0; 2035: 0; 2036: 0; 2039: 0; 2040: 0
2018-07-21 | 7 | 23 | 6 | 1 | 0 | 0 | 0.60454 | 1.2091 | 0 | 20.3125 | 10.5647 | 17.0341 | 17.0341 | 24.5594 | 0 | 0 | 2024: 24.5594; 2025: 0; 2026: 0; 2027: 0; 2028: 0; 2029: 0; 2030: 1.2091; 2031: 0; 2032: 0; 2033: 24.5594; 2034: 0; 2035: 0; 2036: 0; 2039: 0; 2040: 0
2018-07-21 01:00 | 7 | 0 | 7 | 1 | 0 | 0 | 0.49464 | 0.98929 | 0 | 20.3125 | 10.5647 | 17.0341 | 17.0341 | 20.0949 | 0 | 0 | 2024: 20.0949; 2025: 0; 2026: 0; 2027: 0; 2028: 0; 2029: 0; 2030: 0.98929; 2031: 0; 2032: 0; 2033: 20.0949; 2034: 0; 2035: 0; 2036: 0; 2039: 0; 2040: 0
2018-07-21 02:00 | 7 | 1 | 7 | 1 | 0 | 0 | 0.45136 | 0.90272 | 0 | 20.3125 | 10.5647 | 17.0341 | 17.0341 | 18.3364 | 0 | 0 | 2024: 18.3364; 2025: 0; 2026: 0; 2027: 0; 2028: 0; 2029: 0; 2030: 0.90272; 2031: 0; 2032: 0; 2033: 18.3364; 2034: 0; 2035: 0; 2036: 0; 2039: 0; 2040: 0
2018-07-21 03:00 | 7 | 2 | 7 | 1 | 0 | 0 | 0.46308 | 0.92616 | 0 | 20.3125 | 10.5647 | 17.0341 | 17.0341 | 18.8127 | 0 | 0 | 2024: 18.8127; 2025: 0; 2026: 0; 2027: 0; 2028: 0; 2029: 0; 2030: 0.92616; 2031: 0; 2032: 0; 2033: 18.8127; 2034: 0; 2035: 0; 2036: 0; 2039: 0; 2040: 0
2018-07-21 04:00 | 7 | 3 | 7 | 1 | 0 | 0 | 0.46474 | 0.92949 | 0 | 20.3125 | 10.5647 | 17.0341 | 17.0341 | 18.8802 | 0 | 0 | 2024: 18.8802; 2025: 0; 2026: 0; 2027: 0; 2028: 0; 2029: 0; 2030: 0.92949; 2031: 0; 2032: 0; 2033: 18.8802; 2034: 0; 2035: 0; 2036: 0; 2039: 0; 2040: 0
2018-07-21 05:00 | 7 | 4 | 7 | 1 | 0 | 0.0012931 | 0.50846 | 1.0169 | 0.010344 | 20.3125 | 10.5647 | 17.0341 | 17.0341 | 20.6563 | 0.010344 | 0 | 2024: 20.4462; 2025: 0.21012; 2026: 0; 2027: 0.17621; 2028: 0; 2029: 0; 2030: 1.0066; 2031: 0; 2032: 0; 2033: 20.4462; 2034: 0.21012; 2035: 0; 2036: 0.17621; 2039: 0.0012931; 2040: 0.000904
2018-07-21 06:00 | 7 | 5 | 7 | 1 | 0 | 0.042227 | 0.59749 | 1.195 | 0.33781 | 20.3125 | 10.5647 | 17.0341 | 17.0341 | 24.2731 | 0.33781 | 0 | 2024: 17.4113; 2025: 6.8618; 2026: 0; 2027: 5.7544; 2028: 0; 2029: 0; 2030: 0.85717; 2031: 0; 2032: 0; 2033: 17.4113; 2034: 6.8618; 2035: 0; 2036: 5.7544; 2039: 0.042227; 2040: 0.04865
2018-07-21 07:00 | 7 | 6 | 7 | 1 | 0 | 0.1966 | 0.74066 | 1.4813 | 1.5728 | 20.3125 | 10.5647 | 17.0341 | 17.0341 | 30.0892 | 1.4813 | 0.091463 | 2024: 0; 2025: 30.0892; 2026: 0.96628; 2027: 26.7909; 2028: 0.091463; 2029: 0.091463; 2030: 0; 2031: 0; 2032: 0; 2033: 0; 2034: 30.0892; 2035: 0; 2036: 26.7909; 2039: 0.1966; 2040: 0.21586
2018-07-21 08:00 | 7 | 7 | 7 | 1 | 0 | 0.37281 | 0.85505 | 1.7101 | 2.9825 | 20.3125 | 10.5647 | 17.0341 | 17.0341 | 34.7365 | 1.7101 | 1.2724 | 2024: 0; 2025: 34.7365; 2026: 13.4422; 2027: 50.8039; 2028: 1.2724; 2029: 1.3638; 2030: 0; 2031: 0; 2032: 0; 2033: 0; 2034: 34.7365; 2035: 0; 2036: 50.8039; 2039: 0.37281; 2040: 0.41122
2018-07-21 09:00 | 7 | 8 | 7 | 1 | 0 | 0.50852 | 0.95191 | 1.9038 | 4.0681 | 20.3125 | 10.5647 | 17.0341 | 17.0341 | 38.6715 | 1.9038 | 2.1643 | 2024: 0; 2025: 38.6715; 2026: 22.8653; 2027: 69.2971; 2028: 2.1643; 2029: 3.5281; 2030: 0; 2031: 0; 2032: 0; 2033: 0; 2034: 38.6715; 2035: 0; 2036: 69.2971; 2039: 0.50852; 2040: 0.562
2018-07-21 10:00 | 7 | 9 | 7 | 1 | 0 | 0.61076 | 1.0926 | 2.1853 | 4.886 | 20.3125 | 10.5647 | 17.0341 | 17.0341 | 44.3883 | 2.1853 | 2.7008 | 2024: 0; 2025: 44.3883; 2026: 28.533; 2027: 83.2296; 2028: 2.7008; 2029: 6.2289; 2030: 0; 2031: 0; 2032: 0; 2033: 0; 2034: 44.3883; 2035: 0; 2036: 83.2296; 2039: 0.61076; 2040: 0.67533
2018-07-21 11:00 | 7 | 10 | 7 | 1 | 0 | 0.67703 | 1.1775 | 2.355 | 5.4162 | 20.3125 | 10.5647 | 17.0341 | 17.0341 | 47.8355 | 2.355 | 3.0612 | 2024: 0; 2025: 47.8355; 2026: 32.3411; 2027: 92.2605; 2028: 3.0612; 2029: 9.2901; 2030: 0; 2031: 0; 2032: 0; 2033: 0; 2034: 47.8355; 2035: 0; 2036: 92.2605; 2039: 0.67703; 2040: 0.74876
2018-07-21 12:00 | 7 | 11 | 7 | 1 | 0 | 0.70442 | 1.2009 | 2.4019 | 5.6354 | 20.3125 | 10.5647 | 17.0341 | 17.0341 | 48.788 | 2.4019 | 3.2335 | 2024: 0; 2025: 48.788; 2026: 34.1614; 2027: 95.9942; 2028: 3.2099; 2029: 12.5; 2030: 0; 2031: 0; 2032: 0.023666; 2033: 0; 2034: 48.788; 2035: 0.25002; 2036: 95.9942; 2039: 0.70442; 2040: 0.76923
2018-07-21 13:00 | 7 | 12 | 7 | 1 | 0 | 0.69142 | 1.2123 | 2.4246 | 5.5313 | 20.3125 | 10.5647 | 17.0341 | 17.0341 | 49.2489 | 2.4246 | 3.1068 | 2024: 0; 2025: 49.2489; 2026: 32.8221; 2027: 94.2213; 2028: 0; 2029: 12.5; 2030: 0; 2031: 0; 2032: 3.1068; 2033: 0; 2034: 49.2489; 2035: 32.8221; 2036: 94.2213; 2039: 0.69142; 2040: 0.76408
2018-07-21 14:00 | 7 | 13 | 7 | 1 | 0 | 0.63892 | 1.3301 | 2.6602 | 5.1114 | 20.3125 | 10.5647 | 17.0341 | 17.0341 | 54.0361 | 2.6602 | 2.4511 | 2024: 0; 2025: 54.0361; 2026: 25.8956; 2027: 87.0679; 2028: 0; 2029: 12.5; 2030: 0; 2031: 0; 2032: 2.4511; 2033: 0; 2034: 54.0361; 2035: 25.8956; 2036: 87.0679; 2039: 0.63892; 2040: 0.7054
2018-07-21 15:00 | 7 | 14 | 7 | 1 | 0 | 0.54966 | 1.4834 | 2.9668 | 4.3973 | 20.3125 | 10.5647 | 17.0341 | 17.0341 | 60.264 | 2.9668 | 1.4305 | 2024: 0; 2025: 60.264; 2026: 15.1124; 2027: 74.9043; 2028: 0; 2029: 12.5; 2030: 0; 2031: 0; 2032: 1.4305; 2033: 0; 2034: 60.264; 2035: 15.1124; 2036: 74.9043; 2039: 0.54966; 2040: 0.60868
2018-07-21 16:00 | 7 | 15 | 7 | 1 | 1 | 0.4253 | 1.51 | 3.0201 | 3.4024 | 26.4696 | 16.7219 | 17.0341 | 17.0341 | 79.9397 | 3.0201 | 0.38235 | 2024: 0; 2025: 79.9397; 2026: 6.3936; 2027: 57.957; 2028: 0; 2029: 12.5; 2030: 0; 2031: 0; 2032: 0.38235; 2033: 0; 2034: 79.9397; 2035: 6.3936; 2036: 57.957; 2039: 0.4253; 2040: 0.40904
2018-07-21 17:00 | 7 | 16 | 7 | 1 | 1 | 0.26501 | 1.4502 | 2.9005 | 2.1201 | 26.4696 | 16.7219 | 17.0341 | 17.0341 | 76.7741 | 2.1201 | 0 | 2024: 20.6555; 2025: 56.1186; 2026: 0; 2027: 36.1143; 2028: 0; 2029: 12.5; 2030: 0.78035; 2031: 0.78035; 2032: 0; 2033: 0; 2034: 76.7741; 2035: 0; 2036: 36.1143; 2039: 0.26501; 2040: 0.29172
2018-07-21 18:00 | 7 | 17 | 7 | 1 | 1 | 0.08958 | 1.3559 | 2.7119 | 0.71664 | 26.4696 | 16.7219 | 17.0341 | 17.0341 | 71.7822 | 0.71664 | 0 | 2024: 52.813; 2025: 18.9692; 2026: 0; 2027: 12.2073; 2028: 0; 2029: 11.6518; 2030: 1.9952; 2031: 1.9952; 2032: 0; 2033: 0; 2034: 71.7822; 2035: 0; 2036: 12.2073; 2039: 0.08958; 2040: 0.099197
2018-07-21 19:00 | 7 | 18 | 7 | 1 | 1 | 0.0081193 | 1.3285 | 2.657 | 0.064954 | 26.4696 | 16.7219 | 17.0341 | 17.0341 | 70.3308 | 0.064954 | 0 | 2024: 68.6115; 2025: 1.7193; 2026: 0; 2027: 1.1064; 2028: 0; 2029: 9.4831; 2030: 2.5921; 2031: 2.5921; 2032: 0; 2033: 0; 2034: 70.3308; 2035: 0; 2036: 1.1064; 2039: 0.0081193; 2040: 0.009638
2018-07-21 20:00 | 7 | 19 | 7 | 1 | 0 | 0 | 1.2062 | 2.4123 | 0 | 20.3125 | 10.5647 | 17.0341 | 17.0341 | 48.9999 | 0 | 0 | 2024: 48.9999; 2025: 0; 2026: 0; 2027: 0; 2028: 0; 2029: 6.6656; 2030: 2.4123; 2031: 2.4123; 2032: 0; 2033: 0; 2034: 48.9999; 2035: 0; 2036: 0; 2039: 0; 2040: 0
2018-07-21 21:00 | 7 | 20 | 7 | 1 | 0 | 0 | 0.8371 | 1.6742 | 0 | 20.3125 | 10.5647 | 17.0341 | 17.0341 | 34.0072 | 0 | 0 | 2024: 34.0072; 2025: 0; 2026: 0; 2027: 0; 2028: 0; 2029: 4.0435; 2030: 1.6742; 2031: 1.6742; 2032: 0; 2033: 0; 2034: 34.0072; 2035: 0; 2036: 0; 2039: 0; 2040: 0
2018-07-21 22:00 | 7 | 21 | 7 | 1 | 0 | 0 | 0.56825 | 1.1365 | 0 | 20.3125 | 10.5647 | 17.0341 | 17.0341 | 23.0851 | 0 | 0 | 2024: 23.0851; 2025: 0; 2026: 0; 2027: 0; 2028: 0; 2029: 2.2237; 2030: 1.1365; 2031: 1.1365; 2032: 0; 2033: 0; 2034: 23.0851; 2035: 0; 2036: 0; 2039: 0; 2040: 0
2018-07-21 23:00 | 7 | 22 | 7 | 1 | 0 | 0 | 0.50809 | 1.0162 | 0 | 20.3125 | 10.5647 | 17.0341 | 17.0341 | 20.6413 | 0 | 0 | 2024: 20.6413; 2025: 0; 2026: 0; 2027: 0; 2028: 0; 2029: 0.98842; 2030: 1.0162; 2031: 0.90935; 2032: 0; 2033: 2.1702; 2034: 18.4711; 2035: 0; 2036: 0; 2039: 0; 2040: 0
2018-07-22 | 7 | 23 | 7 | 1 | 0 | 0 | 0.45311 | 0.90622 | 0 | 20.3125 | 10.5647 | 17.0341 | 17.0341 | 18.4076 | 0 | 0 | 2024: 18.4076; 2025: 0; 2026: 0; 2027: 0; 2028: 0; 2029: 0; 2030: 0.90622; 2031: 0; 2032: 0; 2033: 18.4076; 2034: 0; 2035: 0; 2036: 0; 2039: 0; 2040: 0
2018-07-22 01:00 | 7 | 0 | 1 | 1 | 0 | 0 | 0.43423 | 0.86846 | 0 | 20.3125 | 10.5647 | 17.0341 | 17.0341 | 17.6405 | 0 | 0 | 2024: 17.6405; 2025: 0; 2026: 0; 2027: 0; 2028: 0; 2029: 0; 2030: 0.86846; 2031: 0; 2032: 0; 2033: 17.6405; 2034: 0; 2035: 0; 2036: 0; 2039: 0; 2040: 0
2018-07-22 02:00 | 7 | 1 | 1 | 1 | 0 | 0 | 0.42312 | 0.84624 | 0 | 20.3125 | 10.5647 | 17.0341 | 17.0341 | 17.1893 | 0 | 0 | 2024: 17.1893; 2025: 0; 2026: 0; 2027: 0; 2028: 0; 2029: 0; 2030: 0.84624; 2031: 0; 2032: 0; 2033: 17.1893; 2034: 0; 2035: 0; 2036: 0; 2039: 0; 2040: 0
2018-07-22 03:00 | 7 | 2 | 1 | 1 | 0 | 0 | 0.43579 | 0.87157 | 0 | 20.3125 | 10.5647 | 17.0341 | 17.0341 | 17.7038 | 0 | 0 | 2024: 17.7038; 2025: 0; 2026: 0; 2027: 0; 2028: 0; 2029: 0; 2030: 0.87157; 2031: 0; 2032: 0; 2033: 17.7038; 2034: 0; 2035: 0; 2036: 0; 2039: 0; 2040: 0
2018-07-22 04:00 | 7 | 3 | 1 | 1 | 0 | 0 | 0.46863 | 0.93726 | 0 | 20.3125 | 10.5647 | 17.0341 | 17.0341 | 19.0381 | 0 | 0 | 2024: 19.0381; 2025: 0; 2026: 0; 2027: 0; 2028: 0; 2029: 0; 2030: 0.93726; 2031: 0; 2032: 0; 2033: 19.0381; 2034: 0; 2035: 0; 2036: 0; 2039: 0; 2040: 0
2018-07-22 05:00 | 7 | 4 | 1 | 1 | 0 | 0.0013964 | 0.5283 | 1.0566 | 0.011171 | 20.3125 | 10.5647 | 17.0341 | 17.0341 | 21.4622 | 0.011171 | 0 | 2024: 21.2353; 2025: 0.22691; 2026: 0; 2027: 0.19029; 2028: 0; 2029: 0; 2030: 1.0454; 2031: 0; 2032: 0; 2033: 21.2353; 2034: 0.22691; 2035: 0; 2036: 0.19029; 2039: 0.0013964; 2040: 0.001165
2018-07-22 06:00 | 7 | 5 | 1 | 1 | 0 | 0.04057 | 0.6 | 1.2 | 0.32456 | 20.3125 | 10.5647 | 17.0341 | 17.0341 | 24.375 | 0.32456 | 0 | 2024: 17.7824; 2025: 6.5926; 2026: 0; 2027: 5.5286; 2028: 0; 2029: 0; 2030: 0.87544; 2031: 0; 2032: 0; 2033: 17.7824; 2034: 6.5926; 2035: 0; 2036: 5.5286; 2039: 0.04057; 2040: 0.045519
2018-07-22 07:00 | 7 | 6 | 1 | 1 | 0 | 0.19971 | 0.72269 | 1.4454 | 1.5977 | 20.3125 | 10.5647 | 17.0341 | 17.0341 | 29.3592 | 1.4454 | 0.15233 | 2024: 0; 2025: 29.3592; 2026: 1.6094; 2027: 27.2157; 2028: 0.15233; 2029: 0.15233; 2030: 0; 2031: 0; 2032: 0; 2033: 0; 2034: 29.3592; 2035: 0; 2036: 27.2157; 2039: 0.19971; 2040: 0.22111
2018-07-22 08:00 | 7 | 7 | 1 | 1 | 0 | 0.37492 | 0.82187 | 1.6437 | 2.9993 | 20.3125 | 10.5647 | 17.0341 | 17.0341 | 33.3886 | 1.6437 | 1.3556 | 2024: 0; 2025: 33.3886; 2026: 14.3215; 2027: 51.0913; 2028: 1.3556; 2029: 1.5079; 2030: 0; 2031: 0; 2032: 0; 2033: 0; 2034: 33.3886; 2035: 0; 2036: 51.0913; 2039: 0.37492; 2040: 0.41472
2018-07-22 09:00 | 7 | 8 | 1 | 1 | 0 | 0.50779 | 0.80735 | 1.6147 | 4.0623 | 20.3125 | 10.5647 | 17.0341 | 17.0341 | 32.7987 | 1.6147 | 2.4476 | 2024: 0; 2025: 32.7987; 2026: 25.8585; 2027: 69.1983; 2028: 2.4476; 2029: 3.9556; 2030: 0; 2031: 0; 2032: 0; 2033: 0; 2034: 32.7987; 2035: 0; 2036: 69.1983; 2039: 0.50779; 2040: 0.56266
2018-07-22 10:00 | 7 | 9 | 1 | 1 | 0 | 0.60214 | 0.80672 | 1.6134 | 4.8172 | 20.3125 | 10.5647 | 17.0341 | 17.0341 | 32.7731 | 1.6134 | 3.2037 | 2024: 0; 2025: 32.7731; 2026: 33.8463; 2027: 82.0561; 2028: 3.2037; 2029: 7.1593; 2030: 0; 2031: 0; 2032: 0; 2033: 0; 2034: 32.7731; 2035: 0; 2036: 82.0561; 2039: 0.60214; 2040: 0.5761
2018-07-22 11:00 | 7 | 10 | 1 | 1 | 0 | 0.58791 | 0.87677 | 1.7535 | 4.7033 | 20.3125 | 10.5647 | 17.0341 | 17.0341 | 35.6188 | 1.7535 | 2.9498 | 2024: 0; 2025: 35.6188; 2026: 31.1635; 2027: 80.1169; 2028: 2.9498; 2029: 10.109; 2030: 0; 2031: 0; 2032: 0; 2033: 0; 2034: 35.6188; 2035: 0; 2036: 80.1169; 2039: 0.58791; 2040: 0.63825
2018-07-22 12:00 | 7 | 11 | 1 | 1 | 0 | 0.57262 | 1.0345 | 2.0689 | 4.581 | 20.3125 | 10.5647 | 17.0341 | 17.0341 | 42.0245 | 2.0689 | 2.5121 | 2024: 0; 2025: 42.0245; 2026: 26.5395; 2027: 78.0331; 2028: 2.391; 2029: 12.5; 2030: 0; 2031: 0; 2032: 0.12111; 2033: 0; 2034: 42.0245; 2035: 1.2795; 2036: 78.0331; 2039: 0.57262; 2040: 0.58823
2018-07-22 13:00 | 7 | 12 | 1 | 1 | 0 | 0.49198 | 1.0291 | 2.0582 | 3.9358 | 20.3125 | 10.5647 | 17.0341 | 17.0341 | 41.808 | 2.0582 | 1.8776 | 2024: 0; 2025: 41.808; 2026: 19.8363; 2027: 67.0435; 2028: 0; 2029: 12.5; 2030: 0; 2031: 0; 2032: 1.8776; 2033: 0; 2034: 41.808; 2035: 19.8363; 2036: 67.0435; 2039: 0.49198; 2040: 0.57023
2018-07-22 14:00 | 7 | 13 | 1 | 1 | 0 | 0.45365 | 1.1345 | 2.2691 | 3.6292 | 20.3125 | 10.5647 | 17.0341 | 17.0341 | 46.0908 | 2.2691 | 1.3601 | 2024: 0; 2025: 46.0908; 2026: 14.3692; 2027: 61.8203; 2028: 0; 2029: 12.5; 2030: 0; 2031: 0; 2032: 1.3601; 2033: 0; 2034: 46.0908; 2035: 14.3692; 2036: 61.8203; 2039: 0.45365; 2040: 0.44202
2018-07-22 15:00 | 7 | 14 | 1 | 1 | 0 | 0.36156 | 1.3217 | 2.6435 | 2.8924 | 20.3125 | 10.5647 | 17.0341 | 17.0341 | 53.6952 | 2.6435 | 0.24898 | 2024: 0; 2025: 53.6952; 2026: 2.6304; 2027: 49.2702; 2028: 0; 2029: 12.5; 2030: 0; 2031: 0; 2032: 0.24898; 2033: 0; 2034: 53.6952; 2035: 2.6304; 2036: 49.2702; 2039: 0.36156; 2040: 0.43278
2018-07-22 16:00 | 7 | 15 | 1 | 1 | 1 | 0.26315 | 1.3871 | 2.7742 | 2.1052 | 26.4696 | 16.7219 | 17.0341 | 17.0341 | 73.432 | 2.1052 | 0 | 2024: 17.7092; 2025: 55.7228; 2026: 0; 2027: 35.8596; 2028: 0; 2029: 12.5; 2030: 0.66904; 2031: 0.66904; 2032: 0; 2033: 0; 2034: 73.432; 2035: 0; 2036: 35.8596; 2039: 0.26315; 2040: 0.34012
2018-07-22 17:00 | 7 | 16 | 1 | 1 | 1 | 0.22483 | 1.3713 | 2.7426 | 1.7986 | 26.4696 | 16.7219 | 17.0341 | 17.0341 | 72.5947 | 1.7986 | 0 | 2024: 24.9862; 2025: 47.6085; 2026: 0; 2027: 30.6377; 2028: 0; 2029: 11.7728; 2030: 0.94395; 2031: 0.94395; 2032: 0; 2033: 0; 2034: 72.5947; 2035: 0; 2036: 30.6377; 2039: 0.22483; 2040: 0.25779
2018-07-22 18:00 | 7 | 17 | 1 | 1 | 1 | 0.086695 | 1.3752 | 2.7504 | 0.69356 | 26.4696 | 16.7219 | 17.0341 | 17.0341 | 72.8027 | 0.69356 | 0 | 2024: 54.4445; 2025: 18.3582; 2026: 0; 2027: 11.8142; 2028: 0; 2029: 10.7467; 2030: 2.0569; 2031: 2.0569; 2032: 0; 2033: 0; 2034: 72.8027; 2035: 0; 2036: 11.8142; 2039: 0.086695; 2040: 0.094392
2018-07-22 19:00 | 7 | 18 | 1 | 1 | 1 | 0.0086333 | 1.2604 | 2.5208 | 0.069067 | 26.4696 | 16.7219 | 17.0341 | 17.0341 | 66.724 | 0.069067 | 0 | 2024: 64.8958; 2025: 1.8282; 2026: 0; 2027: 1.1765; 2028: 0; 2029: 8.511; 2030: 2.4517; 2031: 2.4517; 2032: 0; 2033: 0; 2034: 66.724; 2035: 0; 2036: 1.1765; 2039: 0.0086333; 2040: 0.010744
2018-07-22 20:00 | 7 | 19 | 1 | 1 | 0 | 0 | 1.1967 | 2.3934 | 0 | 20.3125 | 10.5647 | 17.0341 | 17.0341 | 48.6155 | 0 | 0 | 2024: 48.6155; 2025: 0; 2026: 0; 2027: 0; 2028: 0; 2029: 5.8461; 2030: 2.3934; 2031: 2.3934; 2032: 0; 2033: 0; 2034: 48.6155; 2035: 0; 2036: 0; 2039: 0; 2040: 0
2018-07-22 21:00 | 7 | 20 | 1 | 1 | 0 | 0 | 0.89824 | 1.7965 | 0 | 20.3125 | 10.5647 | 17.0341 | 17.0341 | 36.4909 | 0 | 0 | 2024: 36.4909; 2025: 0; 2026: 0; 2027: 0; 2028: 0; 2029: 3.2446; 2030: 1.7965; 2031: 1.7965; 2032: 0; 2033: 0; 2034: 36.4909; 2035: 0; 2036: 0; 2039: 0; 2040: 0
2018-07-22 22:00 | 7 | 21 | 1 | 1 | 0 | 0 | 0.67123 | 1.3425 | 0 | 20.3125 | 10.5647 | 17.0341 | 17.0341 | 27.2688 | 0 | 0 | 2024: 27.2688; 2025: 0; 2026: 0; 2027: 0; 2028: 0; 2029: 1.2919; 2030: 1.3425; 2031: 1.1886; 2032: 0; 2033: 3.1256; 2034: 24.1431; 2035: 0; 2036: 0; 2039: 0; 2040: 0
2018-07-22 23:00 | 7 | 22 | 1 | 1 | 0 | 0 | 0.58192 | 1.1638 | 0 | 20.3125 | 10.5647 | 17.0341 | 17.0341 | 23.6405 | 0 | 0 | 2024: 23.6405; 2025: 0; 2026: 0; 2027: 0; 2028: 0; 2029: 0; 2030: 1.1638; 2031: 0; 2032: 0; 2033: 23.6405; 2034: 0; 2035: 0; 2036: 0; 2039: 0; 2040: 0
2018-07-23 | 7 | 23 | 1 | 1 | 0 | 0 | 0.5276 | 1.0552 | 0 | 20.3125 | 10.5647 | 17.0341 | 17.0341 | 21.4338 | 0 | 0 | 2024: 21.4338; 2025: 0; 2026: 0; 2027: 0; 2028: 0; 2029: 0; 2030: 1.0552; 2031: 0; 2032: 0; 2033: 21.4338; 2034: 0; 2035: 0; 2036: 0; 2039: 0; 2040: 0
2018-07-23 01:00 | 7 | 0 | 2 | 1 | 0 | 0 | 0.4513 | 0.90259 | 0 | 20.3125 | 10.5647 | 17.0341 | 17.0341 | 18.3339 | 0 | 0 | 2024: 18.3339; 2025: 0; 2026: 0; 2027: 0; 2028: 0; 2029: 0; 2030: 0.90259; 2031: 0; 2032: 0; 2033: 18.3339; 2034: 0; 2035: 0; 2036: 0; 2039: 0; 2040: 0
2018-07-23 02:00 | 7 | 1 | 2 | 1 | 0 | 0 | 0.43044 | 0.86088 | 0 | 20.3125 | 10.5647 | 17.0341 | 17.0341 | 17.4867 | 0 | 0 | 2024: 17.4867; 2025: 0; 2026: 0; 2027: 0; 2028: 0; 2029: 0; 2030: 0.86088; 2031: 0; 2032: 0; 2033: 17.4867; 2034: 0; 2035: 0; 2036: 0; 2039: 0; 2040: 0
2018-07-23 03:00 | 7 | 2 | 2 | 1 | 0 | 0 | 0.42391 | 0.84781 | 0 | 20.3125 | 10.5647 | 17.0341 | 17.0341 | 17.2212 | 0 | 0 | 2024: 17.2212; 2025: 0; 2026: 0; 2027: 0; 2028: 0; 2029: 0; 2030: 0.84781; 2031: 0; 2032: 0; 2033: 17.2212; 2034: 0; 2035: 0; 2036: 0; 2039: 0; 2040: 0
2018-07-23 04:00 | 7 | 3 | 2 | 1 | 0 | 0 | 0.46995 | 0.9399 | 0 | 20.3125 | 10.5647 | 17.0341 | 17.0341 | 19.0917 | 0 | 0 | 2024: 19.0917; 2025: 0; 2026: 0; 2027: 0; 2028: 0; 2029: 0; 2030: 0.9399; 2031: 0; 2032: 0; 2033: 19.0917; 2034: 0; 2035: 0; 2036: 0; 2039: 0; 2040: 0
2018-07-23 05:00 | 7 | 4 | 2 | 1 | 0 | 0.00092343 | 0.6342 | 1.2684 | 0.0073875 | 20.3125 | 10.5647 | 17.0341 | 17.0341 | 25.7646 | 0.0073875 | 0 | 2024: 25.6145; 2025: 0.15006; 2026: 0; 2027: 0.12584; 2028: 0; 2029: 0; 2030: 1.261; 2031: 0; 2032: 0; 2033: 25.6145; 2034: 0.15006; 2035: 0; 2036: 0.12584; 2039: 0.00092343; 2040: 0.00065333
2018-07-23 06:00 | 7 | 5 | 2 | 1 | 0 | 0.038292 | 0.70259 | 1.4052 | 0.30634 | 20.3125 | 10.5647 | 17.0341 | 17.0341 | 28.5426 | 0.30634 | 0 | 2024: 22.3201; 2025: 6.2225; 2026: 0; 2027: 5.2182; 2028: 0; 2029: 0; 2030: 1.0988; 2031: 0; 2032: 0; 2033: 22.3201; 2034: 6.2225; 2035: 0; 2036: 5.2182; 2039: 0.038292; 2040: 0.044334
2018-07-23 07:00 | 7 | 6 | 2 | 1 | 0 | 0.19347 | 0.84992 | 1.6998 | 1.5478 | 20.3125 | 10.5647 | 17.0341 | 17.0341 | 34.5281 | 1.5478 | 0 | 2024: 3.0893; 2025: 31.4389; 2026: 0; 2027: 26.3648; 2028: 0; 2029: 0; 2030: 0.15209; 2031: 0; 2032: 0; 2033: 3.0893; 2034: 31.4389; 2035: 0; 2036: 26.3648; 2039: 0.19347; 2040: 0.21384
2018-07-23 08:00 | 7 | 7 | 2 | 1 | 0 | 0.36086 | 0.86711 | 1.7342 | 2.8869 | 20.3125 | 10.5647 | 17.0341 | 17.0341 | 35.2265 | 1.7342 | 1.1527 | 2024: 0; 2025: 35.2265; 2026: 12.1776; 2027: 49.1757; 2028: 1.1527; 2029: 1.1527; 2030: 0; 2031: 0; 2032: 0; 2033: 0; 2034: 35.2265; 2035: 0; 2036: 49.1757; 2039: 0.36086; 2040: 0.39906
2018-07-23 09:00 | 7 | 8 | 2 | 1 | 0 | 0.41346 | 0.906 | 1.812 | 3.3076 | 20.3125 | 10.5647 | 17.0341 | 17.0341 | 36.8062 | 1.812 | 1.4956 | 2024: 0; 2025: 36.8062; 2026: 15.8011; 2027: 56.3428; 2028: 1.4956; 2029: 2.6483; 2030: 0; 2031: 0; 2032: 0; 2033: 0; 2034: 36.8062; 2035: 0; 2036: 56.3428; 2039: 0.41346; 2040: 0.53653
2018-07-23 10:00 | 7 | 9 | 2 | 1 | 0 | 0.57646 | 0.90263 | 1.8053 | 4.6117 | 20.3125 | 10.5647 | 17.0341 | 17.0341 | 36.6692 | 1.8053 | 2.8064 | 2024: 0; 2025: 36.6692; 2026: 29.649; 2027: 78.5558; 2028: 2.8064; 2029: 5.4547; 2030: 0; 2031: 0; 2032: 0; 2033: 0; 2034: 36.6692; 2035: 0; 2036: 78.5558; 2039: 0.57646; 2040: 0.6379
2018-07-23 11:00 | 7 | 10 | 2 | 1 | 0 | 0.63428 | 1.0342 | 2.0684 | 5.0742 | 20.3125 | 10.5647 | 17.0341 | 17.0341 | 42.0144 | 2.0684 | 3.0058 | 2024: 0; 2025: 42.0144; 2026: 31.7554; 2027: 86.4347; 2028: 3.0058; 2029: 8.4605; 2030: 0; 2031: 0; 2032: 0; 2033: 0; 2034: 42.0144; 2035: 0; 2036: 86.4347; 2039: 0.63428; 2040: 0.701
2018-07-23 12:00 | 7 | 11 | 2 | 1 | 0 | 0.4118 | 1.0614 | 2.1229 | 3.2944 | 20.3125 | 10.5647 | 17.0341 | 17.0341 | 43.1213 | 2.1229 | 1.1715 | 2024: 0; 2025: 43.1213; 2026: 12.3763; 2027: 56.1167; 2028: 1.1715; 2029: 9.632; 2030: 0; 2031: 0; 2032: 0; 2033: 0; 2034: 43.1213; 2035: 0; 2036: 56.1167; 2039: 0.4118; 2040: 0.67938
2018-07-23 13:00 | 7 | 12 | 2 | 1 | 0 | 0.65014 | 1.098 | 2.196 | 5.2011 | 20.3125 | 10.5647 | 17.0341 | 17.0341 | 44.6062 | 2.196 | 3.0051 | 2024: 0; 2025: 44.6062; 2026: 31.7484; 2027: 88.5968; 2028: 2.868; 2029: 12.5; 2030: 0; 2031: 0; 2032: 0.13712; 2033: 0; 2034: 44.6062; 2035: 1.4486; 2036: 88.5968; 2039: 0.65014; 2040: 0.71916
2018-07-23 14:00 | 7 | 13 | 2 | 1 | 0 | 0.60278 | 1.254 | 2.508 | 4.8223 | 20.3125 | 10.5647 | 17.0341 | 17.0341 | 50.9434 | 2.508 | 2.3143 | 2024: 0; 2025: 50.9434; 2026: 24.4497; 2027: 82.1431; 2028: 0; 2029: 12.5; 2030: 0; 2031: 0; 2032: 2.3143; 2033: 0; 2034: 50.9434; 2035: 24.4497; 2036: 82.1431; 2039: 0.60278; 2040: 0.66712
2018-07-23 15:00 | 7 | 14 | 2 | 1 | 0 | 0.52108 | 1.3851 | 2.7701 | 4.1686 | 20.3125 | 10.5647 | 17.0341 | 17.0341 | 56.2686 | 2.7701 | 1.3985 | 2024: 0; 2025: 56.2686; 2026: 14.7744; 2027: 71.0088; 2028: 0; 2029: 12.5; 2030: 0; 2031: 0; 2032: 1.3985; 2033: 0; 2034: 56.2686; 2035: 14.7744; 2036: 71.0088; 2039: 0.52108; 2040: 0.57537
2018-07-23 16:00 | 7 | 15 | 2 | 1 | 1 | 0.4024 | 1.5442 | 3.0883 | 3.2192 | 26.4696 | 16.7219 | 17.0341 | 17.0341 | 81.7475 | 3.0883 | 0.13083 | 2024: 0; 2025: 81.7475; 2026: 2.1877; 2027: 54.8359; 2028: 0; 2029: 12.5; 2030: 0; 2031: 0; 2032: 0.13083; 2033: 0; 2034: 81.7475; 2035: 2.1877; 2036: 54.8359; 2039: 0.4024; 2040: 0.44331
2018-07-23 17:00 | 7 | 16 | 2 | 1 | 1 | 0.24783 | 1.5325 | 3.065 | 1.9826 | 26.4696 | 16.7219 | 17.0341 | 17.0341 | 81.1292 | 1.9826 | 0 | 2024: 28.6492; 2025: 52.48; 2026: 0; 2027: 33.7727; 2028: 0; 2029: 12.5; 2030: 1.0823; 2031: 1.0823; 2032: 0; 2033: 0; 2034: 81.1292; 2035: 0; 2036: 33.7727; 2039: 0.24783; 2040: 0.27176
2018-07-23 18:00 | 7 | 17 | 2 | 1 | 1 | 0.07475 | 1.5451 | 3.0902 | 0.598 | 26.4696 | 16.7219 | 17.0341 | 17.0341 | 81.7954 | 0.598 | 0 | 2024: 65.9666; 2025: 15.8288; 2026: 0; 2027: 10.1864; 2028: 0; 2029: 11.3235; 2030: 2.4922; 2031: 2.4922; 2032: 0; 2033: 0; 2034: 81.7954; 2035: 0; 2036: 10.1864; 2039: 0.07475; 2040: 0.066793
2018-07-23 19:00 | 7 | 18 | 2 | 1 | 1 | 0.0086355 | 1.4358 | 2.8717 | 0.069084 | 26.4696 | 16.7219 | 17.0341 | 17.0341 | 76.0128 | 0.069084 | 0 | 2024: 74.1842; 2025: 1.8286; 2026: 0; 2027: 1.1768; 2028: 0; 2029: 8.6147; 2030: 2.8026; 2031: 2.8026; 2032: 0; 2033: 0; 2034: 76.0128; 2035: 0; 2036: 1.1768; 2039: 0.0086355; 2040: 0.0086367
2018-07-23 20:00 | 7 | 19 | 2 | 1 | 0 | 0 | 1.2096 | 2.4192 | 0 | 20.3125 | 10.5647 | 17.0341 | 17.0341 | 49.1406 | 0 | 0 | 2024: 49.1406; 2025: 0; 2026: 0; 2027: 0; 2028: 0; 2029: 5.5684; 2030: 2.4192; 2031: 2.4192; 2032: 0; 2033: 0; 2034: 49.1406; 2035: 0; 2036: 0; 2039: 0; 2040: 0
2018-07-23 21:00 | 7 | 20 | 2 | 1 | 0 | 0 | 0.95803 | 1.9161 | 0 | 20.3125 | 10.5647 | 17.0341 | 17.0341 | 38.9199 | 0 | 0 | 2024: 38.9199; 2025: 0; 2026: 0; 2027: 0; 2028: 0; 2029: 2.9388; 2030: 1.9161; 2031: 1.9161; 2032: 0; 2033: 0; 2034: 38.9199; 2035: 0; 2036: 0; 2039: 0; 2040: 0
2018-07-23 22:00 | 7 | 21 | 2 | 1 | 0 | 0 | 0.62596 | 1.2519 | 0 | 20.3125 | 10.5647 | 17.0341 | 17.0341 | 25.4296 | 0 | 0 | 2024: 25.4296; 2025: 0; 2026: 0; 2027: 0; 2028: 0; 2029: 0.85609; 2030: 1.2519; 2031: 0.7876; 2032: 0; 2033: 9.4315; 2034: 15.9981; 2035: 0; 2036: 0; 2039: 0; 2040: 0
2018-07-23 23:00 | 7 | 22 | 2 | 1 | 0 | 0 | 0.5476 | 1.0952 | 0 | 20.3125 | 10.5647 | 17.0341 | 17.0341 | 22.2464 | 0 | 0 | 2024: 22.2464; 2025: 0; 2026: 0; 2027: 0; 2028: 0; 2029: 0; 2030: 1.0952; 2031: 0; 2032: 0; 2033: 22.2464; 2034: 0; 2035: 0; 2036: 0; 2039: 0; 2040: 0
2018-07-24 | 7 | 23 | 2 | 1 | 0 | 0 | 0.4727 | 0.9454 | 0 | 20.3125 | 10.5647 | 17.0341 | 17.0341 | 19.2034 | 0 | 0 | 2024: 19.2034; 2025: 0; 2026: 0; 2027: 0; 2028: 0; 2029: 0; 2030: 0.9454; 2031: 0; 2032: 0; 2033: 19.2034; 2034: 0; 2035: 0; 2036: 0; 2039: 0; 2040: 0
2018-07-24 01:00 | 7 | 0 | 3 | 1 | 0 | 0 | 0.44417 | 0.88834 | 0 | 20.3125 | 10.5647 | 17.0341 | 17.0341 | 18.0444 | 0 | 0 | 2024: 18.0444; 2025: 0; 2026: 0; 2027: 0; 2028: 0; 2029: 0; 2030: 0.88834; 2031: 0; 2032: 0; 2033: 18.0444; 2034: 0; 2035: 0; 2036: 0; 2039: 0; 2040: 0
2018-07-24 02:00 | 7 | 1 | 3 | 1 | 0 | 0 | 0.43345 | 0.8669 | 0 | 20.3125 | 10.5647 | 17.0341 | 17.0341 | 17.6089 | 0 | 0 | 2024: 17.6089; 2025: 0; 2026: 0; 2027: 0; 2028: 0; 2029: 0; 2030: 0.8669; 2031: 0; 2032: 0; 2033: 17.6089; 2034: 0; 2035: 0; 2036: 0; 2039: 0; 2040: 0
2018-07-24 03:00 | 7 | 2 | 3 | 1 | 0 | 0 | 0.43299 | 0.86598 | 0 | 20.3125 | 10.5647 | 17.0341 | 17.0341 | 17.5902 | 0 | 0 | 2024: 17.5902; 2025: 0; 2026: 0; 2027: 0; 2028: 0; 2029: 0; 2030: 0.86598; 2031: 0; 2032: 0; 2033: 17.5902; 2034: 0; 2035: 0; 2036: 0; 2039: 0; 2040: 0
2018-07-24 04:00 | 7 | 3 | 3 | 1 | 0 | 0 | 0.45864 | 0.91728 | 0 | 20.3125 | 10.5647 | 17.0341 | 17.0341 | 18.6324 | 0 | 0 | 2024: 18.6324; 2025: 0; 2026: 0; 2027: 0; 2028: 0; 2029: 0; 2030: 0.91728; 2031: 0; 2032: 0; 2033: 18.6324; 2034: 0; 2035: 0; 2036: 0; 2039: 0; 2040: 0
2018-07-24 05:00 | 7 | 4 | 3 | 1 | 0 | 0.00041982 | 0.58922 | 1.1784 | 0.0033586 | 20.3125 | 10.5647 | 17.0341 | 17.0341 | 23.9372 | 0.0033586 | 0 | 2024: 23.869; 2025: 0.068221; 2026: 0; 2027: 0.05721; 2028: 0; 2029: 0; 2030: 1.1751; 2031: 0; 2032: 0; 2033: 23.869; 2034: 0.068221; 2035: 0; 2036: 0.05721; 2039: 0.00041982; 2040: 0
2018-07-24 06:00 | 7 | 5 | 3 | 1 | 0 | 0.037195 | 0.6957 | 1.3914 | 0.29756 | 20.3125 | 10.5647 | 17.0341 | 17.0341 | 28.263 | 0.29756 | 0 | 2024: 22.2189; 2025: 6.0441; 2026: 0; 2027: 5.0686; 2028: 0; 2029: 0; 2030: 1.0939; 2031: 0; 2032: 0; 2033: 22.2189; 2034: 6.0441; 2035: 0; 2036: 5.0686; 2039: 0.037195; 2040: 0.04299
2018-07-24 07:00 | 7 | 6 | 3 | 1 | 0 | 0.18881 | 0.73539 | 1.4708 | 1.5105 | 20.3125 | 10.5647 | 17.0341 | 17.0341 | 29.8753 | 1.4708 | 0.039681 | 2024: 0; 2025: 29.8753; 2026: 0.41922; 2027: 25.7295; 2028: 0.039681; 2029: 0.039681; 2030: 0; 2031: 0; 2032: 0; 2033: 0; 2034: 29.8753; 2035: 0; 2036: 25.7295; 2039: 0.18881; 2040: 0.20888
2018-07-24 08:00 | 7 | 7 | 3 | 1 | 0 | 0.35375 | 0.75404 | 1.5081 | 2.83 | 20.3125 | 10.5647 | 17.0341 | 17.0341 | 30.6328 | 1.5081 | 1.3219 | 2024: 0; 2025: 30.6328; 2026: 13.9659; 2027: 48.2068; 2028: 1.3219; 2029: 1.3616; 2030: 0; 2031: 0; 2032: 0; 2033: 0; 2034: 30.6328; 2035: 0; 2036: 48.2068; 2039: 0.35375; 2040: 0.39016
2018-07-24 09:00 | 7 | 8 | 3 | 1 | 0 | 0.46785 | 0.87357 | 1.7471 | 3.7428 | 20.3125 | 10.5647 | 17.0341 | 17.0341 | 35.4888 | 1.7471 | 1.9957 | 2024: 0; 2025: 35.4888; 2026: 21.084; 2027: 63.7559; 2028: 1.9957; 2029: 3.3573; 2030: 0; 2031: 0; 2032: 0; 2033: 0; 2034: 35.4888; 2035: 0; 2036: 63.7559; 2039: 0.46785; 2040: 0.51823
2018-07-24 10:00 | 7 | 9 | 3 | 1 | 0 | 0.55407 | 0.97713 | 1.9543 | 4.4326 | 20.3125 | 10.5647 | 17.0341 | 17.0341 | 39.6959 | 1.9543 | 2.4783 | 2024: 0; 2025: 39.6959; 2026: 26.1825; 2027: 75.5047; 2028: 2.4783; 2029: 5.8356; 2030: 0; 2031: 0; 2032: 0; 2033: 0; 2034: 39.6959; 2035: 0; 2036: 75.5047; 2039: 0.55407; 2040: 0.61552
2018-07-24 11:00 | 7 | 10 | 3 | 1 | 0 | 0.62286 | 1.0491 | 2.0983 | 4.9829 | 20.3125 | 10.5647 | 17.0341 | 17.0341 | 42.6208 | 2.0983 | 2.8846 | 2024: 0; 2025: 42.6208; 2026: 30.4754; 2027: 84.8792; 2028: 2.8846; 2029: 8.7202; 2030: 0; 2031: 0; 2032: 0; 2033: 0; 2034: 42.6208; 2035: 0; 2036: 84.8792; 2039: 0.62286; 2040: 0.69055
2018-07-24 12:00 | 7 | 11 | 3 | 1 | 0 | 0.6267 | 1.1836 | 2.3672 | 5.0136 | 20.3125 | 10.5647 | 17.0341 | 17.0341 | 48.0832 | 2.3672 | 2.6464 | 2024: 0; 2025: 48.0832; 2026: 27.9584; 2027: 85.4017; 2028: 2.6464; 2029: 11.3666; 2030: 0; 2031: 0; 2032: 0; 2033: 0; 2034: 48.0832; 2035: 0; 2036: 85.4017; 2039: 0.6267; 2040: 0.72286
2018-07-24 13:00 | 7 | 12 | 3 | 1 | 0 | 0.56049 | 1.3075 | 2.615 | 4.4839 | 20.3125 | 10.5647 | 17.0341 | 17.0341 | 53.1173 | 2.615 | 1.8689 | 2024: 0; 2025: 53.1173; 2026: 19.7443; 2027: 76.3793; 2028: 1.1334; 2029: 12.5; 2030: 0; 2031: 0; 2032: 0.73551; 2033: 0; 2034: 53.1173; 2035: 7.7705; 2036: 76.3793; 2039: 0.56049; 2040: 0.59001
2018-07-24 14:00 | 7 | 13 | 3 | 1 | 0 | 0.59817 | 1.441 | 2.882 | 4.7854 | 20.3125 | 10.5647 | 17.0341 | 17.0341 | 58.5413 | 2.882 | 1.9033 | 2024: 0; 2025: 58.5413; 2026: 20.1081; 2027: 81.5145; 2028: 0; 2029: 12.5; 2030: 0; 2031: 0; 2032: 1.9033; 2033: 0; 2034: 58.5413; 2035: 20.1081; 2036: 81.5145; 2039: 0.59817; 2040: 0.5711
2018-07-24 15:00 | 7 | 14 | 3 | 1 | 0 | 0.51237 | 1.7006 | 3.4012 | 4.099 | 20.3125 | 10.5647 | 17.0341 | 17.0341 | 69.0873 | 3.4012 | 0.69776 | 2024: 0; 2025: 69.0873; 2026: 7.3717; 2027: 69.8227; 2028: 0; 2029: 12.5; 2030: 0; 2031: 0; 2032: 0.69776; 2033: 0; 2034: 69.0873; 2035: 7.3717; 2036: 69.8227; 2039: 0.51237; 2040: 0.56668
2018-07-24 16:00 | 7 | 15 | 3 | 1 | 1 | 0.35296 | 1.7488 | 3.4976 | 2.8237 | 26.4696 | 16.7219 | 17.0341 | 17.0341 | 92.5796 | 2.8237 | 0 | 2024: 17.8382; 2025: 74.7414; 2026: 0; 2027: 48.0987; 2028: 0; 2029: 12.5; 2030: 0.67391; 2031: 0.67391; 2032: 0; 2033: 0; 2034: 92.5796; 2035: 0; 2036: 48.0987; 2039: 0.35296; 2040: 0.38046
2018-07-24 17:00 | 7 | 16 | 3 | 1 | 1 | 0.22676 | 1.7768 | 3.5536 | 1.8141 | 26.4696 | 16.7219 | 17.0341 | 17.0341 | 94.0625 | 1.8141 | 0 | 2024: 46.0445; 2025: 48.0181; 2026: 0; 2027: 30.9013; 2028: 0; 2029: 11.7675; 2030: 1.7395; 2031: 1.7395; 2032: 0; 2033: 0; 2034: 94.0625; 2035: 0; 2036: 30.9013; 2039: 0.22676; 2040: 0.26889
2018-07-24 18:00 | 7 | 17 | 3 | 1 | 1 | 0.082917 | 1.7293 | 3.4586 | 0.66334 | 26.4696 | 16.7219 | 17.0341 | 17.0341 | 91.5475 | 0.66334 | 0 | 2024: 73.9893; 2025: 17.5582; 2026: 0; 2027: 11.2993; 2028: 0; 2029: 9.8767; 2030: 2.7952; 2031: 2.7952; 2032: 0; 2033: 0; 2034: 91.5475; 2035: 0; 2036: 11.2993; 2039: 0.082917; 2040: 0.093434
2018-07-24 19:00 | 7 | 18 | 3 | 1 | 1 | 0.0099311 | 1.5793 | 3.1586 | 0.079448 | 26.4696 | 16.7219 | 17.0341 | 17.0341 | 83.6072 | 0.079448 | 0 | 2024: 81.5042; 2025: 2.103; 2026: 0; 2027: 1.3533; 2028: 0; 2029: 6.8384; 2030: 3.0792; 2031: 3.0792; 2032: 0; 2033: 0; 2034: 83.6072; 2035: 0; 2036: 1.3533; 2039: 0.0099311; 2040: 0.009325
2018-07-24 20:00 | 7 | 19 | 3 | 1 | 0 | 0 | 1.4112 | 2.8223 | 0 | 20.3125 | 10.5647 | 17.0341 | 17.0341 | 57.3284 | 0 | 0 | 2024: 57.3284; 2025: 0; 2026: 0; 2027: 0; 2028: 0; 2029: 3.4915; 2030: 2.8223; 2031: 2.8223; 2032: 0; 2033: 0; 2034: 57.3284; 2035: 0; 2036: 0; 2039: 0; 2040: 0
2018-07-24 21:00 | 7 | 20 | 3 | 1 | 0 | 0 | 1.0771 | 2.1542 | 0 | 20.3125 | 10.5647 | 17.0341 | 17.0341 | 43.757 | 0 | 0 | 2024: 43.757; 2025: 0; 2026: 0; 2027: 0; 2028: 0; 2029: 0.42374; 2030: 2.1542; 2031: 0.38984; 2032: 0; 2033: 35.8383; 2034: 7.9187; 2035: 0; 2036: 0; 2039: 0; 2040: 0
2018-07-24 22:00 | 7 | 21 | 3 | 1 | 0 | 0 | 0.77824 | 1.5565 | 0 | 20.3125 | 10.5647 | 17.0341 | 17.0341 | 31.616 | 0 | 0 | 2024: 31.616; 2025: 0; 2026: 0; 2027: 0; 2028: 0; 2029: 0; 2030: 1.5565; 2031: 0; 2032: 0; 2033: 31.616; 2034: 0; 2035: 0; 2036: 0; 2039: 0; 2040: 0
2018-07-24 23:00 | 7 | 22 | 3 | 1 | 0 | 0 | 0.58445 | 1.1689 | 0 | 20.3125 | 10.5647 | 17.0341 | 17.0341 | 23.7433 | 0 | 0 | 2024: 23.7433; 2025: 0; 2026: 0; 2027: 0; 2028: 0; 2029: 0; 2030: 1.1689; 2031: 0; 2032: 0; 2033: 23.7433; 2034: 0; 2035: 0; 2036: 0; 2039: 0; 2040: 0
2018-07-25 | 7 | 23 | 3 | 1 | 0 | 0 | 0.49463 | 0.98925 | 0 | 20.3125 | 10.5647 | 17.0341 | 17.0341 | 20.0942 | 0 | 0 | 2024: 20.0942; 2025: 0; 2026: 0; 2027: 0; 2028: 0; 2029: 0; 2030: 0.98925; 2031: 0; 2032: 0; 2033: 20.0942; 2034: 0; 2035: 0; 2036: 0; 2039: 0; 2040: 0
2018-07-25 01:00 | 7 | 0 | 4 | 1 | 0 | 0 | 0.45605 | 0.91211 | 0 | 20.3125 | 10.5647 | 17.0341 | 17.0341 | 18.5272 | 0 | 0 | 2024: 18.5272; 2025: 0; 2026: 0; 2027: 0; 2028: 0; 2029: 0; 2030: 0.91211; 2031: 0; 2032: 0; 2033: 18.5272; 2034: 0; 2035: 0; 2036: 0; 2039: 0; 2040: 0
2018-07-25 02:00 | 7 | 1 | 4 | 1 | 0 | 0 | 0.44092 | 0.88184 | 0 | 20.3125 | 10.5647 | 17.0341 | 17.0341 | 17.9124 | 0 | 0 | 2024: 17.9124; 2025: 0; 2026: 0; 2027: 0; 2028: 0; 2029: 0; 2030: 0.88184; 2031: 0; 2032: 0; 2033: 17.9124; 2034: 0; 2035: 0; 2036: 0; 2039: 0; 2040: 0
2018-07-25 03:00 | 7 | 2 | 4 | 1 | 0 | 0 | 0.43636 | 0.87273 | 0 | 20.3125 | 10.5647 | 17.0341 | 17.0341 | 17.7273 | 0 | 0 | 2024: 17.7273; 2025: 0; 2026: 0; 2027: 0; 2028: 0; 2029: 0; 2030: 0.87273; 2031: 0; 2032: 0; 2033: 17.7273; 2034: 0; 2035: 0; 2036: 0; 2039: 0; 2040: 0
2018-07-25 04:00 | 7 | 3 | 4 | 1 | 0 | 0 | 0.48331 | 0.96662 | 0 | 20.3125 | 10.5647 | 17.0341 | 17.0341 | 19.6344 | 0 | 0 | 2024: 19.6344; 2025: 0; 2026: 0; 2027: 0; 2028: 0; 2029: 0; 2030: 0.96662; 2031: 0; 2032: 0; 2033: 19.6344; 2034: 0; 2035: 0; 2036: 0; 2039: 0; 2040: 0
2018-07-25 05:00 | 7 | 4 | 4 | 1 | 0 | 0 | 0.57623 | 1.1525 | 0 | 20.3125 | 10.5647 | 17.0341 | 17.0341 | 23.4092 | 0 | 0 | 2024: 23.4092; 2025: 0; 2026: 0; 2027: 0; 2028: 0; 2029: 0; 2030: 1.1525; 2031: 0; 2032: 0; 2033: 23.4092; 2034: 0; 2035: 0; 2036: 0; 2039: 0; 2040: 0
2018-07-25 06:00 | 7 | 5 | 4 | 1 | 0 | 0.038806 | 0.67298 | 1.346 | 0.31045 | 20.3125 | 10.5647 | 17.0341 | 17.0341 | 27.3399 | 0.31045 | 0 | 2024: 21.0338; 2025: 6.306; 2026: 0; 2027: 5.2883; 2028: 0; 2029: 0; 2030: 1.0355; 2031: 0; 2032: 0; 2033: 21.0338; 2034: 6.306; 2035: 0; 2036: 5.2883; 2039: 0.038806; 2040: 0.046062
2018-07-25 07:00 | 7 | 6 | 4 | 1 | 0 | 0.18214 | 0.81759 | 1.6352 | 1.4571 | 20.3125 | 10.5647 | 17.0341 | 17.0341 | 33.2148 | 1.4571 | 0 | 2024: 3.6174; 2025: 29.5974; 2026: 0; 2027: 24.8205; 2028: 0; 2029: 0; 2030: 0.17809; 2031: 0; 2032: 0; 2033: 3.6174; 2034: 29.5974; 2035: 0; 2036: 24.8205; 2039: 0.18214; 2040: 0.2008
2018-07-25 08:00 | 7 | 7 | 4 | 1 | 0 | 0.3489 | 0.89511 | 1.7902 | 2.7912 | 20.3125 | 10.5647 | 17.0341 | 17.0341 | 36.3639 | 1.7902 | 1.001 | 2024: 0; 2025: 36.3639; 2026: 10.5754; 2027: 47.5462; 2028: 1.001; 2029: 1.001; 2030: 0; 2031: 0; 2032: 0; 2033: 0; 2034: 36.3639; 2035: 0; 2036: 47.5462; 2039: 0.3489; 2040: 0.38383
2018-07-25 09:00 | 7 | 8 | 4 | 1 | 0 | 0.44973 | 1.0069 | 2.0137 | 3.5978 | 20.3125 | 10.5647 | 17.0341 | 17.0341 | 40.9038 | 2.0137 | 1.5841 | 2024: 0; 2025: 40.9038; 2026: 16.7355; 2027: 61.2857; 2028: 1.5841; 2029: 2.5851; 2030: 0; 2031: 0; 2032: 0; 2033: 0; 2034: 40.9038; 2035: 0; 2036: 61.2857; 2039: 0.44973; 2040: 0.41872
2018-07-25 10:00 | 7 | 9 | 4 | 1 | 0 | 0.33786 | 1.0935 | 2.187 | 2.7029 | 20.3125 | 10.5647 | 17.0341 | 17.0341 | 44.4228 | 2.187 | 0.51595 | 2024: 0; 2025: 44.4228; 2026: 5.4508; 2027: 46.0418; 2028: 0.51595; 2029: 3.101; 2030: 0; 2031: 0; 2032: 0; 2033: 0; 2034: 44.4228; 2035: 0; 2036: 46.0418; 2039: 0.33786; 2040: 0.23831
2018-07-25 11:00 | 7 | 10 | 4 | 1 | 0 | 0.63903 | 1.2244 | 2.4489 | 5.1122 | 20.3125 | 10.5647 | 17.0341 | 17.0341 | 49.7426 | 2.4489 | 2.6634 | 2024: 0; 2025: 49.7426; 2026: 28.1377; 2027: 87.0824; 2028: 2.6634; 2029: 5.7644; 2030: 0; 2031: 0; 2032: 0; 2033: 0; 2034: 49.7426; 2035: 0; 2036: 87.0824; 2039: 0.63903; 2040: 0.58976
2018-07-25 12:00 | 7 | 11 | 4 | 1 | 0 | 0.51168 | 1.2965 | 2.593 | 4.0934 | 20.3125 | 10.5647 | 17.0341 | 17.0341 | 52.6713 | 2.593 | 1.5004 | 2024: 0; 2025: 52.6713; 2026: 15.8511; 2027: 69.728; 2028: 1.5004; 2029: 7.2648; 2030: 0; 2031: 0; 2032: 0; 2033: 0; 2034: 52.6713; 2035: 0; 2036: 69.728; 2039: 0.51168; 2040: 0.58614
2018-07-25 13:00 | 7 | 12 | 4 | 1 | 0 | 0.49469 | 1.3186 | 2.6372 | 3.9575 | 20.3125 | 10.5647 | 17.0341 | 17.0341 | 53.5671 | 2.6372 | 1.3204 | 2024: 0; 2025: 53.5671; 2026: 13.9496; 2027: 67.4134; 2028: 1.3204; 2029: 8.5852; 2030: 0; 2031: 0; 2032: 0; 2033: 0; 2034: 53.5671; 2035: 0; 2036: 67.4134; 2039: 0.49469; 2040: 0.6581
2018-07-25 14:00 | 7 | 13 | 4 | 1 | 0 | 0.59509 | 1.3785 | 2.757 | 4.7607 | 20.3125 | 10.5647 | 17.0341 | 17.0341 | 56.001 | 2.757 | 2.0037 | 2024: 0; 2025: 56.001; 2026: 21.169; 2027: 81.0947; 2028: 2.0037; 2029: 10.5889; 2030: 0; 2031: 0; 2032: 0; 2033: 0; 2034: 56.001; 2035: 0; 2036: 81.0947; 2039: 0.59509; 2040: 0.65323
2018-07-25 15:00 | 7 | 14 | 4 | 1 | 0 | 0.50926 | 1.5529 | 3.1059 | 4.0741 | 20.3125 | 10.5647 | 17.0341 | 17.0341 | 63.088 | 3.1059 | 0.96822 | 2024: 0; 2025: 63.088; 2026: 10.2289; 2027: 69.3986; 2028: 0.96822; 2029: 11.5571; 2030: 0; 2031: 0; 2032: 0; 2033: 0; 2034: 63.088; 2035: 0; 2036: 69.3986; 2039: 0.50926; 2040: 0.50241
2018-07-25 16:00 | 7 | 15 | 4 | 1 | 1 | 0.39016 | 1.6157 | 3.2314 | 3.1212 | 26.4696 | 16.7219 | 17.0341 | 17.0341 | 85.5352 | 3.1212 | 0 | 2024: 2.9169; 2025: 82.6183; 2026: 0; 2027: 53.1678; 2028: 0; 2029: 11.5571; 2030: 0.1102; 2031: 0.1102; 2032: 0; 2033: 0; 2034: 85.5352; 2035: 0; 2036: 53.1678; 2039: 0.39016; 2040: 0.33101
2018-07-25 17:00 | 7 | 16 | 4 | 1 | 1 | 0.20753 | 1.6347 | 3.2693 | 1.6602 | 26.4696 | 16.7219 | 17.0341 | 17.0341 | 86.5377 | 1.6602 | 0 | 2024: 42.5921; 2025: 43.9455; 2026: 0; 2027: 28.2805; 2028: 0; 2029: 11.4373; 2030: 1.6091; 2031: 1.6091; 2032: 0; 2033: 0; 2034: 86.5377; 2035: 0; 2036: 28.2805; 2039: 0.20753; 2040: 0.21093
2018-07-25 18:00 | 7 | 17 | 4 | 1 | 1 | 0.081798 | 1.5669 | 3.1339 | 0.65439 | 26.4696 | 16.7219 | 17.0341 | 17.0341 | 82.9527 | 0.65439 | 0 | 2024: 65.6313; 2025: 17.3214; 2026: 0; 2027: 11.1469; 2028: 0; 2029: 9.6883; 2030: 2.4795; 2031: 2.4795; 2032: 0; 2033: 0; 2034: 82.9527; 2035: 0; 2036: 11.1469; 2039: 0.081798; 2040: 0.092316
2018-07-25 19:00 | 7 | 18 | 4 | 1 | 1 | 0.0073393 | 1.538 | 3.0761 | 0.058714 | 26.4696 | 16.7219 | 17.0341 | 17.0341 | 81.4222 | 0.058714 | 0 | 2024: 79.8681; 2025: 1.5542; 2026: 0; 2027: 1.0002; 2028: 0; 2029: 6.9932; 2030: 3.0173; 2031: 3.0173; 2032: 0; 2033: 0; 2034: 81.4222; 2035: 0; 2036: 1.0002; 2039: 0.0073393; 2040: 0.009042
2018-07-25 20:00 | 7 | 19 | 4 | 1 | 0 | 0 | 1.3573 | 2.7146 | 0 | 20.3125 | 10.5647 | 17.0341 | 17.0341 | 55.14 | 0 | 0 | 2024: 55.14; 2025: 0; 2026: 0; 2027: 0; 2028: 0; 2029: 3.7135; 2030: 2.7146; 2031: 2.7146; 2032: 0; 2033: 0; 2034: 55.14; 2035: 0; 2036: 0; 2039: 0; 2040: 0
2018-07-25 21:00 | 7 | 20 | 4 | 1 | 0 | 0 | 1.1184 | 2.2367 | 0 | 20.3125 | 10.5647 | 17.0341 | 17.0341 | 45.4335 | 0 | 0 | 2024: 45.4335; 2025: 0; 2026: 0; 2027: 0; 2028: 0; 2029: 0.76287; 2030: 2.2367; 2031: 0.70184; 2032: 0; 2033: 31.1774; 2034: 14.2562; 2035: 0; 2036: 0; 2039: 0; 2040: 0
2018-07-25 22:00 | 7 | 21 | 4 | 1 | 0 | 0 | 0.82033 | 1.6407 | 0 | 20.3125 | 10.5647 | 17.0341 | 17.0341 | 33.326 | 0 | 0 | 2024: 33.326; 2025: 0; 2026: 0; 2027: 0; 2028: 0; 2029: 0; 2030: 1.6407; 2031: 0; 2032: 0; 2033: 33.326; 2034: 0; 2035: 0; 2036: 0; 2039: 0; 2040: 0
2018-07-25 23:00 | 7 | 22 | 4 | 1 | 0 | 0 | 0.69323 | 1.3865 | 0 | 20.3125 | 10.5647 | 17.0341 | 17.0341 | 28.1625 | 0 | 0 | 2024: 28.1625; 2025: 0; 2026: 0; 2027: 0; 2028: 0; 2029: 0; 2030: 1.3865; 2031: 0; 2032: 0; 2033: 28.1625; 2034: 0; 2035: 0; 2036: 0; 2039: 0; 2040: 0
2018-07-26 | 7 | 23 | 4 | 1 | 0 | 0 | 0.59968 | 1.1994 | 0 | 20.3125 | 10.5647 | 17.0341 | 17.0341 | 24.3621 | 0 | 0 | 2024: 24.3621; 2025: 0; 2026: 0; 2027: 0; 2028: 0; 2029: 0; 2030: 1.1994; 2031: 0; 2032: 0; 2033: 24.3621; 2034: 0; 2035: 0; 2036: 0; 2039: 0; 2040: 0
2018-07-26 01:00 | 7 | 0 | 5 | 1 | 0 | 0 | 0.56272 | 1.1254 | 0 | 20.3125 | 10.5647 | 17.0341 | 17.0341 | 22.8604 | 0 | 0 | 2024: 22.8604; 2025: 0; 2026: 0; 2027: 0; 2028: 0; 2029: 0; 2030: 1.1254; 2031: 0; 2032: 0; 2033: 22.8604; 2034: 0; 2035: 0; 2036: 0; 2039: 0; 2040: 0
2018-07-26 02:00 | 7 | 1 | 5 | 1 | 0 | 0 | 0.49286 | 0.98572 | 0 | 20.3125 | 10.5647 | 17.0341 | 17.0341 | 20.0224 | 0 | 0 | 2024: 20.0224; 2025: 0; 2026: 0; 2027: 0; 2028: 0; 2029: 0; 2030: 0.98572; 2031: 0; 2032: 0; 2033: 20.0224; 2034: 0; 2035: 0; 2036: 0; 2039: 0; 2040: 0
2018-07-26 03:00 | 7 | 2 | 5 | 1 | 0 | 0 | 0.50281 | 1.0056 | 0 | 20.3125 | 10.5647 | 17.0341 | 17.0341 | 20.4267 | 0 | 0 | 2024: 20.4267; 2025: 0; 2026: 0; 2027: 0; 2028: 0; 2029: 0; 2030: 1.0056; 2031: 0; 2032: 0; 2033: 20.4267; 2034: 0; 2035: 0; 2036: 0; 2039: 0; 2040: 0
2018-07-26 04:00 | 7 | 3 | 5 | 1 | 0 | 0 | 0.52134 | 1.0427 | 0 | 20.3125 | 10.5647 | 17.0341 | 17.0341 | 21.1794 | 0 | 0 | 2024: 21.1794; 2025: 0; 2026: 0; 2027: 0; 2028: 0; 2029: 0; 2030: 1.0427; 2031: 0; 2032: 0; 2033: 21.1794; 2034: 0; 2035: 0; 2036: 0; 2039: 0; 2040: 0
2018-07-26 05:00 | 7 | 4 | 5 | 1 | 0 | 0 | 0.60621 | 1.2124 | 0 | 20.3125 | 10.5647 | 17.0341 | 17.0341 | 24.6273 | 0 | 0 | 2024: 24.6273; 2025: 0; 2026: 0; 2027: 0; 2028: 0; 2029: 0; 2030: 1.2124; 2031: 0; 2032: 0; 2033: 24.6273; 2034: 0; 2035: 0; 2036: 0; 2039: 0; 2040: 0
2018-07-26 06:00 | 7 | 5 | 5 | 1 | 0 | 0.035593 | 0.74281 | 1.4856 | 0.28474 | 20.3125 | 10.5647 | 17.0341 | 17.0341 | 30.1767 | 0.28474 | 0 | 2024: 24.3928; 2025: 5.7839; 2026: 0; 2027: 4.8504; 2028: 0; 2029: 0; 2030: 1.2009; 2031: 0; 2032: 0; 2033: 24.3928; 2034: 5.7839; 2035: 0; 2036: 4.8504; 2039: 0.035593; 2040: 0.041345
2018-07-26 07:00 | 7 | 6 | 5 | 1 | 0 | 0.18871 | 0.88437 | 1.7687 | 1.5097 | 20.3125 | 10.5647 | 17.0341 | 17.0341 | 35.9276 | 1.5097 | 0 | 2024: 5.2619; 2025: 30.6657; 2026: 0; 2027: 25.7164; 2028: 0; 2029: 0; 2030: 0.25905; 2031: 0; 2032: 0; 2033: 5.2619; 2034: 30.6657; 2035: 0; 2036: 25.7164; 2039: 0.18871; 2040: 0.20756
2018-07-26 08:00 | 7 | 7 | 5 | 1 | 0 | 0.35709 | 1.0163 | 2.0326 | 2.8567 | 20.3125 | 10.5647 | 17.0341 | 17.0341 | 41.2865 | 2.0326 | 0.82418 | 2024: 0; 2025: 41.2865; 2026: 8.7072; 2027: 48.6622; 2028: 0.82418; 2029: 0.82418; 2030: 0; 2031: 0; 2032: 0; 2033: 0; 2034: 41.2865; 2035: 0; 2036: 48.6622; 2039: 0.35709; 2040: 0.37273
2018-07-26 09:00 | 7 | 8 | 5 | 1 | 0 | 0.48198 | 1.1179 | 2.2359 | 3.8559 | 20.3125 | 10.5647 | 17.0341 | 17.0341 | 45.4163 | 2.2359 | 1.62 | 2024: 0; 2025: 45.4163; 2026: 17.1148; 2027: 65.6815; 2028: 1.62; 2029: 2.4442; 2030: 0; 2031: 0; 2032: 0; 2033: 0; 2034: 45.4163; 2035: 0; 2036: 65.6815; 2039: 0.48198; 2040: 0.52932
2018-07-26 10:00 | 7 | 9 | 5 | 1 | 0 | 0.57116 | 1.2151 | 2.4302 | 4.5693 | 20.3125 | 10.5647 | 17.0341 | 17.0341 | 49.3633 | 2.4302 | 2.1391 | 2024: 0; 2025: 49.3633; 2026: 22.5988; 2027: 77.8336; 2028: 2.1391; 2029: 4.5832; 2030: 0; 2031: 0; 2032: 0; 2033: 0; 2034: 49.3633; 2035: 0; 2036: 77.8336; 2039: 0.57116; 2040: 0.62714
2018-07-26 11:00 | 7 | 10 | 5 | 1 | 0 | 0.62993 | 1.3142 | 2.6284 | 5.0394 | 20.3125 | 10.5647 | 17.0341 | 17.0341 | 53.3886 | 2.6284 | 2.4111 | 2024: 0; 2025: 53.3886; 2026: 25.4722; 2027: 85.8423; 2028: 2.4111; 2029: 6.9943; 2030: 0; 2031: 0; 2032: 0; 2033: 0; 2034: 53.3886; 2035: 0; 2036: 85.8423; 2039: 0.62993; 2040: 0.69138
2018-07-26 12:00 | 7 | 11 | 5 | 1 | 0 | 0.65708 | 1.3681 | 2.7363 | 5.2566 | 20.3125 | 10.5647 | 17.0341 | 17.0341 | 55.5806 | 2.7363 | 2.5203 | 2024: 0; 2025: 55.5806; 2026: 26.6266; 2027: 89.5418; 2028: 2.5203; 2029: 9.5146; 2030: 0; 2031: 0; 2032: 0; 2033: 0; 2034: 55.5806; 2035: 0; 2036: 89.5418; 2039: 0.65708; 2040: 0.72262
2018-07-26 13:00 | 7 | 12 | 5 | 1 | 0 | 0.61217 | 1.4073 | 2.8145 | 4.8974 | 20.3125 | 10.5647 | 17.0341 | 17.0341 | 57.1697 | 2.8145 | 2.0829 | 2024: 0; 2025: 57.1697; 2026: 22.0051; 2027: 83.4229; 2028: 2.0829; 2029: 11.5975; 2030: 0; 2031: 0; 2032: 0; 2033: 0; 2034: 57.1697; 2035: 0; 2036: 83.4229; 2039: 0.61217; 2040: 0.63078
2018-07-26 14:00 | 7 | 13 | 5 | 1 | 0 | 0.44611 | 1.5281 | 3.0563 | 3.5689 | 20.3125 | 10.5647 | 17.0341 | 17.0341 | 62.0803 | 3.0563 | 0.51262 | 2024: 0; 2025: 62.0803; 2026: 5.4157; 2027: 60.7928; 2028: 0.51262; 2029: 12.1101; 2030: 0; 2031: 0; 2032: 0; 2033: 0; 2034: 62.0803; 2035: 0; 2036: 60.7928; 2039: 0.44611; 2040: 0.44465
2018-07-26 15:00 | 7 | 14 | 5 | 1 | 0 | 0.28977 | 1.6665 | 3.333 | 2.3181 | 20.3125 | 10.5647 | 17.0341 | 17.0341 | 67.7013 | 2.3181 | 0 | 2024: 20.6144; 2025: 47.087; 2026: 0; 2027: 39.4873; 2028: 0; 2029: 12.1101; 2030: 1.0149; 2031: 1.0149; 2032: 0; 2033: 0; 2034: 67.7013; 2035: 0; 2036: 39.4873; 2039: 0.28977; 2040: 0.50855
2018-07-26 16:00 | 7 | 15 | 5 | 1 | 1 | 0.33708 | 1.8012 | 3.6025 | 2.6966 | 26.4696 | 16.7219 | 17.0341 | 17.0341 | 95.3557 | 2.6966 | 0 | 2024: 23.9768; 2025: 71.3789; 2026: 0; 2027: 45.9348; 2028: 0; 2029: 11.007; 2030: 0.90582; 2031: 0.90582; 2032: 0; 2033: 0; 2034: 95.3557; 2035: 0; 2036: 45.9348; 2039: 0.33708; 2040: 0.37567
2018-07-26 17:00 | 7 | 16 | 5 | 1 | 1 | 0.18306 | 1.7911 | 3.5822 | 1.4645 | 26.4696 | 16.7219 | 17.0341 | 17.0341 | 94.8203 | 1.4645 | 0 | 2024: 56.0554; 2025: 38.7649; 2026: 0; 2027: 24.9466; 2028: 0; 2029: 10.0224; 2030: 2.1177; 2031: 2.1177; 2032: 0; 2033: 0; 2034: 94.8203; 2035: 0; 2036: 24.9466; 2039: 0.18306; 2040: 0.21025
2018-07-26 18:00 | 7 | 17 | 5 | 1 | 1 | 0.049873 | 1.7766 | 3.5531 | 0.39898 | 26.4696 | 16.7219 | 17.0341 | 17.0341 | 94.05 | 0.39898 | 0 | 2024: 83.4891; 2025: 10.5609; 2026: 0; 2027: 6.7963; 2028: 0; 2029: 7.7206; 2030: 3.1541; 2031: 3.1541; 2032: 0; 2033: 0; 2034: 94.05; 2035: 0; 2036: 6.7963; 2039: 0.049873; 2040: 0.016464
2018-07-26 19:00 | 7 | 18 | 5 | 1 | 1 | 0.0061011 | 1.6583 | 3.3166 | 0.048809 | 26.4696 | 16.7219 | 17.0341 | 17.0341 | 87.7889 | 0.048809 | 0 | 2024: 86.497; 2025: 1.2919; 2026: 0; 2027: 0.83141; 2028: 0; 2029: 4.2922; 2030: 3.2678; 2031: 3.2678; 2032: 0; 2033: 0; 2034: 87.7889; 2035: 0; 2036: 0.83141; 2039: 0.0061011; 2040: 0.00036167
2018-07-26 20:00 | 7 | 19 | 5 | 1 | 0 | 0 | 1.4663 | 2.9326 | 0 | 20.3125 | 10.5647 | 17.0341 | 17.0341 | 59.5686 | 0 | 0 | 2024: 59.5686; 2025: 0; 2026: 0; 2027: 0; 2028: 0; 2029: 0.74022; 2030: 2.9326; 2031: 0.681; 2032: 0; 2033: 45.7357; 2034: 13.8329; 2035: 0; 2036: 0; 2039: 0; 2040: 0
2018-07-26 21:00 | 7 | 20 | 5 | 1 | 0 | 0 | 1.2501 | 2.5001 | 0 | 20.3125 | 10.5647 | 17.0341 | 17.0341 | 50.7833 | 0 | 0 | 2024: 50.7833; 2025: 0; 2026: 0; 2027: 0; 2028: 0; 2029: 0; 2030: 2.5001; 2031: 0; 2032: 0; 2033: 50.7833; 2034: 0; 2035: 0; 2036: 0; 2039: 0; 2040: 0
2018-07-26 22:00 | 7 | 21 | 5 | 1 | 0 | 0 | 0.90655 | 1.8131 | 0 | 20.3125 | 10.5647 | 17.0341 | 17.0341 | 36.8285 | 0 | 0 | 2024: 36.8285; 2025: 0; 2026: 0; 2027: 0; 2028: 0; 2029: 0; 2030: 1.8131; 2031: 0; 2032: 0; 2033: 36.8285; 2034: 0; 2035: 0; 2036: 0; 2039: 0; 2040: 0
2018-07-26 23:00 | 7 | 22 | 5 | 1 | 0 | 0 | 0.76044 | 1.5209 | 0 | 20.3125 | 10.5647 | 17.0341 | 17.0341 | 30.893 | 0 | 0 | 2024: 30.893; 2025: 0; 2026: 0; 2027: 0; 2028: 0; 2029: 0; 2030: 1.5209; 2031: 0; 2032: 0; 2033: 30.893; 2034: 0; 2035: 0; 2036: 0; 2039: 0; 2040: 0
2018-07-27 | 7 | 23 | 5 | 1 | 0 | 0 | 0.6848 | 1.3696 | 0 | 20.3125 | 10.5647 | 17.0341 | 17.0341 | 27.8199 | 0 | 0 | 2024: 27.8199; 2025: 0; 2026: 0; 2027: 0; 2028: 0; 2029: 0; 2030: 1.3696; 2031: 0; 2032: 0; 2033: 27.8199; 2034: 0; 2035: 0; 2036: 0; 2039: 0; 2040: 0
2018-07-27 01:00 | 7 | 0 | 6 | 1 | 0 | 0 | 0.62999 | 1.26 | 0 | 20.3125 | 10.5647 | 17.0341 | 17.0341 | 25.5932 | 0 | 0 | 2024: 25.5932; 2025: 0; 2026: 0; 2027: 0; 2028: 0; 2029: 0; 2030: 1.26; 2031: 0; 2032: 0; 2033: 25.5932; 2034: 0; 2035: 0; 2036: 0; 2039: 0; 2040: 0
2018-07-27 02:00 | 7 | 1 | 6 | 1 | 0 | 0 | 0.55024 | 1.1005 | 0 | 20.3125 | 10.5647 | 17.0341 | 17.0341 | 22.3533 | 0 | 0 | 2024: 22.3533; 2025: 0; 2026: 0; 2027: 0; 2028: 0; 2029: 0; 2030: 1.1005; 2031: 0; 2032: 0; 2033: 22.3533; 2034: 0; 2035: 0; 2036: 0; 2039: 0; 2040: 0
2018-07-27 03:00 | 7 | 2 | 6 | 1 | 0 | 0 | 0.51998 | 1.04 | 0 | 20.3125 | 10.5647 | 17.0341 | 17.0341 | 21.124 | 0 | 0 | 2024: 21.124; 2025: 0; 2026: 0; 2027: 0; 2028: 0; 2029: 0; 2030: 1.04; 2031: 0; 2032: 0; 2033: 21.124; 2034: 0; 2035: 0; 2036: 0; 2039: 0; 2040: 0
2018-07-27 04:00 | 7 | 3 | 6 | 1 | 0 | 0 | 0.5496 | 1.0992 | 0 | 20.3125 | 10.5647 | 17.0341 | 17.0341 | 22.3274 | 0 | 0 | 2024: 22.3274; 2025: 0; 2026: 0; 2027: 0; 2028: 0; 2029: 0; 2030: 1.0992; 2031: 0; 2032: 0; 2033: 22.3274; 2034: 0; 2035: 0; 2036: 0; 2039: 0; 2040: 0
2018-07-27 05:00 | 7 | 4 | 6 | 1 | 0 | 0 | 0.67316 | 1.3463 | 0 | 20.3125 | 10.5647 | 17.0341 | 17.0341 | 27.347 | 0 | 0 | 2024: 27.347; 2025: 0; 2026: 0; 2027: 0; 2028: 0; 2029: 0; 2030: 1.3463; 2031: 0; 2032: 0; 2033: 27.347; 2034: 0; 2035: 0; 2036: 0; 2039: 0; 2040: 0
2018-07-27 06:00 | 7 | 5 | 6 | 1 | 0 | 0.036399 | 0.84349 | 1.687 | 0.29119 | 20.3125 | 10.5647 | 17.0341 | 17.0341 | 34.2668 | 0.29119 | 0 | 2024: 28.352; 2025: 5.9148; 2026: 0; 2027: 4.9602; 2028: 0; 2029: 0; 2030: 1.3958; 2031: 0; 2032: 0; 2033: 28.352; 2034: 5.9148; 2035: 0; 2036: 4.9602; 2039: 0.036399; 2040: 0.04213
2018-07-27 07:00 | 7 | 6 | 6 | 1 | 0 | 0.18211 | 0.95209 | 1.9042 | 1.4568 | 20.3125 | 10.5647 | 17.0341 | 17.0341 | 38.6785 | 1.4568 | 0 | 2024: 9.0863; 2025: 29.5922; 2026: 0; 2027: 24.8162; 2028: 0; 2029: 0; 2030: 0.44732; 2031: 0; 2032: 0; 2033: 9.0863; 2034: 29.5922; 2035: 0; 2036: 24.8162; 2039: 0.18211; 2040: 0.20087
2018-07-27 08:00 | 7 | 7 | 6 | 1 | 0 | 0.34841 | 1.0664 | 2.1327 | 2.7872 | 20.3125 | 10.5647 | 17.0341 | 17.0341 | 43.3207 | 2.1327 | 0.65453 | 2024: 0; 2025: 43.3207; 2026: 6.9149; 2027: 47.4782; 2028: 0.65453; 2029: 0.65453; 2030: 0; 2031: 0; 2032: 0; 2033: 0; 2034: 43.3207; 2035: 0; 2036: 47.4782; 2039: 0.34841; 2040: 0.38262
2018-07-27 09:00 | 7 | 8 | 6 | 1 | 0 | 0.47562 | 1.2231 | 2.4462 | 3.805 | 20.3125 | 10.5647 | 17.0341 | 17.0341 | 49.688 | 2.4462 | 1.3588 | 2024: 0; 2025: 49.688; 2026: 14.3553; 2027: 64.8144; 2028: 1.3588; 2029: 2.0133; 2030: 0; 2031: 0; 2032: 0; 2033: 0; 2034: 49.688; 2035: 0; 2036: 64.8144; 2039: 0.47562; 2040: 0.52667
2018-07-27 10:00 | 7 | 9 | 6 | 1 | 0 | 0.57037 | 1.4296 | 2.8593 | 4.563 | 20.3125 | 10.5647 | 17.0341 | 17.0341 | 58.0795 | 2.8593 | 1.7037 | 2024: 0; 2025: 58.0795; 2026: 17.9987; 2027: 77.7261; 2028: 1.7037; 2029: 3.717; 2030: 0; 2031: 0; 2032: 0; 2033: 0; 2034: 58.0795; 2035: 0; 2036: 77.7261; 2039: 0.57037; 2040: 0.62765
2018-07-27 11:00 | 7 | 10 | 6 | 1 | 0 | 0.62917 | 1.632 | 3.2639 | 5.0333 | 20.3125 | 10.5647 | 17.0341 | 17.0341 | 66.2981 | 3.2639 | 1.7694 | 2024: 0; 2025: 66.2981; 2026: 18.6936; 2027: 85.7387; 2028: 1.7694; 2029: 5.4864; 2030: 0; 2031: 0; 2032: 0; 2033: 0; 2034: 66.2981; 2035: 0; 2036: 85.7387; 2039: 0.62917; 2040: 0.69421
2018-07-27 12:00 | 7 | 11 | 6 | 1 | 0 | 0.65353 | 1.6924 | 3.3848 | 5.2283 | 20.3125 | 10.5647 | 17.0341 | 17.0341 | 68.7547 | 3.3848 | 1.8434 | 2024: 0; 2025: 68.7547; 2026: 19.4752; 2027: 89.0589; 2028: 1.8434; 2029: 7.3298; 2030: 0; 2031: 0; 2032: 0; 2033: 0; 2034: 68.7547; 2035: 0; 2036: 89.0589; 2039: 0.65353; 2040: 0.71967
2018-07-27 13:00 | 7 | 12 | 6 | 1 | 0 | 0.63961 | 1.7908 | 3.5815 | 5.1169 | 20.3125 | 10.5647 | 17.0341 | 17.0341 | 72.7494 | 3.5815 | 1.5354 | 2024: 0; 2025: 72.7494; 2026: 16.2211; 2027: 87.1622; 2028: 1.5354; 2029: 8.8652; 2030: 0; 2031: 0; 2032: 0; 2033: 0; 2034: 72.7494; 2035: 0; 2036: 87.1622; 2039: 0.63961; 2040: 0.7039
2018-07-27 14:00 | 7 | 13 | 6 | 1 | 0 | 0.58918 | 2.0165 | 4.0329 | 4.7135 | 20.3125 | 10.5647 | 17.0341 | 17.0341 | 81.9191 | 4.0329 | 0.68052 | 2024: 0; 2025: 81.9191; 2026: 7.1895; 2027: 80.2897; 2028: 0.68052; 2029: 9.5457; 2030: 0; 2031: 0; 2032: 0; 2033: 0; 2034: 81.9191; 2035: 0; 2036: 80.2897; 2039: 0.58918; 2040: 0.64792
2018-07-27 15:00 | 7 | 14 | 6 | 1 | 0 | 0.50611 | 2.1841 | 4.3682 | 4.0489 | 20.3125 | 10.5647 | 17.0341 | 17.0341 | 88.7282 | 4.0489 | 0 | 2024: 6.4845; 2025: 82.2437; 2026: 0; 2027: 68.9699; 2028: 0; 2029: 9.5457; 2030: 0.31924; 2031: 0.31924; 2032: 0; 2033: 0; 2034: 88.7282; 2035: 0; 2036: 68.9699; 2039: 0.50611; 2040: 0.55893
2018-07-27 16:00 | 7 | 15 | 6 | 1 | 1 | 0.39039 | 2.1398 | 4.2797 | 3.1231 | 26.4696 | 16.7219 | 17.0341 | 17.0341 | 113.2818 | 3.1231 | 0 | 2024: 30.6143; 2025: 82.6675; 2026: 0; 2027: 53.1994; 2028: 0; 2029: 9.1988; 2030: 1.1566; 2031: 1.1566; 2032: 0; 2033: 0; 2034: 113.2818; 2035: 0; 2036: 53.1994; 2039: 0.39039; 2040: 0.42924
2018-07-27 17:00 | 7 | 16 | 6 | 1 | 1 | 0.24126 | 2.0143 | 4.0285 | 1.9301 | 26.4696 | 16.7219 | 17.0341 | 17.0341 | 106.6336 | 1.9301 | 0 | 2024: 55.5444; 2025: 51.0892; 2026: 0; 2027: 32.8777; 2028: 0; 2029: 7.9416; 2030: 2.0984; 2031: 2.0984; 2032: 0; 2033: 0; 2034: 106.6336; 2035: 0; 2036: 32.8777; 2039: 0.24126; 2040: 0.26421
2018-07-27 18:00 | 7 | 17 | 6 | 1 | 1 | 0.068073 | 1.9331 | 3.8663 | 0.54459 | 26.4696 | 16.7219 | 17.0341 | 17.0341 | 102.3393 | 0.54459 | 0 | 2024: 87.9243; 2025: 14.4151; 2026: 0; 2027: 9.2766; 2028: 0; 2029: 5.6607; 2030: 3.3217; 2031: 3.3217; 2032: 0; 2033: 0; 2034: 102.3393; 2035: 0; 2036: 9.2766; 2039: 0.068073; 2040: 0.084642
2018-07-27 19:00 | 7 | 18 | 6 | 1 | 1 | 0.0072796 | 1.8222 | 3.6444 | 0.058237 | 26.4696 | 16.7219 | 17.0341 | 17.0341 | 96.4665 | 0.058237 | 0 | 2024: 94.925; 2025: 1.5415; 2026: 0; 2027: 0.99202; 2028: 0; 2029: 2.0502; 2030: 3.5862; 2031: 1.8861; 2032: 0; 2033: 44.9993; 2034: 51.4672; 2035: 0; 2036: 0.99202; 2039: 0.0072796; 2040: 0.00706
2018-07-27 20:00 | 7 | 19 | 6 | 1 | 0 | 0 | 1.6717 | 3.3434 | 0 | 20.3125 | 10.5647 | 17.0341 | 17.0341 | 67.9127 | 0 | 0 | 2024: 67.9127; 2025: 0; 2026: 0; 2027: 0; 2028: 0; 2029: 0; 2030: 3.3434; 2031: 0; 2032: 0; 2033: 67.9127; 2034: 0; 2035: 0; 2036: 0; 2039: 0; 2040: 0
2018-07-27 21:00 | 7 | 20 | 6 | 1 | 0 | 0 | 1.4297 | 2.8593 | 0 | 20.3125 | 10.5647 | 17.0341 | 17.0341 | 58.0796 | 0 | 0 | 2024: 58.0796; 2025: 0; 2026: 0; 2027: 0; 2028: 0; 2029: 0; 2030: 2.8593; 2031: 0; 2032: 0; 2033: 58.0796; 2034: 0; 2035: 0; 2036: 0; 2039: 0; 2040: 0
2018-07-27 22:00 | 7 | 21 | 6 | 1 | 0 | 0 | 1.1256 | 2.2513 | 0 | 20.3125 | 10.5647 | 17.0341 | 17.0341 | 45.7289 | 0 | 0 | 2024: 45.7289; 2025: 0; 2026: 0; 2027: 0; 2028: 0; 2029: 0; 2030: 2.2513; 2031: 0; 2032: 0; 2033: 45.7289; 2034: 0; 2035: 0; 2036: 0; 2039: 0; 2040: 0
2018-07-27 23:00 | 7 | 22 | 6 | 1 | 0 | 0 | 0.8935 | 1.787 | 0 | 20.3125 | 10.5647 | 17.0341 | 17.0341 | 36.2984 | 0 | 0 | 2024: 36.2984; 2025: 0; 2026: 0; 2027: 0; 2028: 0; 2029: 0; 2030: 1.787; 2031: 0; 2032: 0; 2033: 36.2984; 2034: 0; 2035: 0; 2036: 0; 2039: 0; 2040: 0
2018-07-28 | 7 | 23 | 6 | 1 | 0 | 0 | 0.74368 | 1.4874 | 0 | 20.3125 | 10.5647 | 17.0341 | 17.0341 | 30.2122 | 0 | 0 | 2024: 30.2122; 2025: 0; 2026: 0; 2027: 0; 2028: 0; 2029: 0; 2030: 1.4874; 2031: 0; 2032: 0; 2033: 30.2122; 2034: 0; 2035: 0; 2036: 0; 2039: 0; 2040: 0
2018-07-28 01:00 | 7 | 0 | 7 | 1 | 0 | 0 | 0.68971 | 1.3794 | 0 | 20.3125 | 10.5647 | 17.0341 | 17.0341 | 28.0196 | 0 | 0 | 2024: 28.0196; 2025: 0; 2026: 0; 2027: 0; 2028: 0; 2029: 0; 2030: 1.3794; 2031: 0; 2032: 0; 2033: 28.0196; 2034: 0; 2035: 0; 2036: 0; 2039: 0; 2040: 0
2018-07-28 02:00 | 7 | 1 | 7 | 1 | 0 | 0 | 0.68322 | 1.3664 | 0 | 20.3125 | 10.5647 | 17.0341 | 17.0341 | 27.7559 | 0 | 0 | 2024: 27.7559; 2025: 0; 2026: 0; 2027: 0; 2028: 0; 2029: 0; 2030: 1.3664; 2031: 0; 2032: 0; 2033: 27.7559; 2034: 0; 2035: 0; 2036: 0; 2039: 0; 2040: 0
2018-07-28 03:00 | 7 | 2 | 7 | 1 | 0 | 0 | 0.64939 | 1.2988 | 0 | 20.3125 | 10.5647 | 17.0341 | 17.0341 | 26.3816 | 0 | 0 | 2024: 26.3816; 2025: 0; 2026: 0; 2027: 0; 2028: 0; 2029: 0; 2030: 1.2988; 2031: 0; 2032: 0; 2033: 26.3816; 2034: 0; 2035: 0; 2036: 0; 2039: 0; 2040: 0
2018-07-28 04:00 | 7 | 3 | 7 | 1 | 0 | 0 | 0.63496 | 1.2699 | 0 | 20.3125 | 10.5647 | 17.0341 | 17.0341 | 25.7952 | 0 | 0 | 2024: 25.7952; 2025: 0; 2026: 0; 2027: 0; 2028: 0; 2029: 0; 2030: 1.2699; 2031: 0; 2032: 0; 2033: 25.7952; 2034: 0; 2035: 0; 2036: 0; 2039: 0; 2040: 0
2018-07-28 05:00 | 7 | 4 | 7 | 1 | 0 | 0 | 0.64928 | 1.2986 | 0 | 20.3125 | 10.5647 | 17.0341 | 17.0341 | 26.3768 | 0 | 0 | 2024: 26.3768; 2025: 0; 2026: 0; 2027: 0; 2028: 0; 2029: 0; 2030: 1.2986; 2031: 0; 2032: 0; 2033: 26.3768; 2034: 0; 2035: 0; 2036: 0; 2039: 0; 2040: 0
2018-07-28 06:00 | 7 | 5 | 7 | 1 | 0 | 0.03574 | 0.79213 | 1.5843 | 0.28592 | 20.3125 | 10.5647 | 17.0341 | 17.0341 | 32.1801 | 0.28592 | 0 | 2024: 26.3723; 2025: 5.8078; 2026: 0; 2027: 4.8704; 2028: 0; 2029: 0; 2030: 1.2983; 2031: 0; 2032: 0; 2033: 26.3723; 2034: 5.8078; 2035: 0; 2036: 4.8704; 2039: 0.03574; 2040: 0.04132
2018-07-28 07:00 | 7 | 6 | 7 | 1 | 0 | 0.18171 | 0.94867 | 1.8973 | 1.4537 | 20.3125 | 10.5647 | 17.0341 | 17.0341 | 38.5399 | 1.4537 | 0 | 2024: 9.0118; 2025: 29.528; 2026: 0; 2027: 24.7623; 2028: 0; 2029: 0; 2030: 0.44366; 2031: 0; 2032: 0; 2033: 9.0118; 2034: 29.528; 2035: 0; 2036: 24.7623; 2039: 0.18171; 2040: 0.19914
2018-07-28 08:00 | 7 | 7 | 7 | 1 | 0 | 0.34771 | 1.1228 | 2.2456 | 2.7817 | 20.3125 | 10.5647 | 17.0341 | 17.0341 | 45.6142 | 2.2456 | 0.53603 | 2024: 0; 2025: 45.6142; 2026: 5.663; 2027: 47.3831; 2028: 0.53603; 2029: 0.53603; 2030: 0; 2031: 0; 2032: 0; 2033: 0; 2034: 45.6142; 2035: 0; 2036: 47.3831; 2039: 0.34771; 2040: 0.38003
2018-07-28 09:00 | 7 | 8 | 7 | 1 | 0 | 0.47434 | 1.1836 | 2.3672 | 3.7947 | 20.3125 | 10.5647 | 17.0341 | 17.0341 | 48.0837 | 2.3672 | 1.4275 | 2024: 0; 2025: 48.0837; 2026: 15.0815; 2027: 64.6401; 2028: 1.4275; 2029: 1.9636; 2030: 0; 2031: 0; 2032: 0; 2033: 0; 2034: 48.0837; 2035: 0; 2036: 64.6401; 2039: 0.47434; 2040: 0.52411
2018-07-28 10:00 | 7 | 9 | 7 | 1 | 0 | 0.567 | 1.2033 | 2.4066 | 4.536 | 20.3125 | 10.5647 | 17.0341 | 17.0341 | 48.8833 | 2.4066 | 2.1294 | 2024: 0; 2025: 48.8833; 2026: 22.4966; 2027: 77.2663; 2028: 2.1294; 2029: 4.093; 2030: 0; 2031: 0; 2032: 0; 2033: 0; 2034: 48.8833; 2035: 0; 2036: 77.2663; 2039: 0.567; 2040: 0.62647
2018-07-28 11:00 | 7 | 10 | 7 | 1 | 0 | 0.62861 | 1.2148 | 2.4297 | 5.0289 | 20.3125 | 10.5647 | 17.0341 | 17.0341 | 49.3528 | 2.4297 | 2.5992 | 2024: 0; 2025: 49.3528; 2026: 27.4601; 2027: 85.6629; 2028: 2.5992; 2029: 6.6922; 2030: 0; 2031: 0; 2032: 0; 2033: 0; 2034: 49.3528; 2035: 0; 2036: 85.6629; 2039: 0.62861; 2040: 0.6918
2018-07-28 12:00 | 7 | 11 | 7 | 1 | 0 | 0.65266 | 1.2791 | 2.5582 | 5.2213 | 20.3125 | 10.5647 | 17.0341 | 17.0341 | 51.9638 | 2.5582 | 2.6631 | 2024: 0; 2025: 51.9638; 2026: 28.1345; 2027: 88.9399; 2028: 2.6631; 2029: 9.3552; 2030: 0; 2031: 0; 2032: 0; 2033: 0; 2034: 51.9638; 2035: 0; 2036: 88.9399; 2039: 0.65266; 2040: 0.71897
2018-07-28 13:00 | 7 | 12 | 7 | 1 | 0 | 0.64033 | 1.2747 | 2.5494 | 5.1227 | 20.3125 | 10.5647 | 17.0341 | 17.0341 | 51.7846 | 2.5494 | 2.5733 | 2024: 0; 2025: 51.7846; 2026: 27.1858; 2027: 87.2601; 2028: 2.5733; 2029: 11.9285; 2030: 0; 2031: 0; 2032: 0; 2033: 0; 2034: 51.7846; 2035: 0; 2036: 87.2601; 2039: 0.64033; 2040: 0.70616
2018-07-28 14:00 | 7 | 13 | 7 | 1 | 0 | 0.59001 | 1.5092 | 3.0183 | 4.7201 | 20.3125 | 10.5647 | 17.0341 | 17.0341 | 61.3101 | 3.0183 | 1.7018 | 2024: 0; 2025: 61.3101; 2026: 17.9788; 2027: 80.4032; 2028: 0.57149; 2029: 12.5; 2030: 0; 2031: 0; 2032: 1.1303; 2033: 0; 2034: 61.3101; 2035: 11.9412; 2036: 80.4032; 2039: 0.59001; 2040: 0.55299
2018-07-28 15:00 | 7 | 14 | 7 | 1 | 0 | 0.3871 | 1.6979 | 3.3957 | 3.0968 | 20.3125 | 10.5647 | 17.0341 | 17.0341 | 68.9761 | 3.0968 | 0 | 2024: 6.0722; 2025: 62.9039; 2026: 0; 2027: 52.7515; 2028: 0; 2029: 12.5; 2030: 0.29894; 2031: 0.29894; 2032: 0; 2033: 0; 2034: 68.9761; 2035: 0; 2036: 52.7515; 2039: 0.3871; 2040: 0.38044
2018-07-28 16:00 | 7 | 15 | 7 | 1 | 1 | 0.23004 | 1.6149 | 3.2299 | 1.8403 | 26.4696 | 16.7219 | 17.0341 | 17.0341 | 85.493 | 1.8403 | 0 | 2024: 36.7806; 2025: 48.7124; 2026: 0; 2027: 31.3481; 2028: 0; 2029: 12.1751; 2030: 1.3895; 2031: 1.3895; 2032: 0; 2033: 0; 2034: 85.493; 2035: 0; 2036: 31.3481; 2039: 0.23004; 2040: 0.41549
2018-07-28 17:00 | 7 | 16 | 7 | 1 | 1 | 0.18569 | 1.6484 | 3.2968 | 1.4855 | 26.4696 | 16.7219 | 17.0341 | 17.0341 | 87.2642 | 1.4855 | 0 | 2024: 47.9426; 2025: 39.3216; 2026: 0; 2027: 25.3048; 2028: 0; 2029: 10.6647; 2030: 1.8112; 2031: 1.8112; 2032: 0; 2033: 0; 2034: 87.2642; 2035: 0; 2036: 25.3048; 2039: 0.18569; 2040: 0.22601
2018-07-28 18:00 | 7 | 17 | 7 | 1 | 1 | 0.067221 | 1.6699 | 3.3399 | 0.53777 | 26.4696 | 16.7219 | 17.0341 | 17.0341 | 88.4053 | 0.53777 | 0 | 2024: 74.1708; 2025: 14.2345; 2026: 0; 2027: 9.1604; 2028: 0; 2029: 8.696; 2030: 2.8021; 2031: 2.8021; 2032: 0; 2033: 0; 2034: 88.4053; 2035: 0; 2036: 9.1604; 2039: 0.067221; 2040: 0.068381
2018-07-28 19:00 | 7 | 18 | 7 | 1 | 1 | 0.0063604 | 1.5906 | 3.1812 | 0.050883 | 26.4696 | 16.7219 | 17.0341 | 17.0341 | 84.2058 | 0.050883 | 0 | 2024: 82.8589; 2025: 1.3469; 2026: 0; 2027: 0.86675; 2028: 0; 2029: 5.6502; 2030: 3.1303; 2031: 3.1303; 2032: 0; 2033: 0; 2034: 84.2058; 2035: 0; 2036: 0.86675; 2039: 0.0063604; 2040: 0.0054537
2018-07-28 20:00 | 7 | 19 | 7 | 1 | 0 | 0 | 1.4649 | 2.9299 | 0 | 20.3125 | 10.5647 | 17.0341 | 17.0341 | 59.5129 | 0 | 0 | 2024: 59.5129; 2025: 0; 2026: 0; 2027: 0; 2028: 0; 2029: 2.2477; 2030: 2.9299; 2031: 2.0678; 2032: 0; 2033: 17.5097; 2034: 42.0032; 2035: 0; 2036: 0; 2039: 0; 2040: 0
2018-07-28 21:00 | 7 | 20 | 7 | 1 | 0 | 0 | 1.2327 | 2.4654 | 0 | 20.3125 | 10.5647 | 17.0341 | 17.0341 | 50.0776 | 0 | 0 | 2024: 50.0776; 2025: 0; 2026: 0; 2027: 0; 2028: 0; 2029: 0; 2030: 2.4654; 2031: 0; 2032: 0; 2033: 50.0776; 2034: 0; 2035: 0; 2036: 0; 2039: 0; 2040: 0
2018-07-28 22:00 | 7 | 21 | 7 | 1 | 0 | 0 | 0.93635 | 1.8727 | 0 | 20.3125 | 10.5647 | 17.0341 | 17.0341 | 38.039 | 0 | 0 | 2024: 38.039; 2025: 0; 2026: 0; 2027: 0; 2028: 0; 2029: 0; 2030: 1.8727; 2031: 0; 2032: 0; 2033: 38.039; 2034: 0; 2035: 0; 2036: 0; 2039: 0; 2040: 0
2018-07-28 23:00 | 7 | 22 | 7 | 1 | 0 | 0 | 0.81591 | 1.6318 | 0 | 20.3125 | 10.5647 | 17.0341 | 17.0341 | 33.1465 | 0 | 0 | 2024: 33.1465; 2025: 0; 2026: 0; 2027: 0; 2028: 0; 2029: 0; 2030: 1.6318; 2031: 0; 2032: 0; 2033: 33.1465; 2034: 0; 2035: 0; 2036: 0; 2039: 0; 2040: 0
2018-07-29 | 7 | 23 | 7 | 1 | 0 | 0 | 0.77973 | 1.5595 | 0 | 20.3125 | 10.5647 | 17.0341 | 17.0341 | 31.6766 | 0 | 0 | 2024: 31.6766; 2025: 0; 2026: 0; 2027: 0; 2028: 0; 2029: 0; 2030: 1.5595; 2031: 0; 2032: 0; 2033: 31.6766; 2034: 0; 2035: 0; 2036: 0; 2039: 0; 2040: 0
2018-07-29 01:00 | 7 | 0 | 1 | 1 | 0 | 0 | 0.7291 | 1.4582 | 0 | 20.3125 | 10.5647 | 17.0341 | 17.0341 | 29.6196 | 0 | 0 | 2024: 29.6196; 2025: 0; 2026: 0; 2027: 0; 2028: 0; 2029: 0; 2030: 1.4582; 2031: 0; 2032: 0; 2033: 29.6196; 2034: 0; 2035: 0; 2036: 0; 2039: 0; 2040: 0
2018-07-29 02:00 | 7 | 1 | 1 | 1 | 0 | 0 | 0.70007 | 1.4001 | 0 | 20.3125 | 10.5647 | 17.0341 | 17.0341 | 28.4403 | 0 | 0 | 2024: 28.4403; 2025: 0; 2026: 0; 2027: 0; 2028: 0; 2029: 0; 2030: 1.4001; 2031: 0; 2032: 0; 2033: 28.4403; 2034: 0; 2035: 0; 2036: 0; 2039: 0; 2040: 0
2018-07-29 03:00 | 7 | 2 | 1 | 1 | 0 | 0 | 0.69295 | 1.3859 | 0 | 20.3125 | 10.5647 | 17.0341 | 17.0341 | 28.1512 | 0 | 0 | 2024: 28.1512; 2025: 0; 2026: 0; 2027: 0; 2028: 0; 2029: 0; 2030: 1.3859; 2031: 0; 2032: 0; 2033: 28.1512; 2034: 0; 2035: 0; 2036: 0; 2039: 0; 2040: 0
2018-07-29 04:00 | 7 | 3 | 1 | 1 | 0 | 0 | 0.69416 | 1.3883 | 0 | 20.3125 | 10.5647 | 17.0341 | 17.0341 | 28.2004 | 0 | 0 | 2024: 28.2004; 2025: 0; 2026: 0; 2027: 0; 2028: 0; 2029: 0; 2030: 1.3883; 2031: 0; 2032: 0; 2033: 28.2004; 2034: 0; 2035: 0; 2036: 0; 2039: 0; 2040: 0
2018-07-29 05:00 | 7 | 4 | 1 | 1 | 0 | 0 | 0.78685 | 1.5737 | 0 | 20.3125 | 10.5647 | 17.0341 | 17.0341 | 31.9658 | 0 | 0 | 2024: 31.9658; 2025: 0; 2026: 0; 2027: 0; 2028: 0; 2029: 0; 2030: 1.5737; 2031: 0; 2032: 0; 2033: 31.9658; 2034: 0; 2035: 0; 2036: 0; 2039: 0; 2040: 0
2018-07-29 06:00 | 7 | 5 | 1 | 1 | 0 | 0.038428 | 0.91972 | 1.8394 | 0.30742 | 20.3125 | 10.5647 | 17.0341 | 17.0341 | 37.3638 | 0.30742 | 0 | 2024: 31.1193; 2025: 6.2446; 2026: 0; 2027: 5.2367; 2028: 0; 2029: 0; 2030: 1.532; 2031: 0; 2032: 0; 2033: 31.1193; 2034: 6.2446; 2035: 0; 2036: 5.2367; 2039: 0.038428; 2040: 0.045167
2018-07-29 07:00 | 7 | 6 | 1 | 1 | 0 | 0.11306 | 1.1811 | 2.3621 | 0.90446 | 20.3125 | 10.5647 | 17.0341 | 17.0341 | 47.9808 | 0.90446 | 0 | 2024: 29.6089; 2025: 18.3719; 2026: 0; 2027: 15.4068; 2028: 0; 2029: 0; 2030: 1.4577; 2031: 0; 2032: 0; 2033: 29.6089; 2034: 18.3719; 2035: 0; 2036: 15.4068; 2039: 0.11306; 2040: 0.16341
2018-07-29 08:00 | 7 | 7 | 1 | 1 | 0 | 0.29744 | 1.4181 | 2.8363 | 2.3795 | 20.3125 | 10.5647 | 17.0341 | 17.0341 | 57.6115 | 2.3795 | 0 | 2024: 9.2781; 2025: 48.3334; 2026: 0; 2027: 40.5325; 2028: 0; 2029: 0; 2030: 0.45677; 2031: 0; 2032: 0; 2033: 9.2781; 2034: 48.3334; 2035: 0; 2036: 40.5325; 2039: 0.29744; 2040: 0.30792
2018-07-29 09:00 | 7 | 8 | 1 | 1 | 0 | 0.41282 | 1.7472 | 3.4943 | 3.3026 | 20.3125 | 10.5647 | 17.0341 | 17.0341 | 70.9781 | 3.3026 | 0 | 2024: 3.8943; 2025: 67.0837; 2026: 0; 2027: 56.2567; 2028: 0; 2029: 0; 2030: 0.19172; 2031: 0; 2032: 0; 2033: 3.8943; 2034: 67.0837; 2035: 0; 2036: 56.2567; 2039: 0.41282; 2040: 0.44397
2018-07-29 10:00 | 7 | 9 | 1 | 1 | 0 | 0.49352 | 1.8993 | 3.7986 | 3.9481 | 20.3125 | 10.5647 | 17.0341 | 17.0341 | 77.1593 | 3.7986 | 0.14953 | 2024: 0; 2025: 77.1593; 2026: 1.5798; 2027: 67.2533; 2028: 0.14953; 2029: 0.14953; 2030: 0; 2031: 0; 2032: 0; 2033: 0; 2034: 77.1593; 2035: 0; 2036: 67.2533; 2039: 0.49352; 2040: 0.53427
2018-07-29 11:00 | 7 | 10 | 1 | 1 | 0 | 0.47229 | 2.0724 | 4.1448 | 3.7783 | 20.3125 | 10.5647 | 17.0341 | 17.0341 | 84.1907 | 3.7783 | 0 | 2024: 7.4437; 2025: 76.747; 2026: 0; 2027: 64.3603; 2028: 0; 2029: 0.14953; 2030: 0.36646; 2031: 0.13757; 2032: 0; 2033: 4.6493; 2034: 79.5413; 2035: 0; 2036: 64.3603; 2039: 0.47229; 2040: 0.47753
2018-07-29 12:00 | 7 | 11 | 1 | 1 | 0 | 0.45481 | 2.2563 | 4.5126 | 3.6385 | 20.3125 | 10.5647 | 17.0341 | 17.0341 | 91.6623 | 3.6385 | 0 | 2024: 17.7556; 2025: 73.9066; 2026: 0; 2027: 61.9784; 2028: 0; 2029: 0; 2030: 0.87412; 2031: 0; 2032: 0; 2033: 17.7556; 2034: 73.9066; 2035: 0; 2036: 61.9784; 2039: 0.45481; 2040: 0.4989
2018-07-29 13:00 | 7 | 12 | 1 | 1 | 0 | 0.52423 | 2.2491 | 4.4983 | 4.1939 | 20.3125 | 10.5647 | 17.0341 | 17.0341 | 91.371 | 4.1939 | 0 | 2024: 6.183; 2025: 85.188; 2026: 0; 2027: 71.439; 2028: 0; 2029: 0; 2030: 0.30439; 2031: 0; 2032: 0; 2033: 6.183; 2034: 85.188; 2035: 0; 2036: 71.439; 2039: 0.52423; 2040: 0.39093
2018-07-29 14:00 | 7 | 13 | 1 | 1 | 0 | 0.065199 | 2.3395 | 4.6789 | 0.5216 | 20.3125 | 10.5647 | 17.0341 | 17.0341 | 95.0406 | 0.5216 | 0 | 2024: 84.4457; 2025: 10.5949; 2026: 0; 2027: 8.8849; 2028: 0; 2029: 0; 2030: 4.1573; 2031: 0; 2032: 0; 2033: 84.4457; 2034: 10.5949; 2035: 0; 2036: 8.8849; 2039: 0.065199; 2040: 0.057643
2018-07-29 15:00 | 7 | 14 | 1 | 1 | 0 | 0.064554 | 2.2908 | 4.5816 | 0.51643 | 20.3125 | 10.5647 | 17.0341 | 17.0341 | 93.0635 | 0.51643 | 0 | 2024: 82.5735; 2025: 10.49; 2026: 0; 2027: 8.7969; 2028: 0; 2029: 0; 2030: 4.0652; 2031: 0; 2032: 0; 2033: 82.5735; 2034: 10.49; 2035: 0; 2036: 8.7969; 2039: 0.064554; 2040: 0.32315
2018-07-29 16:00 | 7 | 15 | 1 | 1 | 1 | 0.29376 | 2.1975 | 4.3951 | 2.3501 | 26.4696 | 16.7219 | 17.0341 | 17.0341 | 116.3363 | 2.3501 | 0 | 2024: 54.1308; 2025: 62.2056; 2026: 0; 2027: 40.0315; 2028: 0; 2029: 0; 2030: 2.045; 2031: 0; 2032: 0; 2033: 54.1308; 2034: 62.2056; 2035: 0; 2036: 40.0315; 2039: 0.29376; 2040: 0.26998
2018-07-29 17:00 | 7 | 16 | 1 | 1 | 1 | 0.21733 | 2.1119 | 4.2238 | 1.7386 | 26.4696 | 16.7219 | 17.0341 | 17.0341 | 111.8035 | 1.7386 | 0 | 2024: 65.7832; 2025: 46.0203; 2026: 0; 2027: 29.6157; 2028: 0; 2029: 0; 2030: 2.4852; 2031: 0; 2032: 0; 2033: 65.7832; 2034: 46.0203; 2035: 0; 2036: 29.6157; 2039: 0.21733; 2040: 0.21443
2018-07-29 18:00 | 7 | 17 | 1 | 1 | 1 | 0.029937 | 1.9542 | 3.9084 | 0.23949 | 26.4696 | 16.7219 | 17.0341 | 17.0341 | 103.455 | 0.23949 | 0 | 2024: 97.1157; 2025: 6.3393; 2026: 0; 2027: 4.0796; 2028: 0; 2029: 0; 2030: 3.6689; 2031: 0; 2032: 0; 2033: 97.1157; 2034: 6.3393; 2035: 0; 2036: 4.0796; 2039: 0.029937; 2040: 0.093391
2018-07-29 19:00 | 7 | 18 | 1 | 1 | 1 | 0.0059099 | 1.8482 | 3.6964 | 0.047279 | 26.4696 | 16.7219 | 17.0341 | 17.0341 | 97.8415 | 0.047279 | 0 | 2024: 96.5901; 2025: 1.2515; 2026: 0; 2027: 0.80536; 2028: 0; 2029: 0; 2030: 3.6491; 2031: 0; 2032: 0; 2033: 96.5901; 2034: 1.2515; 2035: 0; 2036: 0.80536; 2039: 0.0059099; 2040: 0.0065617
2018-07-29 20:00 | 7 | 19 | 1 | 1 | 0 | 0 | 1.7687 | 3.5374 | 0 | 20.3125 | 10.5647 | 17.0341 | 17.0341 | 71.8532 | 0 | 0 | 2024: 71.8532; 2025: 0; 2026: 0; 2027: 0; 2028: 0; 2029: 0; 2030: 3.5374; 2031: 0; 2032: 0; 2033: 71.8532; 2034: 0; 2035: 0; 2036: 0; 2039: 0; 2040: 0
2018-07-29 21:00 | 7 | 20 | 1 | 1 | 0 | 0 | 1.5772 | 3.1544 | 0 | 20.3125 | 10.5647 | 17.0341 | 17.0341 | 64.0736 | 0 | 0 | 2024: 64.0736; 2025: 0; 2026: 0; 2027: 0; 2028: 0; 2029: 0; 2030: 3.1544; 2031: 0; 2032: 0; 2033: 64.0736; 2034: 0; 2035: 0; 2036: 0; 2039: 0; 2040: 0
2018-07-29 22:00 | 7 | 21 | 1 | 1 | 0 | 0 | 1.193 | 2.3861 | 0 | 20.3125 | 10.5647 | 17.0341 | 17.0341 | 48.4676 | 0 | 0 | 2024: 48.4676; 2025: 0; 2026: 0; 2027: 0; 2028: 0; 2029: 0; 2030: 2.3861; 2031: 0; 2032: 0; 2033: 48.4676; 2034: 0; 2035: 0; 2036: 0; 2039: 0; 2040: 0
2018-07-29 23:00 | 7 | 22 | 1 | 1 | 0 | 0 | 1.0126 | 2.0252 | 0 | 20.3125 | 10.5647 | 17.0341 | 17.0341 | 41.1364 | 0 | 0 | 2024: 41.1364; 2025: 0; 2026: 0; 2027: 0; 2028: 0; 2029: 0; 2030: 2.0252; 2031: 0; 2032: 0; 2033: 41.1364; 2034: 0; 2035: 0; 2036: 0; 2039: 0; 2040: 0
2018-07-30 | 7 | 23 | 1 | 1 | 0 | 0 | 0.87513 | 1.7503 | 0 | 20.3125 | 10.5647 | 17.0341 | 17.0341 | 35.5521 | 0 | 0 | 2024: 35.5521; 2025: 0; 2026: 0; 2027: 0; 2028: 0; 2029: 0; 2030: 1.7503; 2031: 0; 2032: 0; 2033: 35.5521; 2034: 0; 2035: 0; 2036: 0; 2039: 0; 2040: 0
2018-07-30 01:00 | 7 | 0 | 2 | 1 | 0 | 0 | 0.74844 | 1.4969 | 0 | 20.3125 | 10.5647 | 17.0341 | 17.0341 | 30.4053 | 0 | 0 | 2024: 30.4053; 2025: 0; 2026: 0; 2027: 0; 2028: 0; 2029: 0; 2030: 1.4969; 2031: 0; 2032: 0; 2033: 30.4053; 2034: 0; 2035: 0; 2036: 0; 2039: 0; 2040: 0
2018-07-30 02:00 | 7 | 1 | 2 | 1 | 0 | 0 | 0.69159 | 1.3832 | 0 | 20.3125 | 10.5647 | 17.0341 | 17.0341 | 28.096 | 0 | 0 | 2024: 28.096; 2025: 0; 2026: 0; 2027: 0; 2028: 0; 2029: 0; 2030: 1.3832; 2031: 0; 2032: 0; 2033: 28.096; 2034: 0; 2035: 0; 2036: 0; 2039: 0; 2040: 0
2018-07-30 03:00 | 7 | 2 | 2 | 1 | 0 | 0 | 0.65559 | 1.3112 | 0 | 20.3125 | 10.5647 | 17.0341 | 17.0341 | 26.6334 | 0 | 0 | 2024: 26.6334; 2025: 0; 2026: 0; 2027: 0; 2028: 0; 2029: 0; 2030: 1.3112; 2031: 0; 2032: 0; 2033: 26.6334; 2034: 0; 2035: 0; 2036: 0; 2039: 0; 2040: 0
2018-07-30 04:00 | 7 | 3 | 2 | 1 | 0 | 0 | 0.67388 | 1.3478 | 0 | 20.3125 | 10.5647 | 17.0341 | 17.0341 | 27.3764 | 0 | 0 | 2024: 27.3764; 2025: 0; 2026: 0; 2027: 0; 2028: 0; 2029: 0; 2030: 1.3478; 2031: 0; 2032: 0; 2033: 27.3764; 2034: 0; 2035: 0; 2036: 0; 2039: 0; 2040: 0
2018-07-30 05:00 | 7 | 4 | 2 | 1 | 0 | 0 | 0.80464 | 1.6093 | 0 | 20.3125 | 10.5647 | 17.0341 | 17.0341 | 32.6885 | 0 | 0 | 2024: 32.6885; 2025: 0; 2026: 0; 2027: 0; 2028: 0; 2029: 0; 2030: 1.6093; 2031: 0; 2032: 0; 2033: 32.6885; 2034: 0; 2035: 0; 2036: 0; 2039: 0; 2040: 0
2018-07-30 06:00 | 7 | 5 | 2 | 1 | 0 | 0.033836 | 0.90843 | 1.8169 | 0.27069 | 20.3125 | 10.5647 | 17.0341 | 17.0341 | 36.905 | 0.27069 | 0 | 2024: 31.4067; 2025: 5.4983; 2026: 0; 2027: 4.6109; 2028: 0; 2029: 0; 2030: 1.5462; 2031: 0; 2032: 0; 2033: 31.4067; 2034: 5.4983; 2035: 0; 2036: 4.6109; 2039: 0.033836; 2040: 0.038269
2018-07-30 07:00 | 7 | 6 | 2 | 1 | 0 | 0.19047 | 1.0598 | 2.1195 | 1.5238 | 20.3125 | 10.5647 | 17.0341 | 17.0341 | 43.0531 | 1.5238 | 0 | 2024: 12.1018; 2025: 30.9512; 2026: 0; 2027: 25.9558; 2028: 0; 2029: 0; 2030: 0.59578; 2031: 0; 2032: 0; 2033: 12.1018; 2034: 30.9512; 2035: 0; 2036: 25.9558; 2039: 0.19047; 2040: 0.2113
2018-07-30 08:00 | 7 | 7 | 2 | 1 | 0 | 0.36962 | 1.0892 | 2.1784 | 2.957 | 20.3125 | 10.5647 | 17.0341 | 17.0341 | 44.2484 | 2.1784 | 0.77862 | 2024: 0; 2025: 44.2484; 2026: 8.2259; 2027: 50.37; 2028: 0.77862; 2029: 0.77862; 2030: 0; 2031: 0; 2032: 0; 2033: 0; 2034: 44.2484; 2035: 0; 2036: 50.37; 2039: 0.36962; 2040: 0.40801
2018-07-30 09:00 | 7 | 8 | 2 | 1 | 0 | 0.50659 | 1.2549 | 2.5099 | 4.0527 | 20.3125 | 10.5647 | 17.0341 | 17.0341 | 50.9822 | 2.5099 | 1.5428 | 2024: 0; 2025: 50.9822; 2026: 16.2996; 2027: 69.0346; 2028: 1.5428; 2029: 2.3214; 2030: 0; 2031: 0; 2032: 0; 2033: 0; 2034: 50.9822; 2035: 0; 2036: 69.0346; 2039: 0.50659; 2040: 0.56162
2018-07-30 10:00 | 7 | 9 | 2 | 1 | 0 | 0.60991 | 1.298 | 2.5961 | 4.8792 | 20.3125 | 10.5647 | 17.0341 | 17.0341 | 52.7326 | 2.5961 | 2.2832 | 2024: 0; 2025: 52.7326; 2026: 24.1211; 2027: 83.1137; 2028: 2.2832; 2029: 4.6046; 2030: 0; 2031: 0; 2032: 0; 2033: 0; 2034: 52.7326; 2035: 0; 2036: 83.1137; 2039: 0.60991; 2040: 0.67785
2018-07-30 11:00 | 7 | 10 | 2 | 1 | 0 | 0.67859 | 1.4504 | 2.9007 | 5.4287 | 20.3125 | 10.5647 | 17.0341 | 17.0341 | 58.9212 | 2.9007 | 2.528 | 2024: 0; 2025: 58.9212; 2026: 26.7072; 2027: 92.4732; 2028: 2.528; 2029: 7.1326; 2030: 0; 2031: 0; 2032: 0; 2033: 0; 2034: 58.9212; 2035: 0; 2036: 92.4732; 2039: 0.67859; 2040: 0.7515
2018-07-30 12:00 | 7 | 11 | 2 | 1 | 0 | 0.70623 | 1.5757 | 3.1514 | 5.6499 | 20.3125 | 10.5647 | 17.0341 | 17.0341 | 64.0132 | 3.1514 | 2.4985 | 2024: 0; 2025: 64.0132; 2026: 26.3956; 2027: 96.2409; 2028: 2.4985; 2029: 9.631; 2030: 0; 2031: 0; 2032: 0; 2033: 0; 2034: 64.0132; 2035: 0; 2036: 96.2409; 2039: 0.70623; 2040: 0.76923
2018-07-30 13:00 | 7 | 12 | 2 | 1 | 0 | 0.69133 | 1.702 | 3.4041 | 5.5307 | 20.3125 | 10.5647 | 17.0341 | 17.0341 | 69.1448 | 3.4041 | 2.1266 | 2024: 0; 2025: 69.1448; 2026: 22.4671; 2027: 94.2101; 2028: 2.1266; 2029: 11.7577; 2030: 0; 2031: 0; 2032: 0; 2033: 0; 2034: 69.1448; 2035: 0; 2036: 94.2101; 2039: 0.69133; 2040: 0.76496
2018-07-30 14:00 | 7 | 13 | 2 | 1 | 0 | 0.63951 | 1.8982 | 3.7963 | 5.1161 | 20.3125 | 10.5647 | 17.0341 | 17.0341 | 77.1127 | 3.7963 | 1.3198 | 2024: 0; 2025: 77.1127; 2026: 13.9429; 2027: 87.148; 2028: 0.74235; 2029: 12.5; 2030: 0; 2031: 0; 2032: 0.57741; 2033: 0; 2034: 77.1127; 2035: 6.1002; 2036: 87.148; 2039: 0.63951; 2040: 0.70827
2018-07-30 15:00 | 7 | 14 | 2 | 1 | 0 | 0.54596 | 2.085 | 4.1699 | 4.3677 | 20.3125 | 10.5647 | 17.0341 | 17.0341 | 84.7016 | 4.1699 | 0.19773 | 2024: 0; 2025: 84.7016; 2026: 2.089; 2027: 74.3993; 2028: 0; 2029: 12.5; 2030: 0; 2031: 0; 2032: 0.19773; 2033: 0; 2034: 84.7016; 2035: 2.089; 2036: 74.3993; 2039: 0.54596; 2040: 0.60373
2018-07-30 16:00 | 7 | 15 | 2 | 1 | 1 | 0.41789 | 2.1754 | 4.3508 | 3.3431 | 26.4696 | 16.7219 | 17.0341 | 17.0341 | 115.1651 | 3.3431 | 0 | 2024: 26.6735; 2025: 88.4916; 2026: 0; 2027: 56.9475; 2028: 0; 2029: 12.5; 2030: 1.0077; 2031: 1.0077; 2032: 0; 2033: 0; 2034: 115.1651; 2035: 0; 2036: 56.9475; 2039: 0.41789; 2040: 0.46192
2018-07-30 17:00 | 7 | 16 | 2 | 1 | 1 | 0.25268 | 2.1652 | 4.3304 | 2.0214 | 26.4696 | 16.7219 | 17.0341 | 17.0341 | 114.6237 | 2.0214 | 0 | 2024: 61.1169; 2025: 53.5068; 2026: 0; 2027: 34.4335; 2028: 0; 2029: 11.4047; 2030: 2.3089; 2031: 2.3089; 2032: 0; 2033: 0; 2034: 114.6237; 2035: 0; 2036: 34.4335; 2039: 0.25268; 2040: 0.27861
2018-07-30 18:00 | 7 | 17 | 2 | 1 | 1 | 0.078214 | 2.1001 | 4.2002 | 0.62571 | 26.4696 | 16.7219 | 17.0341 | 17.0341 | 111.1773 | 0.62571 | 0 | 2024: 94.6149; 2025: 16.5624; 2026: 0; 2027: 10.6585; 2028: 0; 2029: 8.895; 2030: 3.5745; 2031: 3.5745; 2032: 0; 2033: 0; 2034: 111.1773; 2035: 0; 2036: 10.6585; 2039: 0.078214; 2040: 0.08751
2018-07-30 19:00 | 7 | 18 | 2 | 1 | 1 | 0.0038697 | 1.8896 | 3.7791 | 0.030957 | 26.4696 | 16.7219 | 17.0341 | 17.0341 | 100.0315 | 0.030957 | 0 | 2024: 99.2121; 2025: 0.81943; 2026: 0; 2027: 0.52733; 2028: 0; 2029: 5.0097; 2030: 3.7481; 2031: 3.7481; 2032: 0; 2033: 0; 2034: 100.0315; 2035: 0; 2036: 0.52733; 2039: 0.0038697; 2040: 0.0047737
2018-07-30 20:00 | 7 | 19 | 2 | 1 | 0 | 0 | 1.6578 | 3.3157 | 0 | 20.3125 | 10.5647 | 17.0341 | 17.0341 | 67.3493 | 0 | 0 | 2024: 67.3493; 2025: 0; 2026: 0; 2027: 0; 2028: 0; 2029: 0.93559; 2030: 3.3157; 2031: 0.86074; 2032: 0; 2033: 49.8655; 2034: 17.4838; 2035: 0; 2036: 0; 2039: 0; 2040: 0
2018-07-30 21:00 | 7 | 20 | 2 | 1 | 0 | 0 | 1.388 | 2.7761 | 0 | 20.3125 | 10.5647 | 17.0341 | 17.0341 | 56.3886 | 0 | 0 | 2024: 56.3886; 2025: 0; 2026: 0; 2027: 0; 2028: 0; 2029: 0; 2030: 2.7761; 2031: 0; 2032: 0; 2033: 56.3886; 2034: 0; 2035: 0; 2036: 0; 2039: 0; 2040: 0
2018-07-30 22:00 | 7 | 21 | 2 | 1 | 0 | 0 | 1.1353 | 2.2705 | 0 | 20.3125 | 10.5647 | 17.0341 | 17.0341 | 46.1199 | 0 | 0 | 2024: 46.1199; 2025: 0; 2026: 0; 2027: 0; 2028: 0; 2029: 0; 2030: 2.2705; 2031: 0; 2032: 0; 2033: 46.1199; 2034: 0; 2035: 0; 2036: 0; 2039: 0; 2040: 0
2018-07-30 23:00 | 7 | 22 | 2 | 1 | 0 | 0 | 1.0355 | 2.0711 | 0 | 20.3125 | 10.5647 | 17.0341 | 17.0341 | 42.0684 | 0 | 0 | 2024: 42.0684; 2025: 0; 2026: 0; 2027: 0; 2028: 0; 2029: 0; 2030: 2.0711; 2031: 0; 2032: 0; 2033: 42.0684; 2034: 0; 2035: 0; 2036: 0; 2039: 0; 2040: 0
2018-07-31 | 7 | 23 | 2 | 1 | 0 | 0 | 0.89043 | 1.7809 | 0 | 20.3125 | 10.5647 | 17.0341 | 17.0341 | 36.1737 | 0 | 0 | 2024: 36.1737; 2025: 0; 2026: 0; 2027: 0; 2028: 0; 2029: 0; 2030: 1.7809; 2031: 0; 2032: 0; 2033: 36.1737; 2034: 0; 2035: 0; 2036: 0; 2039: 0; 2040: 0
2018-07-31 01:00 | 7 | 0 | 3 | 1 | 0 | 0 | 0.76716 | 1.5343 | 0 | 20.3125 | 10.5647 | 17.0341 | 17.0341 | 31.1657 | 0 | 0 | 2024: 31.1657; 2025: 0; 2026: 0; 2027: 0; 2028: 0; 2029: 0; 2030: 1.5343; 2031: 0; 2032: 0; 2033: 31.1657; 2034: 0; 2035: 0; 2036: 0; 2039: 0; 2040: 0
2018-07-31 02:00 | 7 | 1 | 3 | 1 | 0 | 0 | 0.73276 | 1.4655 | 0 | 20.3125 | 10.5647 | 17.0341 | 17.0341 | 29.7685 | 0 | 0 | 2024: 29.7685; 2025: 0; 2026: 0; 2027: 0; 2028: 0; 2029: 0; 2030: 1.4655; 2031: 0; 2032: 0; 2033: 29.7685; 2034: 0; 2035: 0; 2036: 0; 2039: 0; 2040: 0
2018-07-31 03:00 | 7 | 2 | 3 | 1 | 0 | 0 | 0.65381 | 1.3076 | 0 | 20.3125 | 10.5647 | 17.0341 | 17.0341 | 26.5611 | 0 | 0 | 2024: 26.5611; 2025: 0; 2026: 0; 2027: 0; 2028: 0; 2029: 0; 2030: 1.3076; 2031: 0; 2032: 0; 2033: 26.5611; 2034: 0; 2035: 0; 2036: 0; 2039: 0; 2040: 0
2018-07-31 04:00 | 7 | 3 | 3 | 1 | 0 | 0 | 0.65115 | 1.3023 | 0 | 20.3125 | 10.5647 | 17.0341 | 17.0341 | 26.4529 | 0 | 0 | 2024: 26.4529; 2025: 0; 2026: 0; 2027: 0; 2028: 0; 2029: 0; 2030: 1.3023; 2031: 0; 2032: 0; 2033: 26.4529; 2034: 0; 2035: 0; 2036: 0; 2039: 0; 2040: 0
2018-07-31 05:00 | 7 | 4 | 3 | 1 | 0 | 0 | 0.80501 | 1.61 | 0 | 20.3125 | 10.5647 | 17.0341 | 17.0341 | 32.7036 | 0 | 0 | 2024: 32.7036; 2025: 0; 2026: 0; 2027: 0; 2028: 0; 2029: 0; 2030: 1.61; 2031: 0; 2032: 0; 2033: 32.7036; 2034: 0; 2035: 0; 2036: 0; 2039: 0; 2040: 0
2018-07-31 06:00 | 7 | 5 | 3 | 1 | 0 | 0.03233 | 0.96824 | 1.9365 | 0.25864 | 20.3125 | 10.5647 | 17.0341 | 17.0341 | 39.3349 | 0.25864 | 0 | 2024: 34.0812; 2025: 5.2536; 2026: 0; 2027: 4.4057; 2028: 0; 2029: 0; 2030: 1.6778; 2031: 0; 2032: 0; 2033: 34.0812; 2034: 5.2536; 2035: 0; 2036: 4.4057; 2039: 0.03233; 2040: 0.035993
2018-07-31 07:00 | 7 | 6 | 3 | 1 | 0 | 0.18499 | 1.1678 | 2.3355 | 1.4799 | 20.3125 | 10.5647 | 17.0341 | 17.0341 | 47.4399 | 1.4799 | 0 | 2024: 17.3789; 2025: 30.061; 2026: 0; 2027: 25.2093; 2028: 0; 2029: 0; 2030: 0.85557; 2031: 0; 2032: 0; 2033: 17.3789; 2034: 30.061; 2035: 0; 2036: 25.2093; 2039: 0.18499; 2040: 0.20518
2018-07-31 08:00 | 7 | 7 | 3 | 1 | 0 | 0.36167 | 1.3953 | 2.7906 | 2.8934 | 20.3125 | 10.5647 | 17.0341 | 17.0341 | 56.6833 | 2.7906 | 0.1028 | 2024: 0; 2025: 56.6833; 2026: 1.0861; 2027: 49.286; 2028: 0.1028; 2029: 0.1028; 2030: 0; 2031: 0; 2032: 0; 2033: 0; 2034: 56.6833; 2035: 0; 2036: 49.286; 2039: 0.36167; 2040: 0.40085
2018-07-31 09:00 | 7 | 8 | 3 | 1 | 0 | 0.49821 | 1.6452 | 3.2904 | 3.9857 | 20.3125 | 10.5647 | 17.0341 | 17.0341 | 66.8371 | 3.2904 | 0.69525 | 2024: 0; 2025: 66.8371; 2026: 7.3451; 2027: 67.8928; 2028: 0.69525; 2029: 0.79805; 2030: 0; 2031: 0; 2032: 0; 2033: 0; 2034: 66.8371; 2035: 0; 2036: 67.8928; 2039: 0.49821; 2040: 0.55178
2018-07-31 10:00 | 7 | 9 | 3 | 1 | 0 | 0.59847 | 1.78 | 3.56 | 4.7877 | 20.3125 | 10.5647 | 17.0341 | 17.0341 | 72.3132 | 3.56 | 1.2277 | 2024: 0; 2025: 72.3132; 2026: 12.9703; 2027: 81.5548; 2028: 1.2277; 2029: 2.0257; 2030: 0; 2031: 0; 2032: 0; 2033: 0; 2034: 72.3132; 2035: 0; 2036: 81.5548; 2039: 0.59847; 2040: 0.66418
2018-07-31 11:00 | 7 | 10 | 3 | 1 | 0 | 0.66415 | 2.0039 | 4.0077 | 5.3132 | 20.3125 | 10.5647 | 17.0341 | 17.0341 | 81.4068 | 4.0077 | 1.3055 | 2024: 0; 2025: 81.4068; 2026: 13.792; 2027: 90.5057; 2028: 1.3055; 2029: 3.3312; 2030: 0; 2031: 0; 2032: 0; 2033: 0; 2034: 81.4068; 2035: 0; 2036: 90.5057; 2039: 0.66415; 2040: 0.73432
2018-07-31 12:00 | 7 | 11 | 3 | 1 | 0 | 0.60792 | 2.18 | 4.36 | 4.8634 | 20.3125 | 10.5647 | 17.0341 | 17.0341 | 88.5624 | 4.36 | 0.50336 | 2024: 0; 2025: 88.5624; 2026: 5.3179; 2027: 82.8432; 2028: 0.50336; 2029: 3.8346; 2030: 0; 2031: 0; 2032: 0; 2033: 0; 2034: 88.5624; 2035: 0; 2036: 82.8432; 2039: 0.60792; 2040: 0.69324
2018-07-31 13:00 | 7 | 12 | 3 | 1 | 0 | 0.13598 | 2.3369 | 4.6738 | 1.0878 | 20.3125 | 10.5647 | 17.0341 | 17.0341 | 94.9365 | 1.0878 | 0 | 2024: 72.8401; 2025: 22.0964; 2026: 0; 2027: 18.5302; 2028: 0; 2029: 3.8346; 2030: 3.586; 2031: 3.5278; 2032: 0; 2033: 1.1813; 2034: 93.7552; 2035: 0; 2036: 18.5302; 2039: 0.13598; 2040: 0.39216
2018-07-31 14:00 | 7 | 13 | 3 | 1 | 0 | 0.37486 | 2.3005 | 4.6011 | 2.9989 | 20.3125 | 10.5647 | 17.0341 | 17.0341 | 93.4589 | 2.9989 | 0 | 2024: 32.5437; 2025: 60.9152; 2026: 0; 2027: 51.0838; 2028: 0; 2029: 0; 2030: 1.6021; 2031: 0; 2032: 0; 2033: 32.5437; 2034: 60.9152; 2035: 0; 2036: 51.0838; 2039: 0.37486; 2040: 0.60096
2018-07-31 15:00 | 7 | 14 | 3 | 1 | 0 | 0.53447 | 2.4685 | 4.9369 | 4.2757 | 20.3125 | 10.5647 | 17.0341 | 17.0341 | 100.2809 | 4.2757 | 0 | 2024: 13.4299; 2025: 86.8511; 2026: 0; 2027: 72.8336; 2028: 0; 2029: 0; 2030: 0.66116; 2031: 0; 2032: 0; 2033: 13.4299; 2034: 86.8511; 2035: 0; 2036: 72.8336; 2039: 0.53447; 2040: 0.58969
2018-07-31 16:00 | 7 | 15 | 3 | 1 | 1 | 0.41394 | 2.5523 | 5.1046 | 3.3115 | 26.4696 | 16.7219 | 17.0341 | 17.0341 | 135.1164 | 3.3115 | 0 | 2024: 47.4625; 2025: 87.6539; 2026: 0; 2027: 56.4084; 2028: 0; 2029: 0; 2030: 1.7931; 2031: 0; 2032: 0; 2033: 47.4625; 2034: 87.6539; 2035: 0; 2036: 56.4084; 2039: 0.41394; 2040: 0.45531
2018-07-31 17:00 | 7 | 16 | 3 | 1 | 1 | 0.25298 | 2.4523 | 4.9045 | 2.0238 | 26.4696 | 16.7219 | 17.0341 | 17.0341 | 129.8211 | 2.0238 | 0 | 2024: 76.2506; 2025: 53.5705; 2026: 0; 2027: 34.4745; 2028: 0; 2029: 0; 2030: 2.8807; 2031: 0; 2032: 0; 2033: 76.2506; 2034: 53.5705; 2035: 0; 2036: 34.4745; 2039: 0.25298; 2040: 0.27773
2018-07-31 18:00 | 7 | 17 | 3 | 1 | 1 | 0.079021 | 2.4488 | 4.8976 | 0.63216 | 26.4696 | 16.7219 | 17.0341 | 17.0341 | 129.6368 | 0.63216 | 0 | 2024: 112.9036; 2025: 16.7332; 2026: 0; 2027: 10.7684; 2028: 0; 2029: 0; 2030: 4.2654; 2031: 0; 2032: 0; 2033: 112.9036; 2034: 16.7332; 2035: 0; 2036: 10.7684; 2039: 0.079021; 2040: 0.087117
2018-07-31 19:00 | 7 | 18 | 3 | 1 | 1 | 0.0048348 | 2.2516 | 4.5031 | 0.038679 | 26.4696 | 16.7219 | 17.0341 | 17.0341 | 119.1955 | 0.038679 | 0 | 2024: 118.1717; 2025: 1.0238; 2026: 0; 2027: 0.65886; 2028: 0; 2029: 0; 2030: 4.4644; 2031: 0; 2032: 0; 2033: 118.1717; 2034: 1.0238; 2035: 0; 2036: 0.65886; 2039: 0.0048348; 2040: 0.004663
2018-07-31 20:00 | 7 | 19 | 3 | 1 | 0 | 0 | 1.9822 | 3.9644 | 0 | 20.3125 | 10.5647 | 17.0341 | 17.0341 | 80.5273 | 0 | 0 | 2024: 80.5273; 2025: 0; 2026: 0; 2027: 0; 2028: 0; 2029: 0; 2030: 3.9644; 2031: 0; 2032: 0; 2033: 80.5273; 2034: 0; 2035: 0; 2036: 0; 2039: 0; 2040: 0
2018-07-31 21:00 | 7 | 20 | 3 | 1 | 0 | 0 | 1.7027 | 3.4054 | 0 | 20.3125 | 10.5647 | 17.0341 | 17.0341 | 69.1726 | 0 | 0 | 2024: 69.1726; 2025: 0; 2026: 0; 2027: 0; 2028: 0; 2029: 0; 2030: 3.4054; 2031: 0; 2032: 0; 2033: 69.1726; 2034: 0; 2035: 0; 2036: 0; 2039: 0; 2040: 0
2018-07-31 22:00 | 7 | 21 | 3 | 1 | 0 | 0 | 1.4496 | 2.8993 | 0 | 20.3125 | 10.5647 | 17.0341 | 17.0341 | 58.8914 | 0 | 0 | 2024: 58.8914; 2025: 0; 2026: 0; 2027: 0; 2028: 0; 2029: 0; 2030: 2.8993; 2031: 0; 2032: 0; 2033: 58.8914; 2034: 0; 2035: 0; 2036: 0; 2039: 0; 2040: 0
2018-07-31 23:00 | 7 | 22 | 3 | 1 | 0 | 0 | 1.203 | 2.406 | 0 | 20.3125 | 10.5647 | 17.0341 | 17.0341 | 48.8709 | 0 | 0 | 2024: 48.8709; 2025: 0; 2026: 0; 2027: 0; 2028: 0; 2029: 0; 2030: 2.406; 2031: 0; 2032: 0; 2033: 48.8709; 2034: 0; 2035: 0; 2036: 0; 2039: 0; 2040: 0
2018-08-01 | 7 | 23 | 3 | 1 | 0 | 0 | 1.0221 | 2.0442 | 0 | 20.3125 | 10.5647 | 17.0341 | 17.0341 | 41.5229 | 0 | 0 | 2024: 41.5229; 2025: 0; 2026: 0; 2027: 0; 2028: 0; 2029: 0; 2030: 2.0442; 2031: 0; 2032: 0; 2033: 41.5229; 2034: 0; 2035: 0; 2036: 0; 2039: 0; 2040: 0
2018-08-01 01:00 | 8 | 0 | 4 | 1 | 0 | 0 | 0.89158 | 1.7832 | 0 | 20.3125 | 10.5647 | 17.0341 | 17.0341 | 36.2206 | 0 | 0 | 2024: 36.2206; 2025: 0; 2026: 0; 2027: 0; 2028: 0; 2029: 0; 2030: 1.7832; 2031: 0; 2032: 0; 2033: 36.2206; 2034: 0; 2035: 0; 2036: 0; 2039: 0; 2040: 0
2018-08-01 02:00 | 8 | 1 | 4 | 1 | 0 | 0 | 0.7832 | 1.5664 | 0 | 20.3125 | 10.5647 | 17.0341 | 17.0341 | 31.8174 | 0 | 0 | 2024: 31.8174; 2025: 0; 2026: 0; 2027: 0; 2028: 0; 2029: 0; 2030: 1.5664; 2031: 0; 2032: 0; 2033: 31.8174; 2034: 0; 2035: 0; 2036: 0; 2039: 0; 2040: 0
2018-08-01 03:00 | 8 | 2 | 4 | 1 | 0 | 0 | 0.71371 | 1.4274 | 0 | 20.3125 | 10.5647 | 17.0341 | 17.0341 | 28.9943 | 0 | 0 | 2024: 28.9943; 2025: 0; 2026: 0; 2027: 0; 2028: 0; 2029: 0; 2030: 1.4274; 2031: 0; 2032: 0; 2033: 28.9943; 2034: 0; 2035: 0; 2036: 0; 2039: 0; 2040: 0
2018-08-01 04:00 | 8 | 3 | 4 | 1 | 0 | 0 | 0.72697 | 1.4539 | 0 | 20.3125 | 10.5647 | 17.0341 | 17.0341 | 29.5332 | 0 | 0 | 2024: 29.5332; 2025: 0; 2026: 0; 2027: 0; 2028: 0; 2029: 0; 2030: 1.4539; 2031: 0; 2032: 0; 2033: 29.5332; 2034: 0; 2035: 0; 2036: 0; 2039: 0; 2040: 0
2018-08-01 05:00 | 8 | 4 | 4 | 1 | 0 | 0 | 0.8266 | 1.6532 | 0 | 20.3125 | 10.5647 | 17.0341 | 17.0341 | 33.5807 | 0 | 0 | 2024: 33.5807; 2025: 0; 2026: 0; 2027: 0; 2028: 0; 2029: 0; 2030: 1.6532; 2031: 0; 2032: 0; 2033: 33.5807; 2034: 0; 2035: 0; 2036: 0; 2039: 0; 2040: 0
2018-08-01 06:00 | 8 | 5 | 4 | 1 | 0 | 0.03349 | 1.0187 | 2.0374 | 0.26792 | 20.3125 | 10.5647 | 17.0341 | 17.0341 | 41.3856 | 0.26792 | 0 | 2024: 35.9435; 2025: 5.4421; 2026: 0; 2027: 4.5637; 2028: 0; 2029: 0; 2030: 1.7695; 2031: 0; 2032: 0; 2033: 35.9435; 2034: 5.4421; 2035: 0; 2036: 4.5637; 2039: 0.03349; 2040: 0.038897
2018-08-01 07:00 | 8 | 6 | 4 | 1 | 0 | 0.19107 | 1.1893 | 2.3787 | 1.5286 | 20.3125 | 10.5647 | 17.0341 | 17.0341 | 48.3172 | 1.5286 | 0 | 2024: 17.2675; 2025: 31.0497; 2026: 0; 2027: 26.0384; 2028: 0; 2029: 0; 2030: 0.85009; 2031: 0; 2032: 0; 2033: 17.2675; 2034: 31.0497; 2035: 0; 2036: 26.0384; 2039: 0.19107; 2040: 0.19366
2018-08-01 08:00 | 8 | 7 | 4 | 1 | 0 | 0.37031 | 1.4614 | 2.9228 | 2.9625 | 20.3125 | 10.5647 | 17.0341 | 17.0341 | 59.3701 | 2.9228 | 0.039629 | 2024: 0; 2025: 59.3701; 2026: 0.41867; 2027: 50.463; 2028: 0.039629; 2029: 0.039629; 2030: 0; 2031: 0; 2032: 0; 2033: 0; 2034: 59.3701; 2035: 0; 2036: 50.463; 2039: 0.37031; 2040: 0.38046
2018-08-01 09:00 | 8 | 8 | 4 | 1 | 0 | 0.50615 | 1.752 | 3.504 | 4.0492 | 20.3125 | 10.5647 | 17.0341 | 17.0341 | 71.1744 | 3.504 | 0.54524 | 2024: 0; 2025: 71.1744; 2026: 5.7603; 2027: 68.9748; 2028: 0.54524; 2029: 0.58487; 2030: 0; 2031: 0; 2032: 0; 2033: 0; 2034: 71.1744; 2035: 0; 2036: 68.9748; 2039: 0.50615; 2040: 0.52853
2018-08-01 10:00 | 8 | 9 | 4 | 1 | 0 | 0.60822 | 1.9317 | 3.8633 | 4.8658 | 20.3125 | 10.5647 | 17.0341 | 17.0341 | 78.4737 | 3.8633 | 1.0024 | 2024: 0; 2025: 78.4737; 2026: 10.5905; 2027: 82.8841; 2028: 1.0024; 2029: 1.5873; 2030: 0; 2031: 0; 2032: 0; 2033: 0; 2034: 78.4737; 2035: 0; 2036: 82.8841; 2039: 0.60822; 2040: 0.64214
2018-08-01 11:00 | 8 | 10 | 4 | 1 | 0 | 0.66822 | 2.1119 | 4.2239 | 5.3458 | 20.3125 | 10.5647 | 17.0341 | 17.0341 | 85.7977 | 4.2239 | 1.1219 | 2024: 0; 2025: 85.7977; 2026: 11.8522; 2027: 91.0603; 2028: 1.1219; 2029: 2.7092; 2030: 0; 2031: 0; 2032: 0; 2033: 0; 2034: 85.7977; 2035: 0; 2036: 91.0603; 2039: 0.66822; 2040: 0.71337
2018-08-01 12:00 | 8 | 11 | 4 | 1 | 0 | 0.68969 | 2.2293 | 4.4585 | 5.5175 | 20.3125 | 10.5647 | 17.0341 | 17.0341 | 90.5637 | 4.4585 | 1.059 | 2024: 0; 2025: 90.5637; 2026: 11.1882; 2027: 93.9865; 2028: 1.059; 2029: 3.7682; 2030: 0; 2031: 0; 2032: 0; 2033: 0; 2034: 90.5637; 2035: 0; 2036: 93.9865; 2039: 0.68969; 2040: 0.55112
2018-08-01 13:00 | 8 | 12 | 4 | 1 | 0 | 0.67548 | 2.3419 | 4.6838 | 5.4038 | 20.3125 | 10.5647 | 17.0341 | 17.0341 | 95.1388 | 4.6838 | 0.72006 | 2024: 0; 2025: 95.1388; 2026: 7.6072; 2027: 92.0494; 2028: 0.72006; 2029: 4.4882; 2030: 0; 2031: 0; 2032: 0; 2033: 0; 2034: 95.1388; 2035: 0; 2036: 92.0494; 2039: 0.67548; 2040: 0.57089
2018-08-01 14:00 | 8 | 13 | 4 | 1 | 0 | 0.62073 | 2.4255 | 4.851 | 4.9658 | 20.3125 | 10.5647 | 17.0341 | 17.0341 | 98.535 | 4.851 | 0.11488 | 2024: 0; 2025: 98.535; 2026: 1.2137; 2027: 84.5887; 2028: 0.11488; 2029: 4.6031; 2030: 0; 2031: 0; 2032: 0; 2033: 0; 2034: 98.535; 2035: 0; 2036: 84.5887; 2039: 0.62073; 2040: 0.63032
2018-08-01 15:00 | 8 | 14 | 4 | 1 | 0 | 0.53071 | 2.4614 | 4.9229 | 4.2457 | 20.3125 | 10.5647 | 17.0341 | 17.0341 | 99.9956 | 4.2457 | 0 | 2024: 13.7556; 2025: 86.2401; 2026: 0; 2027: 72.3213; 2028: 0; 2029: 4.6031; 2030: 0.6772; 2031: 0.6772; 2032: 0; 2033: 0; 2034: 99.9956; 2035: 0; 2036: 72.3213; 2039: 0.53071; 2040: 0.56321
2018-08-01 16:00 | 8 | 15 | 4 | 1 | 1 | 0.41051 | 2.533 | 5.0661 | 3.2841 | 26.4696 | 16.7219 | 17.0341 | 17.0341 | 134.097 | 3.2841 | 0 | 2024: 47.1692; 2025: 86.9278; 2026: 0; 2027: 55.9411; 2028: 0; 2029: 3.867; 2030: 1.782; 2031: 1.782; 2032: 0; 2033: 0; 2034: 134.097; 2035: 0; 2036: 55.9411; 2039: 0.41051; 2040: 0.39838
2018-08-01 17:00 | 8 | 16 | 4 | 1 | 1 | 0.25056 | 2.5224 | 5.0447 | 2.0044 | 26.4696 | 16.7219 | 17.0341 | 17.0341 | 133.5327 | 2.0044 | 0 | 2024: 80.4756; 2025: 53.057; 2026: 0; 2027: 34.1441; 2028: 0; 2029: 1.9301; 2030: 3.0403; 2031: 1.7757; 2032: 0; 2033: 33.4743; 2034: 100.0584; 2035: 0; 2036: 34.1441; 2039: 0.25056; 2040: 0.26332
2018-08-01 18:00 | 8 | 17 | 4 | 1 | 1 | 0.077567 | 2.3885 | 4.777 | 0.62053 | 26.4696 | 16.7219 | 17.0341 | 17.0341 | 126.4452 | 0.62053 | 0 | 2024: 110.0199; 2025: 16.4253; 2026: 0; 2027: 10.5703; 2028: 0; 2029: 0; 2030: 4.1565; 2031: 0; 2032: 0; 2033: 110.0199; 2034: 16.4253; 2035: 0; 2036: 10.5703; 2039: 0.077567; 2040: 0.083293
2018-08-01 19:00 | 8 | 18 | 4 | 1 | 1 | 0.0031863 | 2.2208 | 4.4415 | 0.02549 | 26.4696 | 16.7219 | 17.0341 | 17.0341 | 117.5653 | 0.02549 | 0 | 2024: 116.8906; 2025: 0.67471; 2026: 0; 2027: 0.4342; 2028: 0; 2029: 0; 2030: 4.416; 2031: 0; 2032: 0; 2033: 116.8906; 2034: 0.67471; 2035: 0; 2036: 0.4342; 2039: 0.0031863; 2040: 0.003781
2018-08-01 20:00 | 8 | 19 | 4 | 1 | 0 | 0 | 2.1864 | 4.3729 | 0 | 20.3125 | 10.5647 | 17.0341 | 17.0341 | 88.8245 | 0 | 0 | 2024: 88.8245; 2025: 0; 2026: 0; 2027: 0; 2028: 0; 2029: 0; 2030: 4.3729; 2031: 0; 2032: 0; 2033: 88.8245; 2034: 0; 2035: 0; 2036: 0; 2039: 0; 2040: 0
2018-08-01 21:00 | 8 | 20 | 4 | 1 | 0 | 0 | 1.8485 | 3.697 | 0 | 20.3125 | 10.5647 | 17.0341 | 17.0341 | 75.0963 | 0 | 0 | 2024: 75.0963; 2025: 0; 2026: 0; 2027: 0; 2028: 0; 2029: 0; 2030: 3.697; 2031: 0; 2032: 0; 2033: 75.0963; 2034: 0; 2035: 0; 2036: 0; 2039: 0; 2040: 0
2018-08-01 22:00 | 8 | 21 | 4 | 1 | 0 | 0 | 1.4974 | 2.9947 | 0 | 20.3125 | 10.5647 | 17.0341 | 17.0341 | 60.8301 | 0 | 0 | 2024: 60.8301; 2025: 0; 2026: 0; 2027: 0; 2028: 0; 2029: 0; 2030: 2.9947; 2031: 0; 2032: 0; 2033: 60.8301; 2034: 0; 2035: 0; 2036: 0; 2039: 0; 2040: 0
2018-08-01 23:00 | 8 | 22 | 4 | 1 | 0 | 0 | 1.3202 | 2.6404 | 0 | 20.3125 | 10.5647 | 17.0341 | 17.0341 | 53.6324 | 0 | 0 | 2024: 53.6324; 2025: 0; 2026: 0; 2027: 0; 2028: 0; 2029: 0; 2030: 2.6404; 2031: 0; 2032: 0; 2033: 53.6324; 2034: 0; 2035: 0; 2036: 0; 2039: 0; 2040: 0
2018-08-02 | 8 | 23 | 4 | 1 | 0 | 0 | 1.2431 | 2.4863 | 0 | 20.3125 | 10.5647 | 17.0341 | 17.0341 | 50.5024 | 0 | 0 | 2024: 50.5024; 2025: 0; 2026: 0; 2027: 0; 2028: 0; 2029: 0; 2030: 2.4863; 2031: 0; 2032: 0; 2033: 50.5024; 2034: 0; 2035: 0; 2036: 0; 2039: 0; 2040: 0
2018-08-02 01:00 | 8 | 0 | 5 | 1 | 0 | 0 | 1.1219 | 2.2438 | 0 | 20.3125 | 10.5647 | 17.0341 | 17.0341 | 45.5764 | 0 | 0 | 2024: 45.5764; 2025: 0; 2026: 0; 2027: 0; 2028: 0; 2029: 0; 2030: 2.2438; 2031: 0; 2032: 0; 2033: 45.5764; 2034: 0; 2035: 0; 2036: 0; 2039: 0; 2040: 0
2018-08-02 02:00 | 8 | 1 | 5 | 1 | 0 | 0 | 1.0697 | 2.1393 | 0 | 20.3125 | 10.5647 | 17.0341 | 17.0341 | 43.4554 | 0 | 0 | 2024: 43.4554; 2025: 0; 2026: 0; 2027: 0; 2028: 0; 2029: 0; 2030: 2.1393; 2031: 0; 2032: 0; 2033: 43.4554; 2034: 0; 2035: 0; 2036: 0; 2039: 0; 2040: 0
2018-08-02 03:00 | 8 | 2 | 5 | 1 | 0 | 0 | 1.082 | 2.164 | 0 | 20.3125 | 10.5647 | 17.0341 | 17.0341 | 43.9561 | 0 | 0 | 2024: 43.9561; 2025: 0; 2026: 0; 2027: 0; 2028: 0; 2029: 0; 2030: 2.164; 2031: 0; 2032: 0; 2033: 43.9561; 2034: 0; 2035: 0; 2036: 0; 2039: 0; 2040: 0
2018-08-02 04:00 | 8 | 3 | 5 | 1 | 0 | 0 | 1.0475 | 2.0951 | 0 | 20.3125 | 10.5647 | 17.0341 | 17.0341 | 42.5563 | 0 | 0 | 2024: 42.5563; 2025: 0; 2026: 0; 2027: 0; 2028: 0; 2029: 0; 2030: 2.0951; 2031: 0; 2032: 0; 2033: 42.5563; 2034: 0; 2035: 0; 2036: 0; 2039: 0; 2040: 0
2018-08-02 05:00 | 8 | 4 | 5 | 1 | 0 | 0 | 1.0915 | 2.1829 | 0 | 20.3125 | 10.5647 | 17.0341 | 17.0341 | 44.341 | 0 | 0 | 2024: 44.341; 2025: 0; 2026: 0; 2027: 0; 2028: 0; 2029: 0; 2030: 2.1829; 2031: 0; 2032: 0; 2033: 44.341; 2034: 0; 2035: 0; 2036: 0; 2039: 0; 2040: 0
2018-08-02 06:00 | 8 | 5 | 5 | 1 | 0 | 0.032558 | 1.1445 | 2.2891 | 0.26046 | 20.3125 | 10.5647 | 17.0341 | 17.0341 | 46.4972 | 0.26046 | 0 | 2024: 41.2065; 2025: 5.2907; 2026: 0; 2027: 4.4368; 2028: 0; 2029: 0; 2030: 2.0286; 2031: 0; 2032: 0; 2033: 41.2065; 2034: 5.2907; 2035: 0; 2036: 4.4368; 2039: 0.032558; 2040: 0.038238
2018-08-02 07:00 | 8 | 6 | 5 | 1 | 0 | 0.1851 | 1.2638 | 2.5276 | 1.4808 | 20.3125 | 10.5647 | 17.0341 | 17.0341 | 51.342 | 1.4808 | 0 | 2024: 21.2627; 2025: 30.0792; 2026: 0; 2027: 25.2246; 2028: 0; 2029: 0; 2030: 1.0468; 2031: 0; 2032: 0; 2033: 21.2627; 2034: 30.0792; 2035: 0; 2036: 25.2246; 2039: 0.1851; 2040: 0.17323
2018-08-02 08:00 | 8 | 7 | 5 | 1 | 0 | 0.35835 | 1.3569 | 2.7139 | 2.8668 | 20.3125 | 10.5647 | 17.0341 | 17.0341 | 55.1252 | 2.7139 | 0.15292 | 2024: 0; 2025: 55.1252; 2026: 1.6156; 2027: 48.8331; 2028: 0.15292; 2029: 0.15292; 2030: 0; 2031: 0; 2032: 0; 2033: 0; 2034: 55.1252; 2035: 0; 2036: 48.8331; 2039: 0.35835; 2040: 0.33193
2018-08-02 09:00 | 8 | 8 | 5 | 1 | 0 | 0.4861 | 1.6019 | 3.2037 | 3.8888 | 20.3125 | 10.5647 | 17.0341 | 17.0341 | 65.0757 | 3.2037 | 0.68506 | 2024: 0; 2025: 65.0757; 2026: 7.2374; 2027: 66.2421; 2028: 0.68506; 2029: 0.83798; 2030: 0; 2031: 0; 2032: 0; 2033: 0; 2034: 65.0757; 2035: 0; 2036: 66.2421; 2039: 0.4861; 2040: 0.4776
2018-08-02 10:00 | 8 | 9 | 5 | 1 | 0 | 0.58427 | 1.6621 | 3.3242 | 4.6741 | 20.3125 | 10.5647 | 17.0341 | 17.0341 | 67.523 | 3.3242 | 1.3499 | 2024: 0; 2025: 67.523; 2026: 14.2614; 2027: 79.6196; 2028: 1.3499; 2029: 2.1879; 2030: 0; 2031: 0; 2032: 0; 2033: 0; 2034: 67.523; 2035: 0; 2036: 79.6196; 2039: 0.58427; 2040: 0.57209
2018-08-02 11:00 | 8 | 10 | 5 | 1 | 0 | 0.56268 | 1.8278 | 3.6556 | 4.5014 | 20.3125 | 10.5647 | 17.0341 | 17.0341 | 74.2554 | 3.6556 | 0.84579 | 2024: 0; 2025: 74.2554; 2026: 8.9356; 2027: 76.6782; 2028: 0.84579; 2029: 3.0337; 2030: 0; 2031: 0; 2032: 0; 2033: 0; 2034: 74.2554; 2035: 0; 2036: 76.6782; 2039: 0.56268; 2040: 0.52402
2018-08-02 12:00 | 8 | 11 | 5 | 1 | 0 | 0.58074 | 1.9082 | 3.8163 | 4.6459 | 20.3125 | 10.5647 | 17.0341 | 17.0341 | 77.5189 | 3.8163 | 0.8296 | 2024: 0; 2025: 77.5189; 2026: 8.7645; 2027: 79.1391; 2028: 0.8296; 2029: 3.8633; 2030: 0; 2031: 0; 2032: 0; 2033: 0; 2034: 77.5189; 2035: 0; 2036: 79.1391; 2039: 0.58074; 2040: 0.65317
2018-08-02 13:00 | 8 | 12 | 5 | 1 | 0 | 0.65621 | 1.9913 | 3.9825 | 5.2497 | 20.3125 | 10.5647 | 17.0341 | 17.0341 | 80.8952 | 3.9825 | 1.2672 | 2024: 0; 2025: 80.8952; 2026: 13.3871; 2027: 89.4239; 2028: 1.2672; 2029: 5.1304; 2030: 0; 2031: 0; 2032: 0; 2033: 0; 2034: 80.8952; 2035: 0; 2036: 89.4239; 2039: 0.65621; 2040: 0.66456
2018-08-02 14:00 | 8 | 13 | 5 | 1 | 0 | 0.60678 | 2.2045 | 4.4089 | 4.8542 | 20.3125 | 10.5647 | 17.0341 | 17.0341 | 89.5559 | 4.4089 | 0.44531 | 2024: 0; 2025: 89.5559; 2026: 4.7046; 2027: 82.6874; 2028: 0.44531; 2029: 5.5757; 2030: 0; 2031: 0; 2032: 0; 2033: 0; 2034: 89.5559; 2035: 0; 2036: 82.6874; 2039: 0.60678; 2040: 0.5914
2018-08-02 15:00 | 8 | 14 | 5 | 1 | 0 | 0.51846 | 2.3077 | 4.6154 | 4.1477 | 20.3125 | 10.5647 | 17.0341 | 17.0341 | 93.7498 | 4.1477 | 0 | 2024: 9.4994; 2025: 84.2504; 2026: 0; 2027: 70.6527; 2028: 0; 2029: 5.5757; 2030: 0.46766; 2031: 0.46766; 2032: 0; 2033: 0; 2034: 93.7498; 2035: 0; 2036: 70.6527; 2039: 0.51846; 2040: 0.46067
2018-08-02 16:00 | 8 | 15 | 5 | 1 | 1 | 0.40084 | 2.4431 | 4.8863 | 3.2067 | 26.4696 | 16.7219 | 17.0341 | 17.0341 | 129.3384 | 3.2067 | 0 | 2024: 44.4581; 2025: 84.8803; 2026: 0; 2027: 54.6235; 2028: 0; 2029: 5.0674; 2030: 1.6796; 2031: 1.6796; 2032: 0; 2033: 0; 2034: 129.3384; 2035: 0; 2036: 54.6235; 2039: 0.40084; 2040: 0.34015
2018-08-02 17:00 | 8 | 16 | 5 | 1 | 1 | 0.24348 | 2.3572 | 4.7143 | 1.9478 | 26.4696 | 16.7219 | 17.0341 | 17.0341 | 124.7859 | 1.9478 | 0 | 2024: 73.2277; 2025: 51.5582; 2026: 0; 2027: 33.1795; 2028: 0; 2029: 3.2418; 2030: 2.7665; 2031: 2.7665; 2032: 0; 2033: 0; 2034: 124.7859; 2035: 0; 2036: 33.1795; 2039: 0.24348; 2040: 0.17409
2018-08-02 18:00 | 8 | 17 | 5 | 1 | 1 | 0.077998 | 2.2667 | 4.5334 | 0.62398 | 26.4696 | 16.7219 | 17.0341 | 17.0341 | 119.9971 | 0.62398 | 0 | 2024: 103.4805; 2025: 16.5166; 2026: 0; 2027: 10.629; 2028: 0; 2029: 0.23473; 2030: 3.9094; 2031: 0.21595; 2032: 0; 2033: 97.7644; 2034: 22.2327; 2035: 0; 2036: 10.629; 2039: 0.077998; 2040: 0.069143
2018-08-02 19:00 | 8 | 18 | 5 | 1 | 1 | 0.00386 | 2.2242 | 4.4483 | 0.03088 | 26.4696 | 16.7219 | 17.0341 | 17.0341 | 117.7456 | 0.03088 | 0 | 2024: 116.9282; 2025: 0.81738; 2026: 0; 2027: 0.52601; 2028: 0; 2029: 0; 2030: 4.4174; 2031: 0; 2032: 0; 2033: 116.9282; 2034: 0.81738; 2035: 0; 2036: 0.52601; 2039: 0.00386; 2040: 0.0026043
2018-08-02 20:00 | 8 | 19 | 5 | 1 | 0 | 0 | 2.0373 | 4.0745 | 0 | 20.3125 | 10.5647 | 17.0341 | 17.0341 | 82.7634 | 0 | 0 | 2024: 82.7634; 2025: 0; 2026: 0; 2027: 0; 2028: 0; 2029: 0; 2030: 4.0745; 2031: 0; 2032: 0; 2033: 82.7634; 2034: 0; 2035: 0; 2036: 0; 2039: 0; 2040: 0
2018-08-02 21:00 | 8 | 20 | 5 | 1 | 0 | 0 | 1.5912 | 3.1823 | 0 | 20.3125 | 10.5647 | 17.0341 | 17.0341 | 64.6412 | 0 | 0 | 2024: 64.6412; 2025: 0; 2026: 0; 2027: 0; 2028: 0; 2029: 0; 2030: 3.1823; 2031: 0; 2032: 0; 2033: 64.6412; 2034: 0; 2035: 0; 2036: 0; 2039: 0; 2040: 0
2018-08-02 22:00 | 8 | 21 | 5 | 1 | 0 | 0 | 1.2619 | 2.5238 | 0 | 20.3125 | 10.5647 | 17.0341 | 17.0341 | 51.2647 | 0 | 0 | 2024: 51.2647; 2025: 0; 2026: 0; 2027: 0; 2028: 0; 2029: 0; 2030: 2.5238; 2031: 0; 2032: 0; 2033: 51.2647; 2034: 0; 2035: 0; 2036: 0; 2039: 0; 2040: 0
2018-08-02 23:00 | 8 | 22 | 5 | 1 | 0 | 0 | 1.0468 | 2.0937 | 0 | 20.3125 | 10.5647 | 17.0341 | 17.0341 | 42.5274 | 0 | 0 | 2024: 42.5274; 2025: 0; 2026: 0; 2027: 0; 2028: 0; 2029: 0; 2030: 2.0937; 2031: 0; 2032: 0; 2033: 42.5274; 2034: 0; 2035: 0; 2036: 0; 2039: 0; 2040: 0
2018-08-03 | 8 | 23 | 5 | 1 | 0 | 0 | 0.88491 | 1.7698 | 0 | 20.3125 | 10.5647 | 17.0341 | 17.0341 | 35.9496 | 0 | 0 | 2024: 35.9496; 2025: 0; 2026: 0; 2027: 0; 2028: 0; 2029: 0; 2030: 1.7698; 2031: 0; 2032: 0; 2033: 35.9496; 2034: 0; 2035: 0; 2036: 0; 2039: 0; 2040: 0
2018-08-03 01:00 | 8 | 0 | 6 | 1 | 0 | 0 | 0.76401 | 1.528 | 0 | 20.3125 | 10.5647 | 17.0341 | 17.0341 | 31.0377 | 0 | 0 | 2024: 31.0377; 2025: 0; 2026: 0; 2027: 0; 2028: 0; 2029: 0; 2030: 1.528; 2031: 0; 2032: 0; 2033: 31.0377; 2034: 0; 2035: 0; 2036: 0; 2039: 0; 2040: 0
2018-08-03 02:00 | 8 | 1 | 6 | 1 | 0 | 0 | 0.67687 | 1.3537 | 0 | 20.3125 | 10.5647 | 17.0341 | 17.0341 | 27.4979 | 0 | 0 | 2024: 27.4979; 2025: 0; 2026: 0; 2027: 0; 2028: 0; 2029: 0; 2030: 1.3537; 2031: 0; 2032: 0; 2033: 27.4979; 2034: 0; 2035: 0; 2036: 0; 2039: 0; 2040: 0
2018-08-03 03:00 | 8 | 2 | 6 | 1 | 0 | 0 | 0.60799 | 1.216 | 0 | 20.3125 | 10.5647 | 17.0341 | 17.0341 | 24.6995 | 0 | 0 | 2024: 24.6995; 2025: 0; 2026: 0; 2027: 0; 2028: 0; 2029: 0; 2030: 1.216; 2031: 0; 2032: 0; 2033: 24.6995; 2034: 0; 2035: 0; 2036: 0; 2039: 0; 2040: 0
2018-08-03 04:00 | 8 | 3 | 6 | 1 | 0 | 0 | 0.57181 | 1.1436 | 0 | 20.3125 | 10.5647 | 17.0341 | 17.0341 | 23.2299 | 0 | 0 | 2024: 23.2299; 2025: 0; 2026: 0; 2027: 0; 2028: 0; 2029: 0; 2030: 1.1436; 2031: 0; 2032: 0; 2033: 23.2299; 2034: 0; 2035: 0; 2036: 0; 2039: 0; 2040: 0
2018-08-03 05:00 | 8 | 4 | 6 | 1 | 0 | 0 | 0.73997 | 1.4799 | 0 | 20.3125 | 10.5647 | 17.0341 | 17.0341 | 30.0613 | 0 | 0 | 2024: 30.0613; 2025: 0; 2026: 0; 2027: 0; 2028: 0; 2029: 0; 2030: 1.4799; 2031: 0; 2032: 0; 2033: 30.0613; 2034: 0; 2035: 0; 2036: 0; 2039: 0; 2040: 0
2018-08-03 06:00 | 8 | 5 | 6 | 1 | 0 | 0.032846 | 0.90104 | 1.8021 | 0.26277 | 20.3125 | 10.5647 | 17.0341 | 17.0341 | 36.6048 | 0.26277 | 0 | 2024: 31.2673; 2025: 5.3375; 2026: 0; 2027: 4.476; 2028: 0; 2029: 0; 2030: 1.5393; 2031: 0; 2032: 0; 2033: 31.2673; 2034: 5.3375; 2035: 0; 2036: 4.476; 2039: 0.032846; 2040: 0.016448
2018-08-03 07:00 | 8 | 6 | 6 | 1 | 0 | 0.11535 | 1.0551 | 2.1102 | 0.92283 | 20.3125 | 10.5647 | 17.0341 | 17.0341 | 42.8627 | 0.92283 | 0 | 2024: 24.1177; 2025: 18.745; 2026: 0; 2027: 15.7197; 2028: 0; 2029: 0; 2030: 1.1873; 2031: 0; 2032: 0; 2033: 24.1177; 2034: 18.745; 2035: 0; 2036: 15.7197; 2039: 0.11535; 2040: 0.09522
2018-08-03 08:00 | 8 | 7 | 6 | 1 | 0 | 0.12691 | 1.1233 | 2.2466 | 1.0153 | 20.3125 | 10.5647 | 17.0341 | 17.0341 | 45.6337 | 1.0153 | 0 | 2024: 25.0102; 2025: 20.6235; 2026: 0; 2027: 17.295; 2028: 0; 2029: 0; 2030: 1.2313; 2031: 0; 2032: 0; 2033: 25.0102; 2034: 20.6235; 2035: 0; 2036: 17.295; 2039: 0.12691; 2040: 0.19167
2018-08-03 09:00 | 8 | 8 | 6 | 1 | 0 | 0.37454 | 1.284 | 2.5681 | 2.9963 | 20.3125 | 10.5647 | 17.0341 | 17.0341 | 52.1644 | 2.5681 | 0.42821 | 2024: 0; 2025: 52.1644; 2026: 4.5239; 2027: 51.0395; 2028: 0.42821; 2029: 0.42821; 2030: 0; 2031: 0; 2032: 0; 2033: 0; 2034: 52.1644; 2035: 0; 2036: 51.0395; 2039: 0.37454; 2040: 0.25734
2018-08-03 10:00 | 8 | 9 | 6 | 1 | 0 | 0.45613 | 1.4565 | 2.9131 | 3.649 | 20.3125 | 10.5647 | 17.0341 | 17.0341 | 59.1721 | 2.9131 | 0.73594 | 2024: 0; 2025: 59.1721; 2026: 7.775; 2027: 62.1581; 2028: 0.73594; 2029: 1.1642; 2030: 0; 2031: 0; 2032: 0; 2033: 0; 2034: 59.1721; 2035: 0; 2036: 62.1581; 2039: 0.45613; 2040: 0.34222
2018-08-03 11:00 | 8 | 10 | 6 | 1 | 0 | 0.55302 | 1.5813 | 3.1626 | 4.4241 | 20.3125 | 10.5647 | 17.0341 | 17.0341 | 64.2408 | 3.1626 | 1.2615 | 2024: 0; 2025: 64.2408; 2026: 13.3275; 2027: 75.3612; 2028: 1.2615; 2029: 2.4257; 2030: 0; 2031: 0; 2032: 0; 2033: 0; 2034: 64.2408; 2035: 0; 2036: 75.3612; 2039: 0.55302; 2040: 0.40629
2018-08-03 12:00 | 8 | 11 | 6 | 1 | 0 | 0.48962 | 1.6795 | 3.3591 | 3.9169 | 20.3125 | 10.5647 | 17.0341 | 17.0341 | 68.2307 | 3.3591 | 0.55788 | 2024: 0; 2025: 68.2307; 2026: 5.8938; 2027: 66.7215; 2028: 0.55788; 2029: 2.9835; 2030: 0; 2031: 0; 2032: 0; 2033: 0; 2034: 68.2307; 2035: 0; 2036: 66.7215; 2039: 0.48962; 2040: 0.3928
2018-08-03 13:00 | 8 | 12 | 6 | 1 | 0 | 0.44641 | 1.7912 | 3.5825 | 3.5713 | 20.3125 | 10.5647 | 17.0341 | 17.0341 | 72.7694 | 3.5713 | 0 | 2024: 0.22729; 2025: 72.5421; 2026: 0; 2027: 60.8341; 2028: 0; 2029: 2.9835; 2030: 0.01119; 2031: 0.01119; 2032: 0; 2033: 0; 2034: 72.7694; 2035: 0; 2036: 60.8341; 2039: 0.44641; 2040: 0.36395
2018-08-03 14:00 | 8 | 13 | 6 | 1 | 0 | 0.47218 | 1.9032 | 3.8063 | 3.7774 | 20.3125 | 10.5647 | 17.0341 | 17.0341 | 77.3159 | 3.7774 | 0 | 2024: 0.58744; 2025: 76.7284; 2026: 0; 2027: 64.3448; 2028: 0; 2029: 2.9714; 2030: 0.02892; 2031: 0.02892; 2032: 0; 2033: 0; 2034: 77.3159; 2035: 0; 2036: 64.3448; 2039: 0.47218; 2040: 0.41577
2018-08-03 15:00 | 8 | 14 | 6 | 1 | 0 | 0.26122 | 2.0515 | 4.103 | 2.0897 | 20.3125 | 10.5647 | 17.0341 | 17.0341 | 83.3415 | 2.0897 | 0 | 2024: 40.8935; 2025: 42.4479; 2026: 0; 2027: 35.597; 2028: 0; 2029: 2.9399; 2030: 2.0132; 2031: 2.0132; 2032: 0; 2033: 0; 2034: 83.3415; 2035: 0; 2036: 35.597; 2039: 0.26122; 2040: 0.28707
2018-08-03 16:00 | 8 | 15 | 6 | 1 | 1 | 0.18418 | 2.2469 | 4.4938 | 1.4734 | 26.4696 | 16.7219 | 17.0341 | 17.0341 | 118.9491 | 1.4734 | 0 | 2024: 79.9476; 2025: 39.0014; 2026: 0; 2027: 25.0988; 2028: 0; 2029: 0.75165; 2030: 3.0204; 2031: 0.69152; 2032: 0; 2033: 61.6433; 2034: 57.3057; 2035: 0; 2036: 25.0988; 2039: 0.18418; 2040: 0.40433
2018-08-03 17:00 | 8 | 16 | 6 | 1 | 1 | 0.078515 | 2.1761 | 4.3522 | 0.62812 | 26.4696 | 16.7219 | 17.0341 | 17.0341 | 115.2 | 0.62812 | 0 | 2024: 98.5738; 2025: 16.6262; 2026: 0; 2027: 10.6995; 2028: 0; 2029: 0; 2030: 3.724; 2031: 0; 2032: 0; 2033: 98.5738; 2034: 16.6262; 2035: 0; 2036: 10.6995; 2039: 0.078515; 2040: 0.20422
2018-08-03 18:00 | 8 | 17 | 6 | 1 | 1 | 0.059736 | 2.1045 | 4.209 | 0.47788 | 26.4696 | 16.7219 | 17.0341 | 17.0341 | 111.4104 | 0.47788 | 0 | 2024: 98.7609; 2025: 12.6494; 2026: 0; 2027: 8.1404; 2028: 0; 2029: 0; 2030: 3.7311; 2031: 0; 2032: 0; 2033: 98.7609; 2034: 12.6494; 2035: 0; 2036: 8.1404; 2039: 0.059736; 2040: 0.076122
2018-08-03 19:00 | 8 | 18 | 6 | 1 | 1 | 0.0019365 | 1.9487 | 3.8975 | 0.015492 | 26.4696 | 16.7219 | 17.0341 | 17.0341 | 103.1647 | 0.015492 | 0 | 2024: 102.7546; 2025: 0.41008; 2026: 0; 2027: 0.2639; 2028: 0; 2029: 0; 2030: 3.882; 2031: 0; 2032: 0; 2033: 102.7546; 2034: 0.41008; 2035: 0; 2036: 0.2639; 2039: 0.0019365; 2040: 0.003396
2018-08-03 20:00 | 8 | 19 | 6 | 1 | 0 | 0 | 1.7656 | 3.5313 | 0 | 20.3125 | 10.5647 | 17.0341 | 17.0341 | 71.7291 | 0 | 0 | 2024: 71.7291; 2025: 0; 2026: 0; 2027: 0; 2028: 0; 2029: 0; 2030: 3.5313; 2031: 0; 2032: 0; 2033: 71.7291; 2034: 0; 2035: 0; 2036: 0; 2039: 0; 2040: 0
2018-08-03 21:00 | 8 | 20 | 6 | 1 | 0 | 0 | 1.4808 | 2.9616 | 0 | 20.3125 | 10.5647 | 17.0341 | 17.0341 | 60.1566 | 0 | 0 | 2024: 60.1566; 2025: 0; 2026: 0; 2027: 0; 2028: 0; 2029: 0; 2030: 2.9616; 2031: 0; 2032: 0; 2033: 60.1566; 2034: 0; 2035: 0; 2036: 0; 2039: 0; 2040: 0
2018-08-03 22:00 | 8 | 21 | 6 | 1 | 0 | 0 | 1.1267 | 2.2534 | 0 | 20.3125 | 10.5647 | 17.0341 | 17.0341 | 45.7731 | 0 | 0 | 2024: 45.7731; 2025: 0; 2026: 0; 2027: 0; 2028: 0; 2029: 0; 2030: 2.2534; 2031: 0; 2032: 0; 2033: 45.7731; 2034: 0; 2035: 0; 2036: 0; 2039: 0; 2040: 0
2018-08-03 23:00 | 8 | 22 | 6 | 1 | 0 | 0 | 1.0083 | 2.0166 | 0 | 20.3125 | 10.5647 | 17.0341 | 17.0341 | 40.9625 | 0 | 0 | 2024: 40.9625; 2025: 0; 2026: 0; 2027: 0; 2028: 0; 2029: 0; 2030: 2.0166; 2031: 0; 2032: 0; 2033: 40.9625; 2034: 0; 2035: 0; 2036: 0; 2039: 0; 2040: 0
2018-08-04 | 8 | 23 | 6 | 1 | 0 | 0 | 0.7993 | 1.5986 | 0 | 20.3125 | 10.5647 | 17.0341 | 17.0341 | 32.4717 | 0 | 0 | 2024: 32.4717; 2025: 0; 2026: 0; 2027: 0; 2028: 0; 2029: 0; 2030: 1.5986; 2031: 0; 2032: 0; 2033: 32.4717; 2034: 0; 2035: 0; 2036: 0; 2039: 0; 2040: 0
2018-08-04 01:00 | 8 | 0 | 7 | 1 | 0 | 0 | 0.68148 | 1.363 | 0 | 20.3125 | 10.5647 | 17.0341 | 17.0341 | 27.685 | 0 | 0 | 2024: 27.685; 2025: 0; 2026: 0; 2027: 0; 2028: 0; 2029: 0; 2030: 1.363; 2031: 0; 2032: 0; 2033: 27.685; 2034: 0; 2035: 0; 2036: 0; 2039: 0; 2040: 0
2018-08-04 02:00 | 8 | 1 | 7 | 1 | 0 | 0 | 0.63422 | 1.2684 | 0 | 20.3125 | 10.5647 | 17.0341 | 17.0341 | 25.7651 | 0 | 0 | 2024: 25.7651; 2025: 0; 2026: 0; 2027: 0; 2028: 0; 2029: 0; 2030: 1.2684; 2031: 0; 2032: 0; 2033: 25.7651; 2034: 0; 2035: 0; 2036: 0; 2039: 0; 2040: 0
2018-08-04 03:00 | 8 | 2 | 7 | 1 | 0 | 0 | 0.62382 | 1.2476 | 0 | 20.3125 | 10.5647 | 17.0341 | 17.0341 | 25.3428 | 0 | 0 | 2024: 25.3428; 2025: 0; 2026: 0; 2027: 0; 2028: 0; 2029: 0; 2030: 1.2476; 2031: 0; 2032: 0; 2033: 25.3428; 2034: 0; 2035: 0; 2036: 0; 2039: 0; 2040: 0
2018-08-04 04:00 | 8 | 3 | 7 | 1 | 0 | 0 | 0.60722 | 1.2144 | 0 | 20.3125 | 10.5647 | 17.0341 | 17.0341 | 24.6682 | 0 | 0 | 2024: 24.6682; 2025: 0; 2026: 0; 2027: 0; 2028: 0; 2029: 0; 2030: 1.2144; 2031: 0; 2032: 0; 2033: 24.6682; 2034: 0; 2035: 0; 2036: 0; 2039: 0; 2040: 0
2018-08-04 05:00 | 8 | 4 | 7 | 1 | 0 | 0 | 0.62773 | 1.2555 | 0 | 20.3125 | 10.5647 | 17.0341 | 17.0341 | 25.5014 | 0 | 0 | 2024: 25.5014; 2025: 0; 2026: 0; 2027: 0; 2028: 0; 2029: 0; 2030: 1.2555; 2031: 0; 2032: 0; 2033: 25.5014; 2034: 0; 2035: 0; 2036: 0; 2039: 0; 2040: 0
2018-08-04 06:00 | 8 | 5 | 7 | 1 | 0 | 0.0099495 | 0.81834 | 1.6367 | 0.079596 | 20.3125 | 10.5647 | 17.0341 | 17.0341 | 33.2453 | 0.079596 | 0 | 2024: 31.6285; 2025: 1.6168; 2026: 0; 2027: 1.3558; 2028: 0; 2029: 0; 2030: 1.5571; 2031: 0; 2032: 0; 2033: 31.6285; 2034: 1.6168; 2035: 0; 2036: 1.3558; 2039: 0.0099495; 2040: 0.034952
2018-08-04 07:00 | 8 | 6 | 7 | 1 | 0 | 0.016879 | 0.97662 | 1.9532 | 0.13503 | 20.3125 | 10.5647 | 17.0341 | 17.0341 | 39.6753 | 0.13503 | 0 | 2024: 36.9325; 2025: 2.7428; 2026: 0; 2027: 2.3001; 2028: 0; 2029: 0; 2030: 1.8182; 2031: 0; 2032: 0; 2033: 36.9325; 2034: 2.7428; 2035: 0; 2036: 2.3001; 2039: 0.016879; 2040: 0.17566
2018-08-04 08:00 | 8 | 7 | 7 | 1 | 0 | 0.11626 | 1.0904 | 2.1807 | 0.93006 | 20.3125 | 10.5647 | 17.0341 | 17.0341 | 44.2957 | 0.93006 | 0 | 2024: 25.4038; 2025: 18.8919; 2026: 0; 2027: 15.8428; 2028: 0; 2029: 0; 2030: 1.2506; 2031: 0; 2032: 0; 2033: 25.4038; 2034: 18.8919; 2035: 0; 2036: 15.8428; 2039: 0.11626; 2040: 0.30174
2018-08-04 09:00 | 8 | 8 | 7 | 1 | 0 | 0.16656 | 1.3648 | 2.7296 | 1.3325 | 20.3125 | 10.5647 | 17.0341 | 17.0341 | 55.4451 | 1.3325 | 0 | 2024: 28.3784; 2025: 27.0667; 2026: 0; 2027: 22.6982; 2028: 0; 2029: 0; 2030: 1.3971; 2031: 0; 2032: 0; 2033: 28.3784; 2034: 27.0667; 2035: 0; 2036: 22.6982; 2039: 0.16656; 2040: 0.41543
2018-08-04 10:00 | 8 | 9 | 7 | 1 | 0 | 0.22046 | 1.6363 | 3.2727 | 1.7637 | 20.3125 | 10.5647 | 17.0341 | 17.0341 | 66.4767 | 1.7637 | 0 | 2024: 30.6513; 2025: 35.8254; 2026: 0; 2027: 30.0433; 2028: 0; 2029: 0; 2030: 1.509; 2031: 0; 2032: 0; 2033: 30.6513; 2034: 35.8254; 2035: 0; 2036: 30.0433; 2039: 0.22046; 2040: 0.48635
2018-08-04 11:00 | 8 | 10 | 7 | 1 | 0 | 0.24432 | 1.8016 | 3.6033 | 1.9545 | 20.3125 | 10.5647 | 17.0341 | 17.0341 | 73.1915 | 1.9545 | 0 | 2024: 33.49; 2025: 39.7015; 2026: 0; 2027: 33.2938; 2028: 0; 2029: 0; 2030: 1.6487; 2031: 0; 2032: 0; 2033: 33.49; 2034: 39.7015; 2035: 0; 2036: 33.2938; 2039: 0.24432; 2040: 0.57543
2018-08-04 12:00 | 8 | 11 | 7 | 1 | 0 | 0.11186 | 2.0107 | 4.0215 | 0.89488 | 20.3125 | 10.5647 | 17.0341 | 17.0341 | 81.6863 | 0.89488 | 0 | 2024: 63.5091; 2025: 18.1773; 2026: 0; 2027: 15.2435; 2028: 0; 2029: 0; 2030: 3.1266; 2031: 0; 2032: 0; 2033: 63.5091; 2034: 18.1773; 2035: 0; 2036: 15.2435; 2039: 0.11186; 2040: 0.47752
2018-08-04 13:00 | 8 | 12 | 7 | 1 | 0 | 0.33991 | 2.1775 | 4.3551 | 2.7193 | 20.3125 | 10.5647 | 17.0341 | 17.0341 | 88.4629 | 2.7193 | 0 | 2024: 33.228; 2025: 55.2349; 2026: 0; 2027: 46.3202; 2028: 0; 2029: 0; 2030: 1.6358; 2031: 0; 2032: 0; 2033: 33.228; 2034: 55.2349; 2035: 0; 2036: 46.3202; 2039: 0.33991; 2040: 0.54483
2018-08-04 14:00 | 8 | 13 | 7 | 1 | 0 | 0.21518 | 2.3218 | 4.6435 | 1.7215 | 20.3125 | 10.5647 | 17.0341 | 17.0341 | 94.3217 | 1.7215 | 0 | 2024: 59.3545; 2025: 34.9672; 2026: 0; 2027: 29.3237; 2028: 0; 2029: 0; 2030: 2.9221; 2031: 0; 2032: 0; 2033: 59.3545; 2034: 34.9672; 2035: 0; 2036: 29.3237; 2039: 0.21518; 2040: 0.36161
2018-08-04 15:00 | 8 | 14 | 7 | 1 | 0 | 0.22373 | 2.443 | 4.886 | 1.7898 | 20.3125 | 10.5647 | 17.0341 | 17.0341 | 99.2476 | 1.7898 | 0 | 2024: 62.892; 2025: 36.3556; 2026: 0; 2027: 30.488; 2028: 0; 2029: 0; 2030: 3.0962; 2031: 0; 2032: 0; 2033: 62.892; 2034: 36.3556; 2035: 0; 2036: 30.488; 2039: 0.22373; 2040: 0.5287
2018-08-04 16:00 | 8 | 15 | 7 | 1 | 1 | 0.14838 | 2.2498 | 4.4995 | 1.1871 | 26.4696 | 16.7219 | 17.0341 | 17.0341 | 119.1004 | 1.1871 | 0 | 2024: 87.6788; 2025: 31.4216; 2026: 0; 2027: 20.2209; 2028: 0; 2029: 0; 2030: 3.3124; 2031: 0; 2032: 0; 2033: 87.6788; 2034: 31.4216; 2035: 0; 2036: 20.2209; 2039: 0.14838; 2040: 0.3841
2018-08-04 17:00 | 8 | 16 | 7 | 1 | 1 | 0.091015 | 1.889 | 3.778 | 0.72812 | 26.4696 | 16.7219 | 17.0341 | 17.0341 | 100.0035 | 0.72812 | 0 | 2024: 80.7304; 2025: 19.273; 2026: 0; 2027: 12.4029; 2028: 0; 2029: 0; 2030: 3.0499; 2031: 0; 2032: 0; 2033: 80.7304; 2034: 19.273; 2035: 0; 2036: 12.4029; 2039: 0.091015; 2040: 0.25731
2018-08-04 18:00 | 8 | 17 | 7 | 1 | 1 | 0.002233 | 1.7358 | 3.4715 | 0.017864 | 26.4696 | 16.7219 | 17.0341 | 17.0341 | 91.89 | 0.017864 | 0 | 2024: 91.4171; 2025: 0.47286; 2026: 0; 2027: 0.3043; 2028: 0; 2029: 0; 2030: 3.4537; 2031: 0; 2032: 0; 2033: 91.4171; 2034: 0.47286; 2035: 0; 2036: 0.3043; 2039: 0.002233; 2040: 0.080492
2018-08-04 19:00 | 8 | 18 | 7 | 1 | 1 | 0.00068667 | 1.6544 | 3.3089 | 0.0054933 | 26.4696 | 16.7219 | 17.0341 | 17.0341 | 87.5851 | 0.0054933 | 0 | 2024: 87.4397; 2025: 0.14541; 2026: 0; 2027: 0.093574; 2028: 0; 2029: 0; 2030: 3.3034; 2031: 0; 2032: 0; 2033: 87.4397; 2034: 0.14541; 2035: 0; 2036: 0.093574; 2039: 0.00068667; 2040: 0.0045377
2018-08-04 20:00 | 8 | 19 | 7 | 1 | 0 | 0 | 1.5773 | 3.1546 | 0 | 20.3125 | 10.5647 | 17.0341 | 17.0341 | 64.077 | 0 | 0 | 2024: 64.077; 2025: 0; 2026: 0; 2027: 0; 2028: 0; 2029: 0; 2030: 3.1546; 2031: 0; 2032: 0; 2033: 64.077; 2034: 0; 2035: 0; 2036: 0; 2039: 0; 2040: 0
2018-08-04 21:00 | 8 | 20 | 7 | 1 | 0 | 0 | 1.3635 | 2.727 | 0 | 20.3125 | 10.5647 | 17.0341 | 17.0341 | 55.392 | 0 | 0 | 2024: 55.392; 2025: 0; 2026: 0; 2027: 0; 2028: 0; 2029: 0; 2030: 2.727; 2031: 0; 2032: 0; 2033: 55.392; 2034: 0; 2035: 0; 2036: 0; 2039: 0; 2040: 0
2018-08-04 22:00 | 8 | 21 | 7 | 1 | 0 | 0 | 1.1246 | 2.2493 | 0 | 20.3125 | 10.5647 | 17.0341 | 17.0341 | 45.6883 | 0 | 0 | 2024: 45.6883; 2025: 0; 2026: 0; 2027: 0; 2028: 0; 2029: 0; 2030: 2.2493; 2031: 0; 2032: 0; 2033: 45.6883; 2034: 0; 2035: 0; 2036: 0; 2039: 0; 2040: 0
2018-08-04 23:00 | 8 | 22 | 7 | 1 | 0 | 0 | 0.99052 | 1.981 | 0 | 20.3125 | 10.5647 | 17.0341 | 17.0341 | 40.2397 | 0 | 0 | 2024: 40.2397; 2025: 0; 2026: 0; 2027: 0; 2028: 0; 2029: 0; 2030: 1.981; 2031: 0; 2032: 0; 2033: 40.2397; 2034: 0; 2035: 0; 2036: 0; 2039: 0; 2040: 0
2018-08-05 | 8 | 23 | 7 | 1 | 0 | 0 | 0.87045 | 1.7409 | 0 | 20.3125 | 10.5647 | 17.0341 | 17.0341 | 35.3621 | 0 | 0 | 2024: 35.3621; 2025: 0; 2026: 0; 2027: 0; 2028: 0; 2029: 0; 2030: 1.7409; 2031: 0; 2032: 0; 2033: 35.3621; 2034: 0; 2035: 0; 2036: 0; 2039: 0; 2040: 0
2018-08-05 01:00 | 8 | 0 | 1 | 1 | 0 | 0 | 0.78144 | 1.5629 | 0 | 20.3125 | 10.5647 | 17.0341 | 17.0341 | 31.7461 | 0 | 0 | 2024: 31.7461; 2025: 0; 2026: 0; 2027: 0; 2028: 0; 2029: 0; 2030: 1.5629; 2031: 0; 2032: 0; 2033: 31.7461; 2034: 0; 2035: 0; 2036: 0; 2039: 0; 2040: 0
2018-08-05 02:00 | 8 | 1 | 1 | 1 | 0 | 0 | 0.76763 | 1.5353 | 0 | 20.3125 | 10.5647 | 17.0341 | 17.0341 | 31.1851 | 0 | 0 | 2024: 31.1851; 2025: 0; 2026: 0; 2027: 0; 2028: 0; 2029: 0; 2030: 1.5353; 2031: 0; 2032: 0; 2033: 31.1851; 2034: 0; 2035: 0; 2036: 0; 2039: 0; 2040: 0
2018-08-05 03:00 | 8 | 2 | 1 | 1 | 0 | 0 | 0.73834 | 1.4767 | 0 | 20.3125 | 10.5647 | 17.0341 | 17.0341 | 29.9949 | 0 | 0 | 2024: 29.9949; 2025: 0; 2026: 0; 2027: 0; 2028: 0; 2029: 0; 2030: 1.4767; 2031: 0; 2032: 0; 2033: 29.9949; 2034: 0; 2035: 0; 2036: 0; 2039: 0; 2040: 0
2018-08-05 04:00 | 8 | 3 | 1 | 1 | 0 | 0 | 0.7376 | 1.4752 | 0 | 20.3125 | 10.5647 | 17.0341 | 17.0341 | 29.965 | 0 | 0 | 2024: 29.965; 2025: 0; 2026: 0; 2027: 0; 2028: 0; 2029: 0; 2030: 1.4752; 2031: 0; 2032: 0; 2033: 29.965; 2034: 0; 2035: 0; 2036: 0; 2039: 0; 2040: 0
2018-08-05 05:00 | 8 | 4 | 1 | 1 | 0 | 0 | 0.82805 | 1.6561 | 0 | 20.3125 | 10.5647 | 17.0341 | 17.0341 | 33.6394 | 0 | 0 | 2024: 33.6394; 2025: 0; 2026: 0; 2027: 0; 2028: 0; 2029: 0; 2030: 1.6561; 2031: 0; 2032: 0; 2033: 33.6394; 2034: 0; 2035: 0; 2036: 0; 2039: 0; 2040: 0
2018-08-05 06:00 | 8 | 5 | 1 | 1 | 0 | 0.015849 | 0.97675 | 1.9535 | 0.12679 | 20.3125 | 10.5647 | 17.0341 | 17.0341 | 39.6805 | 0.12679 | 0 | 2024: 37.105; 2025: 2.5755; 2026: 0; 2027: 2.1598; 2028: 0; 2029: 0; 2030: 1.8267; 2031: 0; 2032: 0; 2033: 37.105; 2034: 2.5755; 2035: 0; 2036: 2.1598; 2039: 0.015849; 2040: 0.034299
2018-08-05 07:00 | 8 | 6 | 1 | 1 | 0 | 0.038112 | 1.2207 | 2.4413 | 0.30489 | 20.3125 | 10.5647 | 17.0341 | 17.0341 | 49.5894 | 0.30489 | 0 | 2024: 43.3963; 2025: 6.1932; 2026: 0; 2027: 5.1936; 2028: 0; 2029: 0; 2030: 2.1364; 2031: 0; 2032: 0; 2033: 43.3963; 2034: 6.1932; 2035: 0; 2036: 5.1936; 2039: 0.038112; 2040: 0.19364
2018-08-05 08:00 | 8 | 7 | 1 | 1 | 0 | 0.02865 | 1.2198 | 2.4397 | 0.2292 | 20.3125 | 10.5647 | 17.0341 | 17.0341 | 49.5561 | 0.2292 | 0 | 2024: 44.9005; 2025: 4.6556; 2026: 0; 2027: 3.9042; 2028: 0; 2029: 0; 2030: 2.2105; 2031: 0; 2032: 0; 2033: 44.9005; 2034: 4.6556; 2035: 0; 2036: 3.9042; 2039: 0.02865; 2040: 0.38316
2018-08-05 09:00 | 8 | 8 | 1 | 1 | 0 | 0.076502 | 1.2947 | 2.5894 | 0.61202 | 20.3125 | 10.5647 | 17.0341 | 17.0341 | 52.5963 | 0.61202 | 0 | 2024: 40.1647; 2025: 12.4316; 2026: 0; 2027: 10.4252; 2028: 0; 2029: 0; 2030: 1.9773; 2031: 0; 2032: 0; 2033: 40.1647; 2034: 12.4316; 2035: 0; 2036: 10.4252; 2039: 0.076502; 2040: 0.52597
2018-08-05 10:00 | 8 | 9 | 1 | 1 | 0 | 0.16571 | 1.3108 | 2.6216 | 1.3257 | 20.3125 | 10.5647 | 17.0341 | 17.0341 | 53.2521 | 1.3257 | 0 | 2024: 26.3239; 2025: 26.9282; 2026: 0; 2027: 22.5821; 2028: 0; 2029: 0; 2030: 1.2959; 2031: 0; 2032: 0; 2033: 26.3239; 2034: 26.9282; 2035: 0; 2036: 22.5821; 2039: 0.16571; 2040: 0.63345
2018-08-05 11:00 | 8 | 10 | 1 | 1 | 0 | 0.19565 | 1.5249 | 3.0498 | 1.5652 | 20.3125 | 10.5647 | 17.0341 | 17.0341 | 61.9499 | 1.5652 | 0 | 2024: 30.1564; 2025: 31.7935; 2026: 0; 2027: 26.6621; 2028: 0; 2029: 0; 2030: 1.4846; 2031: 0; 2032: 0; 2033: 30.1564; 2034: 31.7935; 2035: 0; 2036: 26.6621; 2039: 0.19565; 2040: 0.69857
2018-08-05 12:00 | 8 | 11 | 1 | 1 | 0 | 0.21622 | 1.6785 | 3.3569 | 1.7297 | 20.3125 | 10.5647 | 17.0341 | 17.0341 | 68.1872 | 1.7297 | 0 | 2024: 33.0521; 2025: 35.1351; 2026: 0; 2027: 29.4644; 2028: 0; 2029: 0; 2030: 1.6272; 2031: 0; 2032: 0; 2033: 33.0521; 2034: 35.1351; 2035: 0; 2036: 29.4644; 2039: 0.21622; 2040: 0.70366
2018-08-05 13:00 | 8 | 12 | 1 | 1 | 0 | 0.19811 | 1.7923 | 3.5846 | 1.5849 | 20.3125 | 10.5647 | 17.0341 | 17.0341 | 72.8131 | 1.5849 | 0 | 2024: 40.6198; 2025: 32.1934; 2026: 0; 2027: 26.9975; 2028: 0; 2029: 0; 2030: 1.9997; 2031: 0; 2032: 0; 2033: 40.6198; 2034: 32.1934; 2035: 0; 2036: 26.9975; 2039: 0.19811; 2040: 0.62705
2018-08-05 14:00 | 8 | 13 | 1 | 1 | 0 | 0.18608 | 1.9889 | 3.9778 | 1.4886 | 20.3125 | 10.5647 | 17.0341 | 17.0341 | 80.7983 | 1.4886 | 0 | 2024: 50.5601; 2025: 30.2382; 2026: 0; 2027: 25.3578; 2028: 0; 2029: 0; 2030: 2.4891; 2031: 0; 2032: 0; 2033: 50.5601; 2034: 30.2382; 2035: 0; 2036: 25.3578; 2039: 0.18608; 2040: 0.55212
2018-08-05 15:00 | 8 | 14 | 1 | 1 | 0 | 0.1166 | 2.1055 | 4.2109 | 0.9328 | 20.3125 | 10.5647 | 17.0341 | 17.0341 | 85.5346 | 0.9328 | 0 | 2024: 66.5871; 2025: 18.9475; 2026: 0; 2027: 15.8894; 2028: 0; 2029: 0; 2030: 3.2781; 2031: 0; 2032: 0; 2033: 66.5871; 2034: 18.9475; 2035: 0; 2036: 15.8894; 2039: 0.1166; 2040: 0.34581
2018-08-05 16:00 | 8 | 15 | 1 | 1 | 1 | 0.11622 | 2.1088 | 4.2176 | 0.9298 | 26.4696 | 16.7219 | 17.0341 | 17.0341 | 111.6389 | 0.9298 | 0 | 2024: 87.0275; 2025: 24.6115; 2026: 0; 2027: 15.8383; 2028: 0; 2029: 0; 2030: 3.2878; 2031: 0; 2032: 0; 2033: 87.0275; 2034: 24.6115; 2035: 0; 2036: 15.8383; 2039: 0.11622; 2040: 0.34075
2018-08-05 17:00 | 8 | 16 | 1 | 1 | 1 | 0.065429 | 1.9944 | 3.9889 | 0.52343 | 26.4696 | 16.7219 | 17.0341 | 17.0341 | 105.5839 | 0.52343 | 0 | 2024: 91.7288; 2025: 13.8551; 2026: 0; 2027: 8.9163; 2028: 0; 2029: 0; 2030: 3.4654; 2031: 0; 2032: 0; 2033: 91.7288; 2034: 13.8551; 2035: 0; 2036: 8.9163; 2039: 0.065429; 2040: 0.19828
2018-08-05 18:00 | 8 | 17 | 1 | 1 | 1 | 0.0073893 | 1.798 | 3.596 | 0.059115 | 26.4696 | 16.7219 | 17.0341 | 17.0341 | 95.1843 | 0.059115 | 0 | 2024: 93.6195; 2025: 1.5647; 2026: 0; 2027: 1.007; 2028: 0; 2029: 0; 2030: 3.5369; 2031: 0; 2032: 0; 2033: 93.6195; 2034: 1.5647; 2035: 0; 2036: 1.007; 2039: 0.0073893; 2040: 0.072462
2018-08-05 19:00 | 8 | 18 | 1 | 1 | 1 | 0 | 1.7208 | 3.4416 | 0 | 26.4696 | 16.7219 | 17.0341 | 17.0341 | 91.0977 | 0 | 0 | 2024: 91.0977; 2025: 0; 2026: 0; 2027: 0; 2028: 0; 2029: 0; 2030: 3.4416; 2031: 0; 2032: 0; 2033: 91.0977; 2034: 0; 2035: 0; 2036: 0; 2039: 0; 2040: 0.0043203
2018-08-05 20:00 | 8 | 19 | 1 | 1 | 0 | 0 | 1.4794 | 2.9588 | 0 | 20.3125 | 10.5647 | 17.0341 | 17.0341 | 60.1002 | 0 | 0 | 2024: 60.1002; 2025: 0; 2026: 0; 2027: 0; 2028: 0; 2029: 0; 2030: 2.9588; 2031: 0; 2032: 0; 2033: 60.1002; 2034: 0; 2035: 0; 2036: 0; 2039: 0; 2040: 0
2018-08-05 21:00 | 8 | 20 | 1 | 1 | 0 | 0 | 1.1721 | 2.3441 | 0 | 20.3125 | 10.5647 | 17.0341 | 17.0341 | 47.6151 | 0 | 0 | 2024: 47.6151; 2025: 0; 2026: 0; 2027: 0; 2028: 0; 2029: 0; 2030: 2.3441; 2031: 0; 2032: 0; 2033: 47.6151; 2034: 0; 2035: 0; 2036: 0; 2039: 0; 2040: 0
2018-08-05 22:00 | 8 | 21 | 1 | 1 | 0 | 0 | 0.91315 | 1.8263 | 0 | 20.3125 | 10.5647 | 17.0341 | 17.0341 | 37.0969 | 0 | 0 | 2024: 37.0969; 2025: 0; 2026: 0; 2027: 0; 2028: 0; 2029: 0; 2030: 1.8263; 2031: 0; 2032: 0; 2033: 37.0969; 2034: 0; 2035: 0; 2036: 0; 2039: 0; 2040: 0
2018-08-05 23:00 | 8 | 22 | 1 | 1 | 0 | 0 | 0.7919 | 1.5838 | 0 | 20.3125 | 10.5647 | 17.0341 | 17.0341 | 32.171 | 0 | 0 | 2024: 32.171; 2025: 0; 2026: 0; 2027: 0; 2028: 0; 2029: 0; 2030: 1.5838; 2031: 0; 2032: 0; 2033: 32.171; 2034: 0; 2035: 0; 2036: 0; 2039: 0; 2040: 0
2018-08-06 | 8 | 23 | 1 | 1 | 0 | 0 | 0.64642 | 1.2928 | 0 | 20.3125 | 10.5647 | 17.0341 | 17.0341 | 26.2609 | 0 | 0 | 2024: 26.2609; 2025: 0; 2026: 0; 2027: 0; 2028: 0; 2029: 0; 2030: 1.2928; 2031: 0; 2032: 0; 2033: 26.2609; 2034: 0; 2035: 0; 2036: 0; 2039: 0; 2040: 0
2018-08-06 01:00 | 8 | 0 | 2 | 1 | 0 | 0 | 0.52318 | 1.0464 | 0 | 20.3125 | 10.5647 | 17.0341 | 17.0341 | 21.2543 | 0 | 0 | 2024: 21.2543; 2025: 0; 2026: 0; 2027: 0; 2028: 0; 2029: 0; 2030: 1.0464; 2031: 0; 2032: 0; 2033: 21.2543; 2034: 0; 2035: 0; 2036: 0; 2039: 0; 2040: 0
2018-08-06 02:00 | 8 | 1 | 2 | 1 | 0 | 0 | 0.5158 | 1.0316 | 0 | 20.3125 | 10.5647 | 17.0341 | 17.0341 | 20.9544 | 0 | 0 | 2024: 20.9544; 2025: 0; 2026: 0; 2027: 0; 2028: 0; 2029: 0; 2030: 1.0316; 2031: 0; 2032: 0; 2033: 20.9544; 2034: 0; 2035: 0; 2036: 0; 2039: 0; 2040: 0
2018-08-06 03:00 | 8 | 2 | 2 | 1 | 0 | 0 | 0.50893 | 1.0179 | 0 | 20.3125 | 10.5647 | 17.0341 | 17.0341 | 20.6752 | 0 | 0 | 2024: 20.6752; 2025: 0; 2026: 0; 2027: 0; 2028: 0; 2029: 0; 2030: 1.0179; 2031: 0; 2032: 0; 2033: 20.6752; 2034: 0; 2035: 0; 2036: 0; 2039: 0; 2040: 0
2018-08-06 04:00 | 8 | 3 | 2 | 1 | 0 | 0 | 0.52735 | 1.0547 | 0 | 20.3125 | 10.5647 | 17.0341 | 17.0341 | 21.4235 | 0 | 0 | 2024: 21.4235; 2025: 0; 2026: 0; 2027: 0; 2028: 0; 2029: 0; 2030: 1.0547; 2031: 0; 2032: 0; 2033: 21.4235; 2034: 0; 2035: 0; 2036: 0; 2039: 0; 2040: 0
2018-08-06 05:00 | 8 | 4 | 2 | 1 | 0 | 0 | 0.66784 | 1.3357 | 0 | 20.3125 | 10.5647 | 17.0341 | 17.0341 | 27.1308 | 0 | 0 | 2024: 27.1308; 2025: 0; 2026: 0; 2027: 0; 2028: 0; 2029: 0; 2030: 1.3357; 2031: 0; 2032: 0; 2033: 27.1308; 2034: 0; 2035: 0; 2036: 0; 2039: 0; 2040: 0
2018-08-06 06:00 | 8 | 5 | 2 | 1 | 0 | 0.010487 | 0.75761 | 1.5152 | 0.083898 | 20.3125 | 10.5647 | 17.0341 | 17.0341 | 30.778 | 0.083898 | 0 | 2024: 29.0738; 2025: 1.7042; 2026: 0; 2027: 1.4291; 2028: 0; 2029: 0; 2030: 1.4313; 2031: 0; 2032: 0; 2033: 29.0738; 2034: 1.7042; 2035: 0; 2036: 1.4291; 2039: 0.010487; 2040: 0.03618
2018-08-06 07:00 | 8 | 6 | 2 | 1 | 0 | 0.1377 | 0.82877 | 1.6575 | 1.1016 | 20.3125 | 10.5647 | 17.0341 | 17.0341 | 33.6687 | 1.1016 | 0 | 2024: 11.2924; 2025: 22.3763; 2026: 0; 2027: 18.7648; 2028: 0; 2029: 0; 2030: 0.55594; 2031: 0; 2032: 0; 2033: 11.2924; 2034: 22.3763; 2035: 0; 2036: 18.7648; 2039: 0.1377; 2040: 0.16833
2018-08-06 08:00 | 8 | 7 | 2 | 1 | 0 | 0.087936 | 0.82733 | 1.6547 | 0.70348 | 20.3125 | 10.5647 | 17.0341 | 17.0341 | 33.6102 | 0.70348 | 0 | 2024: 19.3207; 2025: 14.2895; 2026: 0; 2027: 11.9833; 2028: 0; 2029: 0; 2030: 0.95117; 2031: 0; 2032: 0; 2033: 19.3207; 2034: 14.2895; 2035: 0; 2036: 11.9833; 2039: 0.087936; 2040: 0.26256
2018-08-06 09:00 | 8 | 8 | 2 | 1 | 0 | 0.21388 | 0.85512 | 1.7102 | 1.711 | 20.3125 | 10.5647 | 17.0341 | 17.0341 | 34.7394 | 1.7102 | 0.00077053 | 2024: 0; 2025: 34.7394; 2026: 0.0081404; 2027: 29.1457; 2028: 0.00077053; 2029: 0.00077053; 2030: 0; 2031: 0; 2032: 0; 2033: 0; 2034: 34.7394; 2035: 0; 2036: 29.1457; 2039: 0.21388; 2040: 0.3538
2018-08-06 10:00 | 8 | 9 | 2 | 1 | 0 | 0.20292 | 0.90827 | 1.8165 | 1.6234 | 20.3125 | 10.5647 | 17.0341 | 17.0341 | 36.8985 | 1.6234 | 0 | 2024: 3.9234; 2025: 32.9752; 2026: 0; 2027: 27.6531; 2028: 0; 2029: 0.00077053; 2030: 0.19315; 2031: 0.00070889; 2032: 0; 2033: 3.909; 2034: 32.9895; 2035: 0; 2036: 27.6531; 2039: 0.20292; 2040: 0.43966
2018-08-06 11:00 | 8 | 10 | 2 | 1 | 0 | 0.37406 | 0.99386 | 1.9877 | 2.9925 | 20.3125 | 10.5647 | 17.0341 | 17.0341 | 40.3754 | 1.9877 | 1.0048 | 2024: 0; 2025: 40.3754; 2026: 10.6153; 2027: 50.9746; 2028: 1.0048; 2029: 1.0048; 2030: 0; 2031: 0; 2032: 0; 2033: 0; 2034: 40.3754; 2035: 0; 2036: 50.9746; 2039: 0.37406; 2040: 0.5818
2018-08-06 12:00 | 8 | 11 | 2 | 1 | 0 | 0.39356 | 1.0258 | 2.0516 | 3.1485 | 20.3125 | 10.5647 | 17.0341 | 17.0341 | 41.674 | 2.0516 | 1.0969 | 2024: 0; 2025: 41.674; 2026: 11.588; 2027: 53.6319; 2028: 1.0969; 2029: 2.1016; 2030: 0; 2031: 0; 2032: 0; 2033: 0; 2034: 41.674; 2035: 0; 2036: 53.6319; 2039: 0.39356; 2040: 0.51368
2018-08-06 13:00 | 8 | 12 | 2 | 1 | 0 | 0.39584 | 1.07 | 2.14 | 3.1667 | 20.3125 | 10.5647 | 17.0341 | 17.0341 | 43.4684 | 2.14 | 1.0268 | 2024: 0; 2025: 43.4684; 2026: 10.8474; 2027: 53.9428; 2028: 1.0268; 2029: 3.1284; 2030: 0; 2031: 0; 2032: 0; 2033: 0; 2034: 43.4684; 2035: 0; 2036: 53.9428; 2039: 0.39584; 2040: 0.45694
2018-08-06 14:00 | 8 | 13 | 2 | 1 | 0 | 0.3876 | 1.1814 | 2.3628 | 3.1008 | 20.3125 | 10.5647 | 17.0341 | 17.0341 | 47.9934 | 2.3628 | 0.73803 | 2024: 0; 2025: 47.9934; 2026: 7.7971; 2027: 52.8192; 2028: 0.73803; 2029: 3.8664; 2030: 0; 2031: 0; 2032: 0; 2033: 0; 2034: 47.9934; 2035: 0; 2036: 52.8192; 2039: 0.3876; 2040: 0.43449
2018-08-06 15:00 | 8 | 14 | 2 | 1 | 0 | 0.3392 | 1.3346 | 2.6692 | 2.7136 | 20.3125 | 10.5647 | 17.0341 | 17.0341 | 54.2174 | 2.6692 | 0.044436 | 2024: 0; 2025: 54.2174; 2026: 0.46945; 2027: 46.2239; 2028: 0.044436; 2029: 3.9109; 2030: 0; 2031: 0; 2032: 0; 2033: 0; 2034: 54.2174; 2035: 0; 2036: 46.2239; 2039: 0.3392; 2040: 0.43901
2018-08-06 16:00 | 8 | 15 | 2 | 1 | 1 | 0.27777 | 1.4583 | 2.9165 | 2.2221 | 26.4696 | 16.7219 | 17.0341 | 17.0341 | 77.1992 | 2.2221 | 0 | 2024: 18.3798; 2025: 58.8194; 2026: 0; 2027: 37.8523; 2028: 0; 2029: 3.9109; 2030: 0.69437; 2031: 0.69437; 2032: 0; 2033: 0; 2034: 77.1992; 2035: 0; 2036: 37.8523; 2039: 0.27777; 2040: 0.30346
2018-08-06 17:00 | 8 | 16 | 2 | 1 | 1 | 0.023165 | 1.4939 | 2.9879 | 0.18532 | 26.4696 | 16.7219 | 17.0341 | 17.0341 | 79.0875 | 0.18532 | 0 | 2024: 74.1822; 2025: 4.9053; 2026: 0; 2027: 3.1567; 2028: 0; 2029: 3.1561; 2030: 2.8025; 2031: 2.8025; 2032: 0; 2033: 0; 2034: 79.0875; 2035: 0; 2036: 3.1567; 2039: 0.023165; 2040: 0.16233
2018-08-06 18:00 | 8 | 17 | 2 | 1 | 1 | 0.046884 | 1.3115 | 2.6229 | 0.37507 | 26.4696 | 16.7219 | 17.0341 | 17.0341 | 69.428 | 0.37507 | 0 | 2024: 59.5001; 2025: 9.9279; 2026: 0; 2027: 6.389; 2028: 0; 2029: 0.10987; 2030: 2.2479; 2031: 0.10108; 2032: 0; 2033: 56.8245; 2034: 12.6035; 2035: 0; 2036: 6.389; 2039: 0.046884; 2040: 0.042055
2018-08-06 19:00 | 8 | 18 | 2 | 1 | 1 | 0 | 1.2081 | 2.4163 | 0 | 26.4696 | 16.7219 | 17.0341 | 17.0341 | 63.9583 | 0 | 0 | 2024: 63.9583; 2025: 0; 2026: 0; 2027: 0; 2028: 0; 2029: 0; 2030: 2.4163; 2031: 0; 2032: 0; 2033: 63.9583; 2034: 0; 2035: 0; 2036: 0; 2039: 0; 2040: 0.0010853
2018-08-06 20:00 | 8 | 19 | 2 | 1 | 0 | 0 | 1.0974 | 2.1948 | 0 | 20.3125 | 10.5647 | 17.0341 | 17.0341 | 44.5814 | 0 | 0 | 2024: 44.5814; 2025: 0; 2026: 0; 2027: 0; 2028: 0; 2029: 0; 2030: 2.1948; 2031: 0; 2032: 0; 2033: 44.5814; 2034: 0; 2035: 0; 2036: 0; 2039: 0; 2040: 0
2018-08-06 21:00 | 8 | 20 | 2 | 1 | 0 | 0 | 0.9504 | 1.9008 | 0 | 20.3125 | 10.5647 | 17.0341 | 17.0341 | 38.6098 | 0 | 0 | 2024: 38.6098; 2025: 0; 2026: 0; 2027: 0; 2028: 0; 2029: 0; 2030: 1.9008; 2031: 0; 2032: 0; 2033: 38.6098; 2034: 0; 2035: 0; 2036: 0; 2039: 0; 2040: 0
2018-08-06 22:00 | 8 | 21 | 2 | 1 | 0 | 0 | 0.73855 | 1.4771 | 0 | 20.3125 | 10.5647 | 17.0341 | 17.0341 | 30.0034 | 0 | 0 | 2024: 30.0034; 2025: 0; 2026: 0; 2027: 0; 2028: 0; 2029: 0; 2030: 1.4771; 2031: 0; 2032: 0; 2033: 30.0034; 2034: 0; 2035: 0; 2036: 0; 2039: 0; 2040: 0
2018-08-06 23:00 | 8 | 22 | 2 | 1 | 0 | 0 | 0.5623 | 1.1246 | 0 | 20.3125 | 10.5647 | 17.0341 | 17.0341 | 22.8434 | 0 | 0 | 2024: 22.8434; 2025: 0; 2026: 0; 2027: 0; 2028: 0; 2029: 0; 2030: 1.1246; 2031: 0; 2032: 0; 2033: 22.8434; 2034: 0; 2035: 0; 2036: 0; 2039: 0; 2040: 0
2018-08-07 | 8 | 23 | 2 | 1 | 0 | 0 | 0.47662 | 0.95325 | 0 | 20.3125 | 10.5647 | 17.0341 | 17.0341 | 19.3628 | 0 | 0 | 2024: 19.3628; 2025: 0; 2026: 0; 2027: 0; 2028: 0; 2029: 0; 2030: 0.95325; 2031: 0; 2032: 0; 2033: 19.3628; 2034: 0; 2035: 0; 2036: 0; 2039: 0; 2040: 0
2018-08-07 01:00 | 8 | 0 | 3 | 1 | 0 | 0 | 0.43152 | 0.86304 | 0 | 20.3125 | 10.5647 | 17.0341 | 17.0341 | 17.5305 | 0 | 0 | 2024: 17.5305; 2025: 0; 2026: 0; 2027: 0; 2028: 0; 2029: 0; 2030: 0.86304; 2031: 0; 2032: 0; 2033: 17.5305; 2034: 0; 2035: 0; 2036: 0; 2039: 0; 2040: 0
2018-08-07 02:00 | 8 | 1 | 3 | 1 | 0 | 0 | 0.43057 | 0.86113 | 0 | 20.3125 | 10.5647 | 17.0341 | 17.0341 | 17.4918 | 0 | 0 | 2024: 17.4918; 2025: 0; 2026: 0; 2027: 0; 2028: 0; 2029: 0; 2030: 0.86113; 2031: 0; 2032: 0; 2033: 17.4918; 2034: 0; 2035: 0; 2036: 0; 2039: 0; 2040: 0
2018-08-07 03:00 | 8 | 2 | 3 | 1 | 0 | 0 | 0.4445 | 0.889 | 0 | 20.3125 | 10.5647 | 17.0341 | 17.0341 | 18.0578 | 0 | 0 | 2024: 18.0578; 2025: 0; 2026: 0; 2027: 0; 2028: 0; 2029: 0; 2030: 0.889; 2031: 0; 2032: 0; 2033: 18.0578; 2034: 0; 2035: 0; 2036: 0; 2039: 0; 2040: 0
2018-08-07 04:00 | 8 | 3 | 3 | 1 | 0 | 0 | 0.47347 | 0.94694 | 0 | 20.3125 | 10.5647 | 17.0341 | 17.0341 | 19.2347 | 0 | 0 | 2024: 19.2347; 2025: 0; 2026: 0; 2027: 0; 2028: 0; 2029: 0; 2030: 0.94694; 2031: 0; 2032: 0; 2033: 19.2347; 2034: 0; 2035: 0; 2036: 0; 2039: 0; 2040: 0
2018-08-07 05:00 | 8 | 4 | 3 | 1 | 0 | 0 | 0.62156 | 1.2431 | 0 | 20.3125 | 10.5647 | 17.0341 | 17.0341 | 25.2507 | 0 | 0 | 2024: 25.2507; 2025: 0; 2026: 0; 2027: 0; 2028: 0; 2029: 0; 2030: 1.2431; 2031: 0; 2032: 0; 2033: 25.2507; 2034: 0; 2035: 0; 2036: 0; 2039: 0; 2040: 0
2018-08-07 06:00 | 8 | 5 | 3 | 1 | 0 | 0.021467 | 0.75469 | 1.5094 | 0.17174 | 20.3125 | 10.5647 | 17.0341 | 17.0341 | 30.6594 | 0.17174 | 0 | 2024: 27.171; 2025: 3.4884; 2026: 0; 2027: 2.9254; 2028: 0; 2029: 0; 2030: 1.3377; 2031: 0; 2032: 0; 2033: 27.171; 2034: 3.4884; 2035: 0; 2036: 2.9254; 2039: 0.021467; 2040: 0.038592
2018-08-07 07:00 | 8 | 6 | 3 | 1 | 0 | 0.089369 | 0.79702 | 1.594 | 0.71495 | 20.3125 | 10.5647 | 17.0341 | 17.0341 | 32.379 | 0.71495 | 0 | 2024: 17.8566; 2025: 14.5224; 2026: 0; 2027: 12.1786; 2028: 0; 2029: 0; 2030: 0.87909; 2031: 0; 2032: 0; 2033: 17.8566; 2034: 14.5224; 2035: 0; 2036: 12.1786; 2039: 0.089369; 2040: 0.18507
2018-08-07 08:00 | 8 | 7 | 3 | 1 | 0 | 0.21047 | 0.84039 | 1.6808 | 1.6838 | 20.3125 | 10.5647 | 17.0341 | 17.0341 | 34.141 | 1.6808 | 0.0029729 | 2024: 0; 2025: 34.141; 2026: 0.031408; 2027: 28.6814; 2028: 0.0029729; 2029: 0.0029729; 2030: 0; 2031: 0; 2032: 0; 2033: 0; 2034: 34.141; 2035: 0; 2036: 28.6814; 2039: 0.21047; 2040: 0.32385
2018-08-07 09:00 | 8 | 8 | 3 | 1 | 0 | 0.26979 | 0.90505 | 1.8101 | 2.1583 | 20.3125 | 10.5647 | 17.0341 | 17.0341 | 36.7676 | 1.8101 | 0.34821 | 2024: 0; 2025: 36.7676; 2026: 3.6788; 2027: 36.765; 2028: 0.34821; 2029: 0.35119; 2030: 0; 2031: 0; 2032: 0; 2033: 0; 2034: 36.7676; 2035: 0; 2036: 36.765; 2039: 0.26979; 2040: 0.47993
2018-08-07 10:00 | 8 | 9 | 3 | 1 | 0 | 0.32868 | 1.026 | 2.0521 | 2.6295 | 20.3125 | 10.5647 | 17.0341 | 17.0341 | 41.6823 | 2.0521 | 0.57742 | 2024: 0; 2025: 41.6823; 2026: 6.1003; 2027: 44.7908; 2028: 0.57742; 2029: 0.9286; 2030: 0; 2031: 0; 2032: 0; 2033: 0; 2034: 41.6823; 2035: 0; 2036: 44.7908; 2039: 0.32868; 2040: 0.38267
2018-08-07 11:00 | 8 | 10 | 3 | 1 | 0 | 0.30192 | 1.1266 | 2.2532 | 2.4154 | 20.3125 | 10.5647 | 17.0341 | 17.0341 | 45.768 | 2.2532 | 0.16217 | 2024: 0; 2025: 45.768; 2026: 1.7132; 2027: 41.1436; 2028: 0.16217; 2029: 1.0908; 2030: 0; 2031: 0; 2032: 0; 2033: 0; 2034: 45.768; 2035: 0; 2036: 41.1436; 2039: 0.30192; 2040: 0.5495
2018-08-07 12:00 | 8 | 11 | 3 | 1 | 0 | 0.28342 | 1.1221 | 2.2441 | 2.2674 | 20.3125 | 10.5647 | 17.0341 | 17.0341 | 45.5839 | 2.2441 | 0.02323 | 2024: 0; 2025: 45.5839; 2026: 0.24541; 2027: 38.6225; 2028: 0.02323; 2029: 1.114; 2030: 0; 2031: 0; 2032: 0; 2033: 0; 2034: 45.5839; 2035: 0; 2036: 38.6225; 2039: 0.28342; 2040: 0.49531
2018-08-07 13:00 | 8 | 12 | 3 | 1 | 0 | 0.44266 | 1.1345 | 2.2689 | 3.5413 | 20.3125 | 10.5647 | 17.0341 | 17.0341 | 46.0874 | 2.2689 | 1.2723 | 2024: 0; 2025: 46.0874; 2026: 13.442; 2027: 60.3224; 2028: 1.2723; 2029: 2.3863; 2030: 0; 2031: 0; 2032: 0; 2033: 0; 2034: 46.0874; 2035: 0; 2036: 60.3224; 2039: 0.44266; 2040: 0.55185
2018-08-07 14:00 | 8 | 13 | 3 | 1 | 0 | 0.3712 | 1.2016 | 2.4032 | 2.9696 | 20.3125 | 10.5647 | 17.0341 | 17.0341 | 48.8148 | 2.4032 | 0.5664 | 2024: 0; 2025: 48.8148; 2026: 5.9839; 2027: 50.5845; 2028: 0.5664; 2029: 2.9527; 2030: 0; 2031: 0; 2032: 0; 2033: 0; 2034: 48.8148; 2035: 0; 2036: 50.5845; 2039: 0.3712; 2040: 0.55995
2018-08-07 15:00 | 8 | 14 | 3 | 1 | 0 | 0.39385 | 1.359 | 2.7179 | 3.1508 | 20.3125 | 10.5647 | 17.0341 | 17.0341 | 55.2077 | 2.7179 | 0.43291 | 2024: 0; 2025: 55.2077; 2026: 4.5736; 2027: 53.6716; 2028: 0.43291; 2029: 3.3857; 2030: 0; 2031: 0; 2032: 0; 2033: 0; 2034: 55.2077; 2035: 0; 2036: 53.6716; 2039: 0.39385; 2040: 0.41335
2018-08-07 16:00 | 8 | 15 | 3 | 1 | 1 | 0.31682 | 1.4775 | 2.9551 | 2.5346 | 26.4696 | 16.7219 | 17.0341 | 17.0341 | 78.2203 | 2.5346 | 0 | 2024: 11.1314; 2025: 67.0889; 2026: 0; 2027: 43.1741; 2028: 0; 2029: 3.3857; 2030: 0.42053; 2031: 0.42053; 2032: 0; 2033: 0; 2034: 78.2203; 2035: 0; 2036: 43.1741; 2039: 0.31682; 2040: 0.3752
2018-08-07 17:00 | 8 | 16 | 3 | 1 | 1 | 0.19386 | 1.5372 | 3.0745 | 1.5509 | 26.4696 | 16.7219 | 17.0341 | 17.0341 | 81.3797 | 1.5509 | 0 | 2024: 40.328; 2025: 41.0517; 2026: 0; 2027: 26.4182; 2028: 0; 2029: 2.9286; 2030: 1.5236; 2031: 1.5236; 2032: 0; 2033: 0; 2034: 81.3797; 2035: 0; 2036: 26.4182; 2039: 0.19386; 2040: 0.19055
2018-08-07 18:00 | 8 | 17 | 3 | 1 | 1 | 0.053388 | 1.5082 | 3.0163 | 0.42711 | 26.4696 | 16.7219 | 17.0341 | 17.0341 | 79.841 | 0.42711 | 0 | 2024: 68.5356; 2025: 11.3054; 2026: 0; 2027: 7.2754; 2028: 0; 2029: 1.2725; 2030: 2.5892; 2031: 1.1707; 2032: 0; 2033: 37.5472; 2034: 42.2937; 2035: 0; 2036: 7.2754; 2039: 0.053388; 2040: 0.074103
2018-08-07 19:00 | 8 | 18 | 3 | 1 | 1 | 0 | 1.3737 | 2.7474 | 0 | 26.4696 | 16.7219 | 17.0341 | 17.0341 | 72.7234 | 0 | 0 | 2024: 72.7234; 2025: 0; 2026: 0; 2027: 0; 2028: 0; 2029: 0; 2030: 2.7474; 2031: 0; 2032: 0; 2033: 72.7234; 2034: 0; 2035: 0; 2036: 0; 2039: 0; 2040: 0.0021447
2018-08-07 20:00 | 8 | 19 | 3 | 1 | 0 | 0 | 1.2999 | 2.5998 | 0 | 20.3125 | 10.5647 | 17.0341 | 17.0341 | 52.8092 | 0 | 0 | 2024: 52.8092; 2025: 0; 2026: 0; 2027: 0; 2028: 0; 2029: 0; 2030: 2.5998; 2031: 0; 2032: 0; 2033: 52.8092; 2034: 0; 2035: 0; 2036: 0; 2039: 0; 2040: 0
2018-08-07 21:00 | 8 | 20 | 3 | 1 | 0 | 0 | 1.0545 | 2.109 | 0 | 20.3125 | 10.5647 | 17.0341 | 17.0341 | 42.8384 | 0 | 0 | 2024: 42.8384; 2025: 0; 2026: 0; 2027: 0; 2028: 0; 2029: 0; 2030: 2.109; 2031: 0; 2032: 0; 2033: 42.8384; 2034: 0; 2035: 0; 2036: 0; 2039: 0; 2040: 0
2018-08-07 22:00 | 8 | 21 | 3 | 1 | 0 | 0 | 0.78314 | 1.5663 | 0 | 20.3125 | 10.5647 | 17.0341 | 17.0341 | 31.8151 | 0 | 0 | 2024: 31.8151; 2025: 0; 2026: 0; 2027: 0; 2028: 0; 2029: 0; 2030: 1.5663; 2031: 0; 2032: 0; 2033: 31.8151; 2034: 0; 2035: 0; 2036: 0; 2039: 0; 2040: 0
2018-08-07 23:00 | 8 | 22 | 3 | 1 | 0 | 0 | 0.61736 | 1.2347 | 0 | 20.3125 | 10.5647 | 17.0341 | 17.0341 | 25.0804 | 0 | 0 | 2024: 25.0804; 2025: 0; 2026: 0; 2027: 0; 2028: 0; 2029: 0; 2030: 1.2347; 2031: 0; 2032: 0; 2033: 25.0804; 2034: 0; 2035: 0; 2036: 0; 2039: 0; 2040: 0
2018-08-08 | 8 | 23 | 3 | 1 | 0 | 0 | 0.4945 | 0.989 | 0 | 20.3125 | 10.5647 | 17.0341 | 17.0341 | 20.089 | 0 | 0 | 2024: 20.089; 2025: 0; 2026: 0; 2027: 0; 2028: 0; 2029: 0; 2030: 0.989; 2031: 0; 2032: 0; 2033: 20.089; 2034: 0; 2035: 0; 2036: 0; 2039: 0; 2040: 0
2018-08-08 01:00 | 8 | 0 | 4 | 1 | 0 | 0 | 0.43295 | 0.8659 | 0 | 20.3125 | 10.5647 | 17.0341 | 17.0341 | 17.5886 | 0 | 0 | 2024: 17.5886; 2025: 0; 2026: 0; 2027: 0; 2028: 0; 2029: 0; 2030: 0.8659; 2031: 0; 2032: 0; 2033: 17.5886; 2034: 0; 2035: 0; 2036: 0; 2039: 0; 2040: 0
2018-08-08 02:00 | 8 | 1 | 4 | 1 | 0 | 0 | 0.4343 | 0.8686 | 0 | 20.3125 | 10.5647 | 17.0341 | 17.0341 | 17.6435 | 0 | 0 | 2024: 17.6435; 2025: 0; 2026: 0; 2027: 0; 2028: 0; 2029: 0; 2030: 0.8686; 2031: 0; 2032: 0; 2033: 17.6435; 2034: 0; 2035: 0; 2036: 0; 2039: 0; 2040: 0
2018-08-08 03:00 | 8 | 2 | 4 | 1 | 0 | 0 | 0.4321 | 0.86419 | 0 | 20.3125 | 10.5647 | 17.0341 | 17.0341 | 17.5539 | 0 | 0 | 2024: 17.5539; 2025: 0; 2026: 0; 2027: 0; 2028: 0; 2029: 0; 2030: 0.86419; 2031: 0; 2032: 0; 2033: 17.5539; 2034: 0; 2035: 0; 2036: 0; 2039: 0; 2040: 0
2018-08-08 04:00 | 8 | 3 | 4 | 1 | 0 | 0 | 0.47731 | 0.95462 | 0 | 20.3125 | 10.5647 | 17.0341 | 17.0341 | 19.3907 | 0 | 0 | 2024: 19.3907; 2025: 0; 2026: 0; 2027: 0; 2028: 0; 2029: 0; 2030: 0.95462; 2031: 0; 2032: 0; 2033: 19.3907; 2034: 0; 2035: 0; 2036: 0; 2039: 0; 2040: 0
2018-08-08 05:00 | 8 | 4 | 4 | 1 | 0 | 0 | 0.59832 | 1.1966 | 0 | 20.3125 | 10.5647 | 17.0341 | 17.0341 | 24.3068 | 0 | 0 | 2024: 24.3068; 2025: 0; 2026: 0; 2027: 0; 2028: 0; 2029: 0; 2030: 1.1966; 2031: 0; 2032: 0; 2033: 24.3068; 2034: 0; 2035: 0; 2036: 0; 2039: 0; 2040: 0
2018-08-08 06:00 | 8 | 5 | 4 | 1 | 0 | 0.033111 | 0.71135 | 1.4227 | 0.26489 | 20.3125 | 10.5647 | 17.0341 | 17.0341 | 28.8985 | 0.26489 | 0 | 2024: 23.518; 2025: 5.3805; 2026: 0; 2027: 4.5121; 2028: 0; 2029: 0; 2030: 1.1578; 2031: 0; 2032: 0; 2033: 23.518; 2034: 5.3805; 2035: 0; 2036: 4.5121; 2039: 0.033111; 2040: 0.027657
2018-08-08 07:00 | 8 | 6 | 4 | 1 | 0 | 0.1597 | 0.76934 | 1.5387 | 1.2776 | 20.3125 | 10.5647 | 17.0341 | 17.0341 | 31.2543 | 1.2776 | 0 | 2024: 5.3024; 2025: 25.9519; 2026: 0; 2027: 21.7634; 2028: 0; 2029: 0; 2030: 0.26104; 2031: 0; 2032: 0; 2033: 5.3024; 2034: 25.9519; 2035: 0; 2036: 21.7634; 2039: 0.1597; 2040: 0.089754
2018-08-08 08:00 | 8 | 7 | 4 | 1 | 0 | 0.32101 | 0.76625 | 1.5325 | 2.5681 | 20.3125 | 10.5647 | 17.0341 | 17.0341 | 31.1289 | 1.5325 | 1.0356 | 2024: 0; 2025: 31.1289; 2026: 10.9405; 2027: 43.7449; 2028: 1.0356; 2029: 1.0356; 2030: 0; 2031: 0; 2032: 0; 2033: 0; 2034: 31.1289; 2035: 0; 2036: 43.7449; 2039: 0.32101; 2040: 0.21123
2018-08-08 09:00 | 8 | 8 | 4 | 1 | 0 | 0.28717 | 0.83123 | 1.6625 | 2.2974 | 20.3125 | 10.5647 | 17.0341 | 17.0341 | 33.7689 | 1.6625 | 0.63492 | 2024: 0; 2025: 33.7689; 2026: 6.7077; 2027: 39.134; 2028: 0.63492; 2029: 1.6705; 2030: 0; 2031: 0; 2032: 0; 2033: 0; 2034: 33.7689; 2035: 0; 2036: 39.134; 2039: 0.28717; 2040: 0.3938
2018-08-08 10:00 | 8 | 9 | 4 | 1 | 0 | 0.33473 | 0.90939 | 1.8188 | 2.6778 | 20.3125 | 10.5647 | 17.0341 | 17.0341 | 36.9441 | 1.8188 | 0.85905 | 2024: 0; 2025: 36.9441; 2026: 9.0756; 2027: 45.6146; 2028: 0.85905; 2029: 2.5295; 2030: 0; 2031: 0; 2032: 0; 2033: 0; 2034: 36.9441; 2035: 0; 2036: 45.6146; 2039: 0.33473; 2040: 0.33608
2018-08-08 11:00 | 8 | 10 | 4 | 1 | 0 | 0.61918 | 0.96834 | 1.9367 | 4.9534 | 20.3125 | 10.5647 | 17.0341 | 17.0341 | 39.339 | 1.9367 | 3.0167 | 2024: 0; 2025: 39.339; 2026: 31.8707; 2027: 84.3769; 2028: 3.0167; 2029: 5.5462; 2030: 0; 2031: 0; 2032: 0; 2033: 0; 2034: 39.339; 2035: 0; 2036: 84.3769; 2039: 0.61918; 2040: 0.50593
2018-08-08 12:00 | 8 | 11 | 4 | 1 | 0 | 0.64535 | 1.0523 | 2.1046 | 5.1628 | 20.3125 | 10.5647 | 17.0341 | 17.0341 | 42.7499 | 2.1046 | 3.0582 | 2024: 0; 2025: 42.7499; 2026: 32.3088; 2027: 87.9436; 2028: 3.0582; 2029: 8.6044; 2030: 0; 2031: 0; 2032: 0; 2033: 0; 2034: 42.7499; 2035: 0; 2036: 87.9436; 2039: 0.64535; 2040: 0.41528
2018-08-08 13:00 | 8 | 12 | 4 | 1 | 0 | 0.63113 | 1.2001 | 2.4002 | 5.049 | 20.3125 | 10.5647 | 17.0341 | 17.0341 | 48.7548 | 2.4002 | 2.6488 | 2024: 0; 2025: 48.7548; 2026: 27.9835; 2027: 86.0054; 2028: 2.6488; 2029: 11.2532; 2030: 0; 2031: 0; 2032: 0; 2033: 0; 2034: 48.7548; 2035: 0; 2036: 86.0054; 2039: 0.63113; 2040: 0.2708
2018-08-08 14:00 | 8 | 13 | 4 | 1 | 0 | 0.57767 | 1.3526 | 2.7052 | 4.6213 | 20.3125 | 10.5647 | 17.0341 | 17.0341 | 54.9489 | 2.7052 | 1.9162 | 2024: 0; 2025: 54.9489; 2026: 20.2438; 2027: 78.7206; 2028: 1.2468; 2029: 12.5; 2030: 0; 2031: 0; 2032: 0.66935; 2033: 0; 2034: 54.9489; 2035: 7.0715; 2036: 78.7206; 2039: 0.57767; 2040: 0.34127
2018-08-08 15:00 | 8 | 14 | 4 | 1 | 0 | 0.22358 | 1.5135 | 3.027 | 1.7886 | 20.3125 | 10.5647 | 17.0341 | 17.0341 | 61.4851 | 1.7886 | 0 | 2024: 25.1538; 2025: 36.3313; 2026: 0; 2027: 30.4675; 2028: 0; 2029: 12.5; 2030: 1.2383; 2031: 1.2383; 2032: 0; 2033: 0; 2034: 61.4851; 2035: 0; 2036: 30.4675; 2039: 0.22358; 2040: 0.27159
2018-08-08 16:00 | 8 | 15 | 4 | 1 | 1 | 0.31493 | 1.6928 | 3.3856 | 2.5194 | 26.4696 | 16.7219 | 17.0341 | 17.0341 | 89.6144 | 2.5194 | 0 | 2024: 22.9263; 2025: 66.6881; 2026: 0; 2027: 42.9161; 2028: 0; 2029: 11.154; 2030: 0.86614; 2031: 0.86614; 2032: 0; 2033: 0; 2034: 89.6144; 2035: 0; 2036: 42.9161; 2039: 0.31493; 2040: 0.21804
2018-08-08 17:00 | 8 | 16 | 4 | 1 | 1 | 0.1414 | 1.748 | 3.4959 | 1.1312 | 26.4696 | 16.7219 | 17.0341 | 17.0341 | 92.5363 | 1.1312 | 0 | 2024: 62.5934; 2025: 29.9429; 2026: 0; 2027: 19.2693; 2028: 0; 2029: 10.2125; 2030: 2.3647; 2031: 2.3647; 2032: 0; 2033: 0; 2034: 92.5363; 2035: 0; 2036: 19.2693; 2039: 0.1414; 2040: 0.1435
2018-08-08 18:00 | 8 | 17 | 4 | 1 | 1 | 0.057433 | 1.6788 | 3.3577 | 0.45946 | 26.4696 | 16.7219 | 17.0341 | 17.0341 | 88.8771 | 0.45946 | 0 | 2024: 76.7152; 2025: 12.1619; 2026: 0; 2027: 7.8266; 2028: 0; 2029: 7.6422; 2030: 2.8982; 2031: 2.8982; 2032: 0; 2033: 0; 2034: 88.8771; 2035: 0; 2036: 7.8266; 2039: 0.057433; 2040: 0.065249
2018-08-08 19:00 | 8 | 18 | 4 | 1 | 1 | 0.0015649 | 1.5383 | 3.0766 | 0.012519 | 26.4696 | 16.7219 | 17.0341 | 17.0341 | 81.4362 | 0.012519 | 0 | 2024: 81.1049; 2025: 0.33138; 2026: 0; 2027: 0.21325; 2028: 0; 2029: 4.4919; 2030: 3.0641; 2031: 3.0641; 2032: 0; 2033: 0; 2034: 81.4362; 2035: 0; 2036: 0.21325; 2039: 0.0015649; 2040: 0.0010153
2018-08-08 20:00 | 8 | 19 | 4 | 1 | 0 | 0 | 1.3862 | 2.7723 | 0 | 20.3125 | 10.5647 | 17.0341 | 17.0341 | 56.3131 | 0 | 0 | 2024: 56.3131; 2025: 0; 2026: 0; 2027: 0; 2028: 0; 2029: 1.1614; 2030: 2.7723; 2031: 1.0685; 2032: 0; 2033: 34.6093; 2034: 21.7038; 2035: 0; 2036: 0; 2039: 0; 2040: 0
2018-08-08 21:00 | 8 | 20 | 4 | 1 | 0 | 0 | 0.99814 | 1.9963 | 0 | 20.3125 | 10.5647 | 17.0341 | 17.0341 | 40.5494 | 0 | 0 | 2024: 40.5494; 2025: 0; 2026: 0; 2027: 0; 2028: 0; 2029: 0; 2030: 1.9963; 2031: 0; 2032: 0; 2033: 40.5494; 2034: 0; 2035: 0; 2036: 0; 2039: 0; 2040: 0
2018-08-08 22:00 | 8 | 21 | 4 | 1 | 0 | 0 | 0.79165 | 1.5833 | 0 | 20.3125 | 10.5647 | 17.0341 | 17.0341 | 32.1606 | 0 | 0 | 2024: 32.1606; 2025: 0; 2026: 0; 2027: 0; 2028: 0; 2029: 0; 2030: 1.5833; 2031: 0; 2032: 0; 2033: 32.1606; 2034: 0; 2035: 0; 2036: 0; 2039: 0; 2040: 0
2018-08-08 23:00 | 8 | 22 | 4 | 1 | 0 | 0 | 0.65578 | 1.3116 | 0 | 20.3125 | 10.5647 | 17.0341 | 17.0341 | 26.641 | 0 | 0 | 2024: 26.641; 2025: 0; 2026: 0; 2027: 0; 2028: 0; 2029: 0; 2030: 1.3116; 2031: 0; 2032: 0; 2033: 26.641; 2034: 0; 2035: 0; 2036: 0; 2039: 0; 2040: 0
2018-08-09 | 8 | 23 | 4 | 1 | 0 | 0 | 0.52621 | 1.0524 | 0 | 20.3125 | 10.5647 | 17.0341 | 17.0341 | 21.3774 | 0 | 0 | 2024: 21.3774; 2025: 0; 2026: 0; 2027: 0; 2028: 0; 2029: 0; 2030: 1.0524; 2031: 0; 2032: 0; 2033: 21.3774; 2034: 0; 2035: 0; 2036: 0; 2039: 0; 2040: 0
2018-08-09 01:00 | 8 | 0 | 5 | 1 | 0 | 0 | 0.46335 | 0.9267 | 0 | 20.3125 | 10.5647 | 17.0341 | 17.0341 | 18.8236 | 0 | 0 | 2024: 18.8236; 2025: 0; 2026: 0; 2027: 0; 2028: 0; 2029: 0; 2030: 0.9267; 2031: 0; 2032: 0; 2033: 18.8236; 2034: 0; 2035: 0; 2036: 0; 2039: 0; 2040: 0
2018-08-09 02:00 | 8 | 1 | 5 | 1 | 0 | 0 | 0.43678 | 0.87356 | 0 | 20.3125 | 10.5647 | 17.0341 | 17.0341 | 17.7443 | 0 | 0 | 2024: 17.7443; 2025: 0; 2026: 0; 2027: 0; 2028: 0; 2029: 0; 2030: 0.87356; 2031: 0; 2032: 0; 2033: 17.7443; 2034: 0; 2035: 0; 2036: 0; 2039: 0; 2040: 0
2018-08-09 03:00 | 8 | 2 | 5 | 1 | 0 | 0 | 0.44408 | 0.88815 | 0 | 20.3125 | 10.5647 | 17.0341 | 17.0341 | 18.0406 | 0 | 0 | 2024: 18.0406; 2025: 0; 2026: 0; 2027: 0; 2028: 0; 2029: 0; 2030: 0.88815; 2031: 0; 2032: 0; 2033: 18.0406; 2034: 0; 2035: 0; 2036: 0; 2039: 0; 2040: 0
2018-08-09 04:00 | 8 | 3 | 5 | 1 | 0 | 0 | 0.49155 | 0.98311 | 0 | 20.3125 | 10.5647 | 17.0341 | 17.0341 | 19.9694 | 0 | 0 | 2024: 19.9694; 2025: 0; 2026: 0; 2027: 0; 2028: 0; 2029: 0; 2030: 0.98311; 2031: 0; 2032: 0; 2033: 19.9694; 2034: 0; 2035: 0; 2036: 0; 2039: 0; 2040: 0
2018-08-09 05:00 | 8 | 4 | 5 | 1 | 0 | 0 | 0.63688 | 1.2738 | 0 | 20.3125 | 10.5647 | 17.0341 | 17.0341 | 25.8734 | 0 | 0 | 2024: 25.8734; 2025: 0; 2026: 0; 2027: 0; 2028: 0; 2029: 0; 2030: 1.2738; 2031: 0; 2032: 0; 2033: 25.8734; 2034: 0; 2035: 0; 2036: 0; 2039: 0; 2040: 0
2018-08-09 06:00 | 8 | 5 | 5 | 1 | 0 | 0.033389 | 0.71455 | 1.4291 | 0.26712 | 20.3125 | 10.5647 | 17.0341 | 17.0341 | 29.0285 | 0.26712 | 0 | 2024: 23.6028; 2025: 5.4258; 2026: 0; 2027: 4.5501; 2028: 0; 2029: 0; 2030: 1.162; 2031: 0; 2032: 0; 2033: 23.6028; 2034: 5.4258; 2035: 0; 2036: 4.5501; 2039: 0.033389; 2040: 0.034196
2018-08-09 07:00 | 8 | 6 | 5 | 1 | 0 | 0.15429 | 0.82012 | 1.6402 | 1.2343 | 20.3125 | 10.5647 | 17.0341 | 17.0341 | 33.3176 | 1.2343 | 0 | 2024: 8.2453; 2025: 25.0723; 2026: 0; 2027: 21.0257; 2028: 0; 2029: 0; 2030: 0.40592; 2031: 0; 2032: 0; 2033: 8.2453; 2034: 25.0723; 2035: 0; 2036: 21.0257; 2039: 0.15429; 2040: 0.18131
2018-08-09 08:00 | 8 | 7 | 5 | 1 | 0 | 0.15756 | 0.84117 | 1.6823 | 1.2605 | 20.3125 | 10.5647 | 17.0341 | 17.0341 | 34.1724 | 1.2605 | 0 | 2024: 8.5683; 2025: 25.6042; 2026: 0; 2027: 21.4717; 2028: 0; 2029: 0; 2030: 0.42182; 2031: 0; 2032: 0; 2033: 8.5683; 2034: 25.6042; 2035: 0; 2036: 21.4717; 2039: 0.15756; 2040: 0.34732
2018-08-09 09:00 | 8 | 8 | 5 | 1 | 0 | 0.4335 | 0.94866 | 1.8973 | 3.468 | 20.3125 | 10.5647 | 17.0341 | 17.0341 | 38.5392 | 1.8973 | 1.5707 | 2024: 0; 2025: 38.5392; 2026: 16.5935; 2027: 59.0739; 2028: 1.5707; 2029: 1.5707; 2030: 0; 2031: 0; 2032: 0; 2033: 0; 2034: 38.5392; 2035: 0; 2036: 59.0739; 2039: 0.4335; 2040: 0.39159
2018-08-09 10:00 | 8 | 9 | 5 | 1 | 0 | 0.52629 | 1.0454 | 2.0908 | 4.2103 | 20.3125 | 10.5647 | 17.0341 | 17.0341 | 42.4698 | 2.0908 | 2.1195 | 2024: 0; 2025: 42.4698; 2026: 22.3922; 2027: 71.7196; 2028: 2.1195; 2029: 3.6902; 2030: 0; 2031: 0; 2032: 0; 2033: 0; 2034: 42.4698; 2035: 0; 2036: 71.7196; 2039: 0.52629; 2040: 0.52501
2018-08-09 11:00 | 8 | 10 | 5 | 1 | 0 | 0.58503 | 1.1033 | 2.2066 | 4.6802 | 20.3125 | 10.5647 | 17.0341 | 17.0341 | 44.8209 | 2.2066 | 2.4737 | 2024: 0; 2025: 44.8209; 2026: 26.1338; 2027: 79.724; 2028: 2.4737; 2029: 6.1639; 2030: 0; 2031: 0; 2032: 0; 2033: 0; 2034: 44.8209; 2035: 0; 2036: 79.724; 2039: 0.58503; 2040: 0.6178
2018-08-09 12:00 | 8 | 11 | 5 | 1 | 0 | 0.60783 | 1.2378 | 2.4755 | 4.8626 | 20.3125 | 10.5647 | 17.0341 | 17.0341 | 50.2843 | 2.4755 | 2.3871 | 2024: 0; 2025: 50.2843; 2026: 25.2189; 2027: 82.8305; 2028: 2.3871; 2029: 8.5509; 2030: 0; 2031: 0; 2032: 0; 2033: 0; 2034: 50.2843; 2035: 0; 2036: 82.8305; 2039: 0.60783; 2040: 0.6125
2018-08-09 13:00 | 8 | 12 | 5 | 1 | 0 | 0.35399 | 1.3535 | 2.707 | 2.8319 | 20.3125 | 10.5647 | 17.0341 | 17.0341 | 54.9852 | 2.707 | 0.12494 | 2024: 0; 2025: 54.9852; 2026: 1.3199; 2027: 48.2391; 2028: 0.12494; 2029: 8.6759; 2030: 0; 2031: 0; 2032: 0; 2033: 0; 2034: 54.9852; 2035: 0; 2036: 48.2391; 2039: 0.35399; 2040: 0.5382
2018-08-09 14:00 | 8 | 13 | 5 | 1 | 0 | 0.43222 | 1.5388 | 3.0776 | 3.4578 | 20.3125 | 10.5647 | 17.0341 | 17.0341 | 62.5143 | 3.0776 | 0.38015 | 2024: 0; 2025: 62.5143; 2026: 4.0162; 2027: 58.9003; 2028: 0.38015; 2029: 9.056; 2030: 0; 2031: 0; 2032: 0; 2033: 0; 2034: 62.5143; 2035: 0; 2036: 58.9003; 2039: 0.43222; 2040: 0.56813
2018-08-09 15:00 | 8 | 14 | 5 | 1 | 0 | 0.30868 | 1.7347 | 3.4695 | 2.4695 | 20.3125 | 10.5647 | 17.0341 | 17.0341 | 70.4736 | 2.4695 | 0 | 2024: 20.3128; 2025: 50.1608; 2026: 0; 2027: 42.0651; 2028: 0; 2029: 9.056; 2030: 1; 2031: 1; 2032: 0; 2033: 0; 2034: 70.4736; 2035: 0; 2036: 42.0651; 2039: 0.30868; 2040: 0.33237
2018-08-09 16:00 | 8 | 15 | 5 | 1 | 1 | 0.06859 | 1.8851 | 3.7702 | 0.54872 | 26.4696 | 16.7219 | 17.0341 | 17.0341 | 99.7948 | 0.54872 | 0 | 2024: 85.2703; 2025: 14.5245; 2026: 0; 2027: 9.347; 2028: 0; 2029: 7.969; 2030: 3.2214; 2031: 3.2214; 2032: 0; 2033: 0; 2034: 99.7948; 2035: 0; 2036: 9.347; 2039: 0.06859; 2040: 0.20464
2018-08-09 17:00 | 8 | 16 | 5 | 1 | 1 | 0.059296 | 1.9305 | 3.861 | 0.47437 | 26.4696 | 16.7219 | 17.0341 | 17.0341 | 102.2005 | 0.47437 | 0 | 2024: 89.6442; 2025: 12.5563; 2026: 0; 2027: 8.0804; 2028: 0; 2029: 4.4675; 2030: 3.3867; 2031: 3.3867; 2032: 0; 2033: 0; 2034: 102.2005; 2035: 0; 2036: 8.0804; 2039: 0.059296; 2040: 0.17673
2018-08-09 18:00 | 8 | 17 | 5 | 1 | 1 | 0.043802 | 1.8011 | 3.6023 | 0.35041 | 26.4696 | 16.7219 | 17.0341 | 17.0341 | 95.3511 | 0.35041 | 0 | 2024: 86.0758; 2025: 9.2753; 2026: 0; 2027: 5.969; 2028: 0; 2029: 0.78631; 2030: 3.2519; 2031: 0.72341; 2032: 0; 2033: 66.9275; 2034: 28.4236; 2035: 0; 2036: 5.969; 2039: 0.043802; 2040: 0.060374
2018-08-09 19:00 | 8 | 18 | 5 | 1 | 1 | 0 | 1.6147 | 3.2294 | 0 | 26.4696 | 16.7219 | 17.0341 | 17.0341 | 85.4805 | 0 | 0 | 2024: 85.4805; 2025: 0; 2026: 0; 2027: 0; 2028: 0; 2029: 0; 2030: 3.2294; 2031: 0; 2032: 0; 2033: 85.4805; 2034: 0; 2035: 0; 2036: 0; 2039: 0; 2040: 0.001337
2018-08-09 20:00 | 8 | 19 | 5 | 1 | 0 | 0 | 1.5467 | 3.0935 | 0 | 20.3125 | 10.5647 | 17.0341 | 17.0341 | 62.8364 | 0 | 0 | 2024: 62.8364; 2025: 0; 2026: 0; 2027: 0; 2028: 0; 2029: 0; 2030: 3.0935; 2031: 0; 2032: 0; 2033: 62.8364; 2034: 0; 2035: 0; 2036: 0; 2039: 0; 2040: 0
2018-08-09 21:00 | 8 | 20 | 5 | 1 | 0 | 0 | 1.1522 | 2.3044 | 0 | 20.3125 | 10.5647 | 17.0341 | 17.0341 | 46.808 | 0 | 0 | 2024: 46.808; 2025: 0; 2026: 0; 2027: 0; 2028: 0; 2029: 0; 2030: 2.3044; 2031: 0; 2032: 0; 2033: 46.808; 2034: 0; 2035: 0; 2036: 0; 2039: 0; 2040: 0
2018-08-09 22:00 | 8 | 21 | 5 | 1 | 0 | 0 | 0.81515 | 1.6303 | 0 | 20.3125 | 10.5647 | 17.0341 | 17.0341 | 33.1153 | 0 | 0 | 2024: 33.1153; 2025: 0; 2026: 0; 2027: 0; 2028: 0; 2029: 0; 2030: 1.6303; 2031: 0; 2032: 0; 2033: 33.1153; 2034: 0; 2035: 0; 2036: 0; 2039: 0; 2040: 0
2018-08-09 23:00 | 8 | 22 | 5 | 1 | 0 | 0 | 0.64736 | 1.2947 | 0 | 20.3125 | 10.5647 | 17.0341 | 17.0341 | 26.2991 | 0 | 0 | 2024: 26.2991; 2025: 0; 2026: 0; 2027: 0; 2028: 0; 2029: 0; 2030: 1.2947; 2031: 0; 2032: 0; 2033: 26.2991; 2034: 0; 2035: 0; 2036: 0; 2039: 0; 2040: 0
2018-08-10 | 8 | 23 | 5 | 1 | 0 | 0 | 0.54751 | 1.095 | 0 | 20.3125 | 10.5647 | 17.0341 | 17.0341 | 22.2425 | 0 | 0 | 2024: 22.2425; 2025: 0; 2026: 0; 2027: 0; 2028: 0; 2029: 0; 2030: 1.095; 2031: 0; 2032: 0; 2033: 22.2425; 2034: 0; 2035: 0; 2036: 0; 2039: 0; 2040: 0
2018-08-10 01:00 | 8 | 0 | 6 | 1 | 0 | 0 | 0.46735 | 0.93471 | 0 | 20.3125 | 10.5647 | 17.0341 | 17.0341 | 18.9863 | 0 | 0 | 2024: 18.9863; 2025: 0; 2026: 0; 2027: 0; 2028: 0; 2029: 0; 2030: 0.93471; 2031: 0; 2032: 0; 2033: 18.9863; 2034: 0; 2035: 0; 2036: 0; 2039: 0; 2040: 0
2018-08-10 02:00 | 8 | 1 | 6 | 1 | 0 | 0 | 0.44516 | 0.89032 | 0 | 20.3125 | 10.5647 | 17.0341 | 17.0341 | 18.0847 | 0 | 0 | 2024: 18.0847; 2025: 0; 2026: 0; 2027: 0; 2028: 0; 2029: 0; 2030: 0.89032; 2031: 0; 2032: 0; 2033: 18.0847; 2034: 0; 2035: 0; 2036: 0; 2039: 0; 2040: 0
2018-08-10 03:00 | 8 | 2 | 6 | 1 | 0 | 0 | 0.44176 | 0.88352 | 0 | 20.3125 | 10.5647 | 17.0341 | 17.0341 | 17.9465 | 0 | 0 | 2024: 17.9465; 2025: 0; 2026: 0; 2027: 0; 2028: 0; 2029: 0; 2030: 0.88352; 2031: 0; 2032: 0; 2033: 17.9465; 2034: 0; 2035: 0; 2036: 0; 2039: 0; 2040: 0
2018-08-10 04:00 | 8 | 3 | 6 | 1 | 0 | 0 | 0.48073 | 0.96146 | 0 | 20.3125 | 10.5647 | 17.0341 | 17.0341 | 19.5296 | 0 | 0 | 2024: 19.5296; 2025: 0; 2026: 0; 2027: 0; 2028: 0; 2029: 0; 2030: 0.96146; 2031: 0; 2032: 0; 2033: 19.5296; 2034: 0; 2035: 0; 2036: 0; 2039: 0; 2040: 0
2018-08-10 05:00 | 8 | 4 | 6 | 1 | 0 | 0 | 0.63038 | 1.2608 | 0 | 20.3125 | 10.5647 | 17.0341 | 17.0341 | 25.6093 | 0 | 0 | 2024: 25.6093; 2025: 0; 2026: 0; 2027: 0; 2028: 0; 2029: 0; 2030: 1.2608; 2031: 0; 2032: 0; 2033: 25.6093; 2034: 0; 2035: 0; 2036: 0; 2039: 0; 2040: 0
2018-08-10 06:00 | 8 | 5 | 6 | 1 | 0 | 0.023912 | 0.71325 | 1.4265 | 0.1913 | 20.3125 | 10.5647 | 17.0341 | 17.0341 | 28.9758 | 0.1913 | 0 | 2024: 25.09; 2025: 3.8857; 2026: 0; 2027: 3.2586; 2028: 0; 2029: 0; 2030: 1.2352; 2031: 0; 2032: 0; 2033: 25.09; 2034: 3.8857; 2035: 0; 2036: 3.2586; 2039: 0.023912; 2040: 0.028287
2018-08-10 07:00 | 8 | 6 | 6 | 1 | 0 | 0.16502 | 0.84581 | 1.6916 | 1.3201 | 20.3125 | 10.5647 | 17.0341 | 17.0341 | 34.3608 | 1.3201 | 0 | 2024: 7.5457; 2025: 26.8151; 2026: 0; 2027: 22.4873; 2028: 0; 2029: 0; 2030: 0.37148; 2031: 0; 2032: 0; 2033: 7.5457; 2034: 26.8151; 2035: 0; 2036: 22.4873; 2039: 0.16502; 2040: 0.15331
2018-08-10 08:00 | 8 | 7 | 6 | 1 | 0 | 0.33547 | 0.86165 | 1.7233 | 2.6838 | 20.3125 | 10.5647 | 17.0341 | 17.0341 | 35.0047 | 1.7233 | 0.96044 | 2024: 0; 2025: 35.0047; 2026: 10.1468; 2027: 45.7154; 2028: 0.96044; 2029: 0.96044; 2030: 0; 2031: 0; 2032: 0; 2033: 0; 2034: 35.0047; 2035: 0; 2036: 45.7154; 2039: 0.33547; 2040: 0.23778
2018-08-10 09:00 | 8 | 8 | 6 | 1 | 0 | 0.46688 | 0.98161 | 1.9632 | 3.735 | 20.3125 | 10.5647 | 17.0341 | 17.0341 | 39.8778 | 1.9632 | 1.7718 | 2024: 0; 2025: 39.8778; 2026: 18.7189; 2027: 63.6233; 2028: 1.7718; 2029: 2.7323; 2030: 0; 2031: 0; 2032: 0; 2033: 0; 2034: 39.8778; 2035: 0; 2036: 63.6233; 2039: 0.46688; 2040: 0.38412
2018-08-10 10:00 | 8 | 9 | 6 | 1 | 0 | 0.56158 | 1.1556 | 2.3112 | 4.4926 | 20.3125 | 10.5647 | 17.0341 | 17.0341 | 46.9458 | 2.3112 | 2.1814 | 2024: 0; 2025: 46.9458; 2026: 23.0463; 2027: 76.5279; 2028: 2.1814; 2029: 4.9137; 2030: 0; 2031: 0; 2032: 0; 2033: 0; 2034: 46.9458; 2035: 0; 2036: 76.5279; 2039: 0.56158; 2040: 0.46401
2018-08-10 11:00 | 8 | 10 | 6 | 1 | 0 | 0.53623 | 1.272 | 2.5441 | 4.2899 | 20.3125 | 10.5647 | 17.0341 | 17.0341 | 51.6766 | 2.5441 | 1.7458 | 2024: 0; 2025: 51.6766; 2026: 18.4438; 2027: 73.0742; 2028: 1.7458; 2029: 6.6595; 2030: 0; 2031: 0; 2032: 0; 2033: 0; 2034: 51.6766; 2035: 0; 2036: 73.0742; 2039: 0.53623; 2040: 0.48839
2018-08-10 12:00 | 8 | 11 | 6 | 1 | 0 | 0.24388 | 1.3851 | 2.7701 | 1.951 | 20.3125 | 10.5647 | 17.0341 | 17.0341 | 56.2686 | 1.951 | 0 | 2024: 16.6381; 2025: 39.6305; 2026: 0; 2027: 33.2343; 2028: 0; 2029: 6.6595; 2030: 0.81911; 2031: 0.81911; 2032: 0; 2033: 0; 2034: 56.2686; 2035: 0; 2036: 33.2343; 2039: 0.24388; 2040: 0.47327
2018-08-10 13:00 | 8 | 12 | 6 | 1 | 0 | 0.63216 | 1.5579 | 3.1158 | 5.0573 | 20.3125 | 10.5647 | 17.0341 | 17.0341 | 63.289 | 3.1158 | 1.9415 | 2024: 0; 2025: 63.289; 2026: 20.5116; 2027: 86.1464; 2028: 1.9415; 2029: 7.7107; 2030: 0; 2031: 0; 2032: 0; 2033: 0; 2034: 63.289; 2035: 0; 2036: 86.1464; 2039: 0.63216; 2040: 0.43546
2018-08-10 14:00 | 8 | 13 | 6 | 1 | 0 | 0.58045 | 1.7261 | 3.4521 | 4.6436 | 20.3125 | 10.5647 | 17.0341 | 17.0341 | 70.1216 | 3.4521 | 1.1915 | 2024: 0; 2025: 70.1216; 2026: 12.5875; 2027: 79.0998; 2028: 1.1915; 2029: 8.9021; 2030: 0; 2031: 0; 2032: 0; 2033: 0; 2034: 70.1216; 2035: 0; 2036: 79.0998; 2039: 0.58045; 2040: 0.4951
2018-08-10 15:00 | 8 | 14 | 6 | 1 | 0 | 0.48923 | 1.8931 | 3.7861 | 3.9138 | 20.3125 | 10.5647 | 17.0341 | 17.0341 | 76.9058 | 3.7861 | 0.1277 | 2024: 0; 2025: 76.9058; 2026: 1.3491; 2027: 66.6688; 2028: 0.1277; 2029: 9.0298; 2030: 0; 2031: 0; 2032: 0; 2033: 0; 2034: 76.9058; 2035: 0; 2036: 66.6688; 2039: 0.48923; 2040: 0.4407
2018-08-10 16:00 | 8 | 15 | 6 | 1 | 1 | 0.24168 | 2.0343 | 4.0687 | 1.9334 | 26.4696 | 16.7219 | 17.0341 | 17.0341 | 107.697 | 1.9334 | 0 | 2024: 56.5197; 2025: 51.1773; 2026: 0; 2027: 32.9344; 2028: 0; 2029: 9.0298; 2030: 2.1353; 2031: 2.1353; 2032: 0; 2033: 0; 2034: 107.697; 2035: 0; 2036: 32.9344; 2039: 0.24168; 2040: 0.34976
2018-08-10 17:00 | 8 | 16 | 6 | 1 | 1 | 0.21069 | 2.1204 | 4.2407 | 1.6855 | 26.4696 | 16.7219 | 17.0341 | 17.0341 | 112.2509 | 1.6855 | 0 | 2024: 67.6362; 2025: 44.6147; 2026: 0; 2027: 28.7111; 2028: 0; 2029: 6.7089; 2030: 2.5552; 2031: 2.5552; 2032: 0; 2033: 0; 2034: 112.2509; 2035: 0; 2036: 28.7111; 2039: 0.21069; 2040: 0.23897
2018-08-10 18:00 | 8 | 17 | 6 | 1 | 1 | 0.041025 | 1.9235 | 3.847 | 0.3282 | 26.4696 | 16.7219 | 17.0341 | 17.0341 | 101.8298 | 0.3282 | 0 | 2024: 93.1425; 2025: 8.6874; 2026: 0; 2027: 5.5906; 2028: 0; 2029: 3.9315; 2030: 3.5188; 2031: 3.5188; 2032: 0; 2033: 0; 2034: 101.8298; 2035: 0; 2036: 5.5906; 2039: 0.041025; 2040: 0.063817
2018-08-10 19:00 | 8 | 18 | 6 | 1 | 1 | 0.00027686 | 1.7556 | 3.5113 | 0.0022149 | 26.4696 | 16.7219 | 17.0341 | 17.0341 | 92.9427 | 0.0022149 | 0 | 2024: 92.884; 2025: 0.058628; 2026: 0; 2027: 0.037729; 2028: 0; 2029: 0.10664; 2030: 3.5091; 2031: 0.098111; 2032: 0; 2033: 90.2871; 2034: 2.6556; 2035: 0; 2036: 0.037729; 2039: 0.00027686; 2040: 0.00086767
2018-08-10 20:00 | 8 | 19 | 6 | 1 | 0 | 0 | 1.5945 | 3.1889 | 0 | 20.3125 | 10.5647 | 17.0341 | 17.0341 | 64.7753 | 0 | 0 | 2024: 64.7753; 2025: 0; 2026: 0; 2027: 0; 2028: 0; 2029: 0; 2030: 3.1889; 2031: 0; 2032: 0; 2033: 64.7753; 2034: 0; 2035: 0; 2036: 0; 2039: 0; 2040: 0
2018-08-10 21:00 | 8 | 20 | 6 | 1 | 0 | 0 | 1.1968 | 2.3937 | 0 | 20.3125 | 10.5647 | 17.0341 | 17.0341 | 48.6211 | 0 | 0 | 2024: 48.6211; 2025: 0; 2026: 0; 2027: 0; 2028: 0; 2029: 0; 2030: 2.3937; 2031: 0; 2032: 0; 2033: 48.6211; 2034: 0; 2035: 0; 2036: 0; 2039: 0; 2040: 0
2018-08-10 22:00 | 8 | 21 | 6 | 1 | 0 | 0 | 0.9268 | 1.8536 | 0 | 20.3125 | 10.5647 | 17.0341 | 17.0341 | 37.6512 | 0 | 0 | 2024: 37.6512; 2025: 0; 2026: 0; 2027: 0; 2028: 0; 2029: 0; 2030: 1.8536; 2031: 0; 2032: 0; 2033: 37.6512; 2034: 0; 2035: 0; 2036: 0; 2039: 0; 2040: 0
2018-08-10 23:00 | 8 | 22 | 6 | 1 | 0 | 0 | 0.78153 | 1.5631 | 0 | 20.3125 | 10.5647 | 17.0341 | 17.0341 | 31.7495 | 0 | 0 | 2024: 31.7495; 2025: 0; 2026: 0; 2027: 0; 2028: 0; 2029: 0; 2030: 1.5631; 2031: 0; 2032: 0; 2033: 31.7495; 2034: 0; 2035: 0; 2036: 0; 2039: 0; 2040: 0
2018-08-11 | 8 | 23 | 6 | 1 | 0 | 0 | 0.65284 | 1.3057 | 0 | 20.3125 | 10.5647 | 17.0341 | 17.0341 | 26.5218 | 0 | 0 | 2024: 26.5218; 2025: 0; 2026: 0; 2027: 0; 2028: 0; 2029: 0; 2030: 1.3057; 2031: 0; 2032: 0; 2033: 26.5218; 2034: 0; 2035: 0; 2036: 0; 2039: 0; 2040: 0
2018-08-11 01:00 | 8 | 0 | 7 | 1 | 0 | 0 | 0.58039 | 1.1608 | 0 | 20.3125 | 10.5647 | 17.0341 | 17.0341 | 23.5783 | 0 | 0 | 2024: 23.5783; 2025: 0; 2026: 0; 2027: 0; 2028: 0; 2029: 0; 2030: 1.1608; 2031: 0; 2032: 0; 2033: 23.5783; 2034: 0; 2035: 0; 2036: 0; 2039: 0; 2040: 0
2018-08-11 02:00 | 8 | 1 | 7 | 1 | 0 | 0 | 0.51156 | 1.0231 | 0 | 20.3125 | 10.5647 | 17.0341 | 17.0341 | 20.7819 | 0 | 0 | 2024: 20.7819; 2025: 0; 2026: 0; 2027: 0; 2028: 0; 2029: 0; 2030: 1.0231; 2031: 0; 2032: 0; 2033: 20.7819; 2034: 0; 2035: 0; 2036: 0; 2039: 0; 2040: 0
2018-08-11 03:00 | 8 | 2 | 7 | 1 | 0 | 0 | 0.48604 | 0.97208 | 0 | 20.3125 | 10.5647 | 17.0341 | 17.0341 | 19.7453 | 0 | 0 | 2024: 19.7453; 2025: 0; 2026: 0; 2027: 0; 2028: 0; 2029: 0; 2030: 0.97208; 2031: 0; 2032: 0; 2033: 19.7453; 2034: 0; 2035: 0; 2036: 0; 2039: 0; 2040: 0
2018-08-11 04:00 | 8 | 3 | 7 | 1 | 0 | 0 | 0.4817 | 0.9634 | 0 | 20.3125 | 10.5647 | 17.0341 | 17.0341 | 19.5691 | 0 | 0 | 2024: 19.5691; 2025: 0; 2026: 0; 2027: 0; 2028: 0; 2029: 0; 2030: 0.9634; 2031: 0; 2032: 0; 2033: 19.5691; 2034: 0; 2035: 0; 2036: 0; 2039: 0; 2040: 0
2018-08-11 05:00 | 8 | 4 | 7 | 1 | 0 | 0 | 0.5429 | 1.0858 | 0 | 20.3125 | 10.5647 | 17.0341 | 17.0341 | 22.0553 | 0 | 0 | 2024: 22.0553; 2025: 0; 2026: 0; 2027: 0; 2028: 0; 2029: 0; 2030: 1.0858; 2031: 0; 2032: 0; 2033: 22.0553; 2034: 0; 2035: 0; 2036: 0; 2039: 0; 2040: 0
2018-08-11 06:00 | 8 | 5 | 7 | 1 | 0 | 0.028731 | 0.68034 | 1.3607 | 0.22985 | 20.3125 | 10.5647 | 17.0341 | 17.0341 | 27.639 | 0.22985 | 0 | 2024: 22.9702; 2025: 4.6688; 2026: 0; 2027: 3.9153; 2028: 0; 2029: 0; 2030: 1.1308; 2031: 0; 2032: 0; 2033: 22.9702; 2034: 4.6688; 2035: 0; 2036: 3.9153; 2039: 0.028731; 2040: 0.029828
2018-08-11 07:00 | 8 | 6 | 7 | 1 | 0 | 0.16597 | 0.82813 | 1.6563 | 1.3278 | 20.3125 | 10.5647 | 17.0341 | 17.0341 | 33.6427 | 1.3278 | 0 | 2024: 6.6719; 2025: 26.9708; 2026: 0; 2027: 22.6178; 2028: 0; 2029: 0; 2030: 0.32846; 2031: 0; 2032: 0; 2033: 6.6719; 2034: 26.9708; 2035: 0; 2036: 22.6178; 2039: 0.16597; 2040: 0.19675
2018-08-11 08:00 | 8 | 7 | 7 | 1 | 0 | 0.33665 | 1.0986 | 2.1972 | 2.6932 | 20.3125 | 10.5647 | 17.0341 | 17.0341 | 44.6297 | 2.1972 | 0.49609 | 2024: 0; 2025: 44.6297; 2026: 5.241; 2027: 45.877; 2028: 0.49609; 2029: 0.49609; 2030: 0; 2031: 0; 2032: 0; 2033: 0; 2034: 44.6297; 2035: 0; 2036: 45.877; 2039: 0.33665; 2040: 0.39974
2018-08-11 09:00 | 8 | 8 | 7 | 1 | 0 | 0.47525 | 1.3857 | 2.7714 | 3.802 | 20.3125 | 10.5647 | 17.0341 | 17.0341 | 56.2933 | 2.7714 | 1.0306 | 2024: 0; 2025: 56.2933; 2026: 10.8882; 2027: 64.7635; 2028: 1.0306; 2029: 1.5267; 2030: 0; 2031: 0; 2032: 0; 2033: 0; 2034: 56.2933; 2035: 0; 2036: 64.7635; 2039: 0.47525; 2040: 0.55356
2018-08-11 10:00 | 8 | 9 | 7 | 1 | 0 | 0.39466 | 1.5642 | 3.1284 | 3.1573 | 20.3125 | 10.5647 | 17.0341 | 17.0341 | 63.5461 | 3.1284 | 0.028889 | 2024: 0; 2025: 63.5461; 2026: 0.3052; 2027: 53.7821; 2028: 0.028889; 2029: 1.5556; 2030: 0; 2031: 0; 2032: 0; 2033: 0; 2034: 63.5461; 2035: 0; 2036: 53.7821; 2039: 0.39466; 2040: 0.66761
2018-08-11 11:00 | 8 | 10 | 7 | 1 | 0 | 0.41534 | 1.7328 | 3.4656 | 3.3227 | 20.3125 | 10.5647 | 17.0341 | 17.0341 | 70.3945 | 3.3227 | 0 | 2024: 2.9021; 2025: 67.4924; 2026: 0; 2027: 56.5994; 2028: 0; 2029: 1.5556; 2030: 0.14287; 2031: 0.14287; 2032: 0; 2033: 0; 2034: 70.3945; 2035: 0; 2036: 56.5994; 2039: 0.41534; 2040: 0.73979
2018-08-11 12:00 | 8 | 11 | 7 | 1 | 0 | 0.67454 | 1.9693 | 3.9387 | 5.3963 | 20.3125 | 10.5647 | 17.0341 | 17.0341 | 80.0043 | 3.9387 | 1.4576 | 2024: 0; 2025: 80.0043; 2026: 15.3996; 2027: 91.9217; 2028: 1.4576; 2029: 2.8579; 2030: 0; 2031: 0; 2032: 0; 2033: 0; 2034: 80.0043; 2035: 0; 2036: 91.9217; 2039: 0.67454; 2040: 0.76423
2018-08-11 13:00 | 8 | 12 | 7 | 1 | 0 | 0.42213 | 2.1339 | 4.2677 | 3.3771 | 20.3125 | 10.5647 | 17.0341 | 17.0341 | 86.6877 | 3.3771 | 0 | 2024: 18.0912; 2025: 68.5965; 2026: 0; 2027: 57.5253; 2028: 0; 2029: 2.8579; 2030: 0.89065; 2031: 0.89065; 2032: 0; 2033: 0; 2034: 86.6877; 2035: 0; 2036: 57.5253; 2039: 0.42213; 2040: 0.74516
2018-08-11 14:00 | 8 | 13 | 7 | 1 | 0 | 0.49294 | 2.187 | 4.3739 | 3.9435 | 20.3125 | 10.5647 | 17.0341 | 17.0341 | 88.8454 | 3.9435 | 0 | 2024: 8.7421; 2025: 80.1032; 2026: 0; 2027: 67.1749; 2028: 0; 2029: 1.8899; 2030: 0.43038; 2031: 0.43038; 2032: 0; 2033: 0; 2034: 88.8454; 2035: 0; 2036: 67.1749; 2039: 0.49294; 2040: 0.66523
2018-08-11 15:00 | 8 | 14 | 7 | 1 | 0 | 0.51336 | 2.2794 | 4.5587 | 4.1069 | 20.3125 | 10.5647 | 17.0341 | 17.0341 | 92.5996 | 4.1069 | 0 | 2024: 9.1787; 2025: 83.4208; 2026: 0; 2027: 69.9571; 2028: 0; 2029: 1.422; 2030: 0.45188; 2031: 0.45188; 2032: 0; 2033: 0; 2034: 92.5996; 2035: 0; 2036: 69.9571; 2039: 0.51336; 2040: 0.50844
2018-08-11 16:00 | 8 | 15 | 7 | 1 | 1 | 0.38558 | 2.4616 | 4.9232 | 3.0846 | 26.4696 | 16.7219 | 17.0341 | 17.0341 | 130.3163 | 3.0846 | 0 | 2024: 48.6672; 2025: 81.6491; 2026: 0; 2027: 52.5441; 2028: 0; 2029: 0.93087; 2030: 1.8386; 2031: 0.8564; 2032: 0; 2033: 25.9985; 2034: 104.3179; 2035: 0; 2036: 52.5441; 2039: 0.38558; 2040: 0.43147
2018-08-11 17:00 | 8 | 16 | 7 | 1 | 1 | 0.22209 | 2.3253 | 4.6506 | 1.7767 | 26.4696 | 16.7219 | 17.0341 | 17.0341 | 123.0987 | 1.7767 | 0 | 2024: 76.0691; 2025: 47.0296; 2026: 0; 2027: 30.2652; 2028: 0; 2029: 0; 2030: 2.8738; 2031: 0; 2032: 0; 2033: 76.0691; 2034: 47.0296; 2035: 0; 2036: 30.2652; 2039: 0.22209; 2040: 0.23756
2018-08-11 18:00 | 8 | 17 | 7 | 1 | 1 | 0.063072 | 2.2493 | 4.4987 | 0.50457 | 26.4696 | 16.7219 | 17.0341 | 17.0341 | 119.0777 | 0.50457 | 0 | 2024: 105.7218; 2025: 13.3559; 2026: 0; 2027: 8.595; 2028: 0; 2029: 0; 2030: 3.9941; 2031: 0; 2032: 0; 2033: 105.7218; 2034: 13.3559; 2035: 0; 2036: 8.595; 2039: 0.063072; 2040: 0.06505
2018-08-11 19:00 | 8 | 18 | 7 | 1 | 1 | 0.00038071 | 2.0918 | 4.1837 | 0.0030457 | 26.4696 | 16.7219 | 17.0341 | 17.0341 | 110.7406 | 0.0030457 | 0 | 2024: 110.66; 2025: 0.080618; 2026: 0; 2027: 0.051881; 2028: 0; 2029: 0; 2030: 4.1806; 2031: 0; 2032: 0; 2033: 110.66; 2034: 0.080618; 2035: 0; 2036: 0.051881; 2039: 0.00038071; 2040: 0.000896
2018-08-11 20:00 | 8 | 19 | 7 | 1 | 0 | 0 | 1.8632 | 3.7264 | 0 | 20.3125 | 10.5647 | 17.0341 | 17.0341 | 75.693 | 0 | 0 | 2024: 75.693; 2025: 0; 2026: 0; 2027: 0; 2028: 0; 2029: 0; 2030: 3.7264; 2031: 0; 2032: 0; 2033: 75.693; 2034: 0; 2035: 0; 2036: 0; 2039: 0; 2040: 0
2018-08-11 21:00 | 8 | 20 | 7 | 1 | 0 | 0 | 1.5293 | 3.0586 | 0 | 20.3125 | 10.5647 | 17.0341 | 17.0341 | 62.1285 | 0 | 0 | 2024: 62.1285; 2025: 0; 2026: 0; 2027: 0; 2028: 0; 2029: 0; 2030: 3.0586; 2031: 0; 2032: 0; 2033: 62.1285; 2034: 0; 2035: 0; 2036: 0; 2039: 0; 2040: 0
2018-08-11 22:00 | 8 | 21 | 7 | 1 | 0 | 0 | 1.2356 | 2.4712 | 0 | 20.3125 | 10.5647 | 17.0341 | 17.0341 | 50.1966 | 0 | 0 | 2024: 50.1966; 2025: 0; 2026: 0; 2027: 0; 2028: 0; 2029: 0; 2030: 2.4712; 2031: 0; 2032: 0; 2033: 50.1966; 2034: 0; 2035: 0; 2036: 0; 2039: 0; 2040: 0
2018-08-11 23:00 | 8 | 22 | 7 | 1 | 0 | 0 | 1.0158 | 2.0317 | 0 | 20.3125 | 10.5647 | 17.0341 | 17.0341 | 41.2685 | 0 | 0 | 2024: 41.2685; 2025: 0; 2026: 0; 2027: 0; 2028: 0; 2029: 0; 2030: 2.0317; 2031: 0; 2032: 0; 2033: 41.2685; 2034: 0; 2035: 0; 2036: 0; 2039: 0; 2040: 0
2018-08-12 | 8 | 23 | 7 | 1 | 0 | 0 | 0.87792 | 1.7558 | 0 | 20.3125 | 10.5647 | 17.0341 | 17.0341 | 35.6653 | 0 | 0 | 2024: 35.6653; 2025: 0; 2026: 0; 2027: 0; 2028: 0; 2029: 0; 2030: 1.7558; 2031: 0; 2032: 0; 2033: 35.6653; 2034: 0; 2035: 0; 2036: 0; 2039: 0; 2040: 0
2018-08-12 01:00 | 8 | 0 | 1 | 1 | 0 | 0 | 0.79209 | 1.5842 | 0 | 20.3125 | 10.5647 | 17.0341 | 17.0341 | 32.1787 | 0 | 0 | 2024: 32.1787; 2025: 0; 2026: 0; 2027: 0; 2028: 0; 2029: 0; 2030: 1.5842; 2031: 0; 2032: 0; 2033: 32.1787; 2034: 0; 2035: 0; 2036: 0; 2039: 0; 2040: 0
2018-08-12 02:00 | 8 | 1 | 1 | 1 | 0 | 0 | 0.71521 | 1.4304 | 0 | 20.3125 | 10.5647 | 17.0341 | 17.0341 | 29.0555 | 0 | 0 | 2024: 29.0555; 2025: 0; 2026: 0; 2027: 0; 2028: 0; 2029: 0; 2030: 1.4304; 2031: 0; 2032: 0; 2033: 29.0555; 2034: 0; 2035: 0; 2036: 0; 2039: 0; 2040: 0
2018-08-12 03:00 | 8 | 2 | 1 | 1 | 0 | 0 | 0.64789 | 1.2958 | 0 | 20.3125 | 10.5647 | 17.0341 | 17.0341 | 26.3206 | 0 | 0 | 2024: 26.3206; 2025: 0; 2026: 0; 2027: 0; 2028: 0; 2029: 0; 2030: 1.2958; 2031: 0; 2032: 0; 2033: 26.3206; 2034: 0; 2035: 0; 2036: 0; 2039: 0; 2040: 0
2018-08-12 04:00 | 8 | 3 | 1 | 1 | 0 | 0 | 0.64718 | 1.2944 | 0 | 20.3125 | 10.5647 | 17.0341 | 17.0341 | 26.2919 | 0 | 0 | 2024: 26.2919; 2025: 0; 2026: 0; 2027: 0; 2028: 0; 2029: 0; 2030: 1.2944; 2031: 0; 2032: 0; 2033: 26.2919; 2034: 0; 2035: 0; 2036: 0; 2039: 0; 2040: 0
2018-08-12 05:00 | 8 | 4 | 1 | 1 | 0 | 0 | 0.71667 | 1.4333 | 0 | 20.3125 | 10.5647 | 17.0341 | 17.0341 | 29.1146 | 0 | 0 | 2024: 29.1146; 2025: 0; 2026: 0; 2027: 0; 2028: 0; 2029: 0; 2030: 1.4333; 2031: 0; 2032: 0; 2033: 29.1146; 2034: 0; 2035: 0; 2036: 0; 2039: 0; 2040: 0
2018-08-12 06:00 | 8 | 5 | 1 | 1 | 0 | 0.027307 | 0.85593 | 1.7119 | 0.21846 | 20.3125 | 10.5647 | 17.0341 | 17.0341 | 34.7721 | 0.21846 | 0 | 2024: 30.3347; 2025: 4.4375; 2026: 0; 2027: 3.7213; 2028: 0; 2029: 0; 2030: 1.4934; 2031: 0; 2032: 0; 2033: 30.3347; 2034: 4.4375; 2035: 0; 2036: 3.7213; 2039: 0.027307; 2040: 0.028911
2018-08-12 07:00 | 8 | 6 | 1 | 1 | 0 | 0.17286 | 1.1291 | 2.2583 | 1.3828 | 20.3125 | 10.5647 | 17.0341 | 17.0341 | 45.8714 | 1.3828 | 0 | 2024: 17.7824; 2025: 28.0889; 2026: 0; 2027: 23.5555; 2028: 0; 2029: 0; 2030: 0.87544; 2031: 0; 2032: 0; 2033: 17.7824; 2034: 28.0889; 2035: 0; 2036: 23.5555; 2039: 0.17286; 2040: 0.1956
2018-08-12 08:00 | 8 | 7 | 1 | 1 | 0 | 0.35372 | 1.3298 | 2.6597 | 2.8298 | 20.3125 | 10.5647 | 17.0341 | 17.0341 | 54.0251 | 2.6597 | 0.17009 | 2024: 0; 2025: 54.0251; 2026: 1.7969; 2027: 48.2029; 2028: 0.17009; 2029: 0.17009; 2030: 0; 2031: 0; 2032: 0; 2033: 0; 2034: 54.0251; 2035: 0; 2036: 48.2029; 2039: 0.35372; 2040: 0.39797
2018-08-12 09:00 | 8 | 8 | 1 | 1 | 0 | 0.49476 | 1.5332 | 3.0663 | 3.9581 | 20.3125 | 10.5647 | 17.0341 | 17.0341 | 62.2849 | 3.0663 | 0.89176 | 2024: 0; 2025: 62.2849; 2026: 9.4212; 2027: 67.4228; 2028: 0.89176; 2029: 1.0618; 2030: 0; 2031: 0; 2032: 0; 2033: 0; 2034: 62.2849; 2035: 0; 2036: 67.4228; 2039: 0.49476; 2040: 0.54996
2018-08-12 10:00 | 8 | 9 | 1 | 1 | 0 | 0.59694 | 1.6799 | 3.3598 | 4.7755 | 20.3125 | 10.5647 | 17.0341 | 17.0341 | 68.246 | 3.3598 | 1.4157 | 2024: 0; 2025: 68.246; 2026: 14.9566; 2027: 81.3468; 2028: 1.4157; 2029: 2.4776; 2030: 0; 2031: 0; 2032: 0; 2033: 0; 2034: 68.246; 2035: 0; 2036: 81.3468; 2039: 0.59694; 2040: 0.57173
2018-08-12 11:00 | 8 | 10 | 1 | 1 | 0 | 0.66267 | 1.9677 | 3.9354 | 5.3014 | 20.3125 | 10.5647 | 17.0341 | 17.0341 | 79.9377 | 3.9354 | 1.366 | 2024: 0; 2025: 79.9377; 2026: 14.4313; 2027: 90.3045; 2028: 1.366; 2029: 3.8435; 2030: 0; 2031: 0; 2032: 0; 2033: 0; 2034: 79.9377; 2035: 0; 2036: 90.3045; 2039: 0.66267; 2040: 0.62301
2018-08-12 12:00 | 8 | 11 | 1 | 1 | 0 | 0.68616 | 1.9738 | 3.9476 | 5.4893 | 20.3125 | 10.5647 | 17.0341 | 17.0341 | 80.1863 | 3.9476 | 1.5416 | 2024: 0; 2025: 80.1863; 2026: 16.287; 2027: 93.5051; 2028: 1.5416; 2029: 5.3852; 2030: 0; 2031: 0; 2032: 0; 2033: 0; 2034: 80.1863; 2035: 0; 2036: 93.5051; 2039: 0.68616; 2040: 0.58342
2018-08-12 13:00 | 8 | 12 | 1 | 1 | 0 | 0.67123 | 2.0754 | 4.1508 | 5.3698 | 20.3125 | 10.5647 | 17.0341 | 17.0341 | 84.3135 | 4.1508 | 1.219 | 2024: 0; 2025: 84.3135; 2026: 12.8785; 2027: 91.4704; 2028: 1.219; 2029: 6.6042; 2030: 0; 2031: 0; 2032: 0; 2033: 0; 2034: 84.3135; 2035: 0; 2036: 91.4704; 2039: 0.67123; 2040: 0.62145
2018-08-12 14:00 | 8 | 13 | 1 | 1 | 0 | 0.43969 | 2.3389 | 4.6779 | 3.5175 | 20.3125 | 10.5647 | 17.0341 | 17.0341 | 95.0196 | 3.5175 | 0 | 2024: 23.5706; 2025: 71.449; 2026: 0; 2027: 59.9174; 2028: 0; 2029: 6.6042; 2030: 1.1604; 2031: 1.1604; 2032: 0; 2033: 0; 2034: 95.0196; 2035: 0; 2036: 59.9174; 2039: 0.43969; 2040: 0.61684
2018-08-12 15:00 | 8 | 14 | 1 | 1 | 0 | 0.34217 | 2.4127 | 4.8253 | 2.7374 | 20.3125 | 10.5647 | 17.0341 | 17.0341 | 98.0146 | 2.7374 | 0 | 2024: 42.4117; 2025: 55.603; 2026: 0; 2027: 46.6289; 2028: 0; 2029: 5.3429; 2030: 2.088; 2031: 2.088; 2032: 0; 2033: 0; 2034: 98.0146; 2035: 0; 2036: 46.6289; 2039: 0.34217; 2040: 0.5462
2018-08-12 16:00 | 8 | 15 | 1 | 1 | 1 | 0.40066 | 2.0509 | 4.1018 | 3.2053 | 26.4696 | 16.7219 | 17.0341 | 17.0341 | 108.5734 | 3.2053 | 0 | 2024: 23.7301; 2025: 84.8433; 2026: 0; 2027: 54.5996; 2028: 0; 2029: 3.0734; 2030: 0.8965; 2031: 0.8965; 2032: 0; 2033: 0; 2034: 108.5734; 2035: 0; 2036: 54.5996; 2039: 0.40066; 2040: 0.4146
2018-08-12 17:00 | 8 | 16 | 1 | 1 | 1 | 0.23248 | 1.8727 | 3.7454 | 1.8599 | 26.4696 | 16.7219 | 17.0341 | 17.0341 | 99.1393 | 1.8599 | 0 | 2024: 49.9094; 2025: 49.2299; 2026: 0; 2027: 31.6812; 2028: 0; 2029: 2.0989; 2030: 1.8855; 2031: 1.8855; 2032: 0; 2033: 0; 2034: 99.1393; 2035: 0; 2036: 31.6812; 2039: 0.23248; 2040: 0.24139
2018-08-12 18:00 | 8 | 17 | 1 | 1 | 1 | 0.060235 | 1.8604 | 3.7208 | 0.48188 | 26.4696 | 16.7219 | 17.0341 | 17.0341 | 98.4879 | 0.48188 | 0 | 2024: 85.7327; 2025: 12.7552; 2026: 0; 2027: 8.2084; 2028: 0; 2029: 0.049418; 2030: 3.2389; 2031: 0.045464; 2032: 0; 2033: 84.5293; 2034: 13.9586; 2035: 0; 2036: 8.2084; 2039: 0.060235; 2040: 0.065953
2018-08-12 19:00 | 8 | 18 | 1 | 1 | 1 | 0.00039008 | 1.8093 | 3.6185 | 0.0031207 | 26.4696 | 16.7219 | 17.0341 | 17.0341 | 95.7811 | 0.0031207 | 0 | 2024: 95.6985; 2025: 0.082603; 2026: 0; 2027: 0.053158; 2028: 0; 2029: 0; 2030: 3.6154; 2031: 0; 2032: 0; 2033: 95.6985; 2034: 0.082603; 2035: 0; 2036: 0.053158; 2039: 0.00039008; 2040: 0
2018-08-12 20:00 | 8 | 19 | 1 | 1 | 0 | 0 | 1.7319 | 3.4638 | 0 | 20.3125 | 10.5647 | 17.0341 | 17.0341 | 70.359 | 0 | 0 | 2024: 70.359; 2025: 0; 2026: 0; 2027: 0; 2028: 0; 2029: 0; 2030: 3.4638; 2031: 0; 2032: 0; 2033: 70.359; 2034: 0; 2035: 0; 2036: 0; 2039: 0; 2040: 0
2018-08-12 21:00 | 8 | 20 | 1 | 1 | 0 | 0 | 1.4222 | 2.8445 | 0 | 20.3125 | 10.5647 | 17.0341 | 17.0341 | 57.7781 | 0 | 0 | 2024: 57.7781; 2025: 0; 2026: 0; 2027: 0; 2028: 0; 2029: 0; 2030: 2.8445; 2031: 0; 2032: 0; 2033: 57.7781; 2034: 0; 2035: 0; 2036: 0; 2039: 0; 2040: 0
2018-08-12 22:00 | 8 | 21 | 1 | 1 | 0 | 0 | 1.0829 | 2.1658 | 0 | 20.3125 | 10.5647 | 17.0341 | 17.0341 | 43.9928 | 0 | 0 | 2024: 43.9928; 2025: 0; 2026: 0; 2027: 0; 2028: 0; 2029: 0; 2030: 2.1658; 2031: 0; 2032: 0; 2033: 43.9928; 2034: 0; 2035: 0; 2036: 0; 2039: 0; 2040: 0
2018-08-12 23:00 | 8 | 22 | 1 | 1 | 0 | 0 | 0.88298 | 1.766 | 0 | 20.3125 | 10.5647 | 17.0341 | 17.0341 | 35.8712 | 0 | 0 | 2024: 35.8712; 2025: 0; 2026: 0; 2027: 0; 2028: 0; 2029: 0; 2030: 1.766; 2031: 0; 2032: 0; 2033: 35.8712; 2034: 0; 2035: 0; 2036: 0; 2039: 0; 2040: 0
2018-08-13 | 8 | 23 | 1 | 1 | 0 | 0 | 0.79846 | 1.5969 | 0 | 20.3125 | 10.5647 | 17.0341 | 17.0341 | 32.4374 | 0 | 0 | 2024: 32.4374; 2025: 0; 2026: 0; 2027: 0; 2028: 0; 2029: 0; 2030: 1.5969; 2031: 0; 2032: 0; 2033: 32.4374; 2034: 0; 2035: 0; 2036: 0; 2039: 0; 2040: 0
2018-08-13 01:00 | 8 | 0 | 2 | 1 | 0 | 0 | 0.70842 | 1.4168 | 0 | 20.3125 | 10.5647 | 17.0341 | 17.0341 | 28.7797 | 0 | 0 | 2024: 28.7797; 2025: 0; 2026: 0; 2027: 0; 2028: 0; 2029: 0; 2030: 1.4168; 2031: 0; 2032: 0; 2033: 28.7797; 2034: 0; 2035: 0; 2036: 0; 2039: 0; 2040: 0
2018-08-13 02:00 | 8 | 1 | 2 | 1 | 0 | 0 | 0.6551 | 1.3102 | 0 | 20.3125 | 10.5647 | 17.0341 | 17.0341 | 26.6132 | 0 | 0 | 2024: 26.6132; 2025: 0; 2026: 0; 2027: 0; 2028: 0; 2029: 0; 2030: 1.3102; 2031: 0; 2032: 0; 2033: 26.6132; 2034: 0; 2035: 0; 2036: 0; 2039: 0; 2040: 0
2018-08-13 03:00 | 8 | 2 | 2 | 1 | 0 | 0 | 0.6487 | 1.2974 | 0 | 20.3125 | 10.5647 | 17.0341 | 17.0341 | 26.3534 | 0 | 0 | 2024: 26.3534; 2025: 0; 2026: 0; 2027: 0; 2028: 0; 2029: 0; 2030: 1.2974; 2031: 0; 2032: 0; 2033: 26.3534; 2034: 0; 2035: 0; 2036: 0; 2039: 0; 2040: 0
2018-08-13 04:00 | 8 | 3 | 2 | 1 | 0 | 0 | 0.66355 | 1.3271 | 0 | 20.3125 | 10.5647 | 17.0341 | 17.0341 | 26.9566 | 0 | 0 | 2024: 26.9566; 2025: 0; 2026: 0; 2027: 0; 2028: 0; 2029: 0; 2030: 1.3271; 2031: 0; 2032: 0; 2033: 26.9566; 2034: 0; 2035: 0; 2036: 0; 2039: 0; 2040: 0
2018-08-13 05:00 | 8 | 4 | 2 | 1 | 0 | 0 | 0.77214 | 1.5443 | 0 | 20.3125 | 10.5647 | 17.0341 | 17.0341 | 31.3682 | 0 | 0 | 2024: 31.3682; 2025: 0; 2026: 0; 2027: 0; 2028: 0; 2029: 0; 2030: 1.5443; 2031: 0; 2032: 0; 2033: 31.3682; 2034: 0; 2035: 0; 2036: 0; 2039: 0; 2040: 0
2018-08-13 06:00 | 8 | 5 | 2 | 1 | 0 | 0.026115 | 0.95289 | 1.9058 | 0.20892 | 20.3125 | 10.5647 | 17.0341 | 17.0341 | 38.711 | 0.20892 | 0 | 2024: 34.4673; 2025: 4.2437; 2026: 0; 2027: 3.5588; 2028: 0; 2029: 0; 2030: 1.6969; 2031: 0; 2032: 0; 2033: 34.4673; 2034: 4.2437; 2035: 0; 2036: 3.5588; 2039: 0.026115; 2040: 0.031115
2018-08-13 07:00 | 8 | 6 | 2 | 1 | 0 | 0.17332 | 1.0574 | 2.1148 | 1.3866 | 20.3125 | 10.5647 | 17.0341 | 17.0341 | 42.956 | 1.3866 | 0 | 2024: 14.7914; 2025: 28.1647; 2026: 0; 2027: 23.619; 2028: 0; 2029: 0; 2030: 0.72819; 2031: 0; 2032: 0; 2033: 14.7914; 2034: 28.1647; 2035: 0; 2036: 23.619; 2039: 0.17332; 2040: 0.16473
2018-08-13 08:00 | 8 | 7 | 2 | 1 | 0 | 0.3507 | 1.0423 | 2.0845 | 2.8056 | 20.3125 | 10.5647 | 17.0341 | 17.0341 | 42.3422 | 2.0845 | 0.72104 | 2024: 0; 2025: 42.3422; 2026: 7.6176; 2027: 47.7906; 2028: 0.72104; 2029: 0.72104; 2030: 0; 2031: 0; 2032: 0; 2033: 0; 2034: 42.3422; 2035: 0; 2036: 47.7906; 2039: 0.3507; 2040: 0.34809
2018-08-13 09:00 | 8 | 8 | 2 | 1 | 0 | 0.47935 | 1.2537 | 2.5073 | 3.8348 | 20.3125 | 10.5647 | 17.0341 | 17.0341 | 50.9305 | 2.5073 | 1.3274 | 2024: 0; 2025: 50.9305; 2026: 14.0238; 2027: 65.322; 2028: 1.3274; 2029: 2.0485; 2030: 0; 2031: 0; 2032: 0; 2033: 0; 2034: 50.9305; 2035: 0; 2036: 65.322; 2039: 0.47935; 2040: 0.39697
2018-08-13 10:00 | 8 | 9 | 2 | 1 | 0 | 0.50279 | 1.5913 | 3.1826 | 4.0223 | 20.3125 | 10.5647 | 17.0341 | 17.0341 | 64.6466 | 3.1826 | 0.83973 | 2024: 0; 2025: 64.6466; 2026: 8.8716; 2027: 68.5171; 2028: 0.83973; 2029: 2.8882; 2030: 0; 2031: 0; 2032: 0; 2033: 0; 2034: 64.6466; 2035: 0; 2036: 68.5171; 2039: 0.50279; 2040: 0.52925
2018-08-13 11:00 | 8 | 10 | 2 | 1 | 0 | 0.63049 | 1.8989 | 3.7979 | 5.0439 | 20.3125 | 10.5647 | 17.0341 | 17.0341 | 77.1445 | 3.7979 | 1.246 | 2024: 0; 2025: 77.1445; 2026: 13.1641; 2027: 85.919; 2028: 1.246; 2029: 4.1342; 2030: 0; 2031: 0; 2032: 0; 2033: 0; 2034: 77.1445; 2035: 0; 2036: 85.919; 2039: 0.63049; 2040: 0.65357
2018-08-13 12:00 | 8 | 11 | 2 | 1 | 0 | 0.6524 | 2.0338 | 4.0677 | 5.2192 | 20.3125 | 10.5647 | 17.0341 | 17.0341 | 82.6249 | 4.0677 | 1.1515 | 2024: 0; 2025: 82.6249; 2026: 12.1653; 2027: 88.9045; 2028: 1.1515; 2029: 5.2857; 2030: 0; 2031: 0; 2032: 0; 2033: 0; 2034: 82.6249; 2035: 0; 2036: 88.9045; 2039: 0.6524; 2040: 0.68854
2018-08-13 13:00 | 8 | 12 | 2 | 1 | 0 | 0.6415 | 2.1185 | 4.237 | 5.132 | 20.3125 | 10.5647 | 17.0341 | 17.0341 | 86.0644 | 4.237 | 0.895 | 2024: 0; 2025: 86.0644; 2026: 9.4554; 2027: 87.4195; 2028: 0.895; 2029: 6.1807; 2030: 0; 2031: 0; 2032: 0; 2033: 0; 2034: 86.0644; 2035: 0; 2036: 87.4195; 2039: 0.6415; 2040: 0.71675
2018-08-13 14:00 | 8 | 13 | 2 | 1 | 0 | 0.47659 | 2.2633 | 4.5266 | 3.8128 | 20.3125 | 10.5647 | 17.0341 | 17.0341 | 91.9467 | 3.8128 | 0 | 2024: 14.5; 2025: 77.4467; 2026: 0; 2027: 64.9471; 2028: 0; 2029: 6.1807; 2030: 0.71385; 2031: 0.71385; 2032: 0; 2033: 0; 2034: 91.9467; 2035: 0; 2036: 64.9471; 2039: 0.47659; 2040: 0.63507
2018-08-13 15:00 | 8 | 14 | 2 | 1 | 0 | 0.44298 | 2.3247 | 4.6494 | 3.5439 | 20.3125 | 10.5647 | 17.0341 | 17.0341 | 94.4408 | 3.5439 | 0 | 2024: 22.456; 2025: 71.9847; 2026: 0; 2027: 60.3667; 2028: 0; 2029: 5.4048; 2030: 1.1055; 2031: 1.1055; 2032: 0; 2033: 0; 2034: 94.4408; 2035: 0; 2036: 60.3667; 2039: 0.44298; 2040: 0.43924
2018-08-13 16:00 | 8 | 15 | 2 | 1 | 1 | 0.31462 | 2.2962 | 4.5924 | 2.5169 | 26.4696 | 16.7219 | 17.0341 | 17.0341 | 121.5587 | 2.5169 | 0 | 2024: 54.9365; 2025: 66.6222; 2026: 0; 2027: 42.8737; 2028: 0; 2029: 4.2032; 2030: 2.0755; 2031: 2.0755; 2032: 0; 2033: 0; 2034: 121.5587; 2035: 0; 2036: 42.8737; 2039: 0.31462; 2040: 0.3139
2018-08-13 17:00 | 8 | 16 | 2 | 1 | 1 | 0.16248 | 1.9432 | 3.8864 | 1.2999 | 26.4696 | 16.7219 | 17.0341 | 17.0341 | 102.8705 | 1.2999 | 0 | 2024: 68.4631; 2025: 34.4074; 2026: 0; 2027: 22.1423; 2028: 0; 2029: 1.9472; 2030: 2.5865; 2031: 1.7915; 2032: 0; 2033: 21.0441; 2034: 81.8264; 2035: 0; 2036: 22.1423; 2039: 0.16248; 2040: 0.21024
2018-08-13 18:00 | 8 | 17 | 2 | 1 | 1 | 0.050073 | 1.8364 | 3.6728 | 0.40058 | 26.4696 | 16.7219 | 17.0341 | 17.0341 | 97.2182 | 0.40058 | 0 | 2024: 86.6148; 2025: 10.6033; 2026: 0; 2027: 6.8236; 2028: 0; 2029: 0; 2030: 3.2722; 2031: 0; 2032: 0; 2033: 86.6148; 2034: 10.6033; 2035: 0; 2036: 6.8236; 2039: 0.050073; 2040: 0.052769
2018-08-13 19:00 | 8 | 18 | 2 | 1 | 1 | 0 | 1.8157 | 3.6314 | 0 | 26.4696 | 16.7219 | 17.0341 | 17.0341 | 96.1229 | 0 | 0 | 2024: 96.1229; 2025: 0; 2026: 0; 2027: 0; 2028: 0; 2029: 0; 2030: 3.6314; 2031: 0; 2032: 0; 2033: 96.1229; 2034: 0; 2035: 0; 2036: 0; 2039: 0; 2040: 0
2018-08-13 20:00 | 8 | 19 | 2 | 1 | 0 | 0 | 1.6441 | 3.2882 | 0 | 20.3125 | 10.5647 | 17.0341 | 17.0341 | 66.7925 | 0 | 0 | 2024: 66.7925; 2025: 0; 2026: 0; 2027: 0; 2028: 0; 2029: 0; 2030: 3.2882; 2031: 0; 2032: 0; 2033: 66.7925; 2034: 0; 2035: 0; 2036: 0; 2039: 0; 2040: 0
2018-08-13 21:00 | 8 | 20 | 2 | 1 | 0 | 0 | 1.3534 | 2.7067 | 0 | 20.3125 | 10.5647 | 17.0341 | 17.0341 | 54.9804 | 0 | 0 | 2024: 54.9804; 2025: 0; 2026: 0; 2027: 0; 2028: 0; 2029: 0; 2030: 2.7067; 2031: 0; 2032: 0; 2033: 54.9804; 2034: 0; 2035: 0; 2036: 0; 2039: 0; 2040: 0
2018-08-13 22:00 | 8 | 21 | 2 | 1 | 0 | 0 | 1.1305 | 2.2611 | 0 | 20.3125 | 10.5647 | 17.0341 | 17.0341 | 45.9285 | 0 | 0 | 2024: 45.9285; 2025: 0; 2026: 0; 2027: 0; 2028: 0; 2029: 0; 2030: 2.2611; 2031: 0; 2032: 0; 2033: 45.9285; 2034: 0; 2035: 0; 2036: 0; 2039: 0; 2040: 0
2018-08-13 23:00 | 8 | 22 | 2 | 1 | 0 | 0 | 0.98302 | 1.966 | 0 | 20.3125 | 10.5647 | 17.0341 | 17.0341 | 39.9352 | 0 | 0 | 2024: 39.9352; 2025: 0; 2026: 0; 2027: 0; 2028: 0; 2029: 0; 2030: 1.966; 2031: 0; 2032: 0; 2033: 39.9352; 2034: 0; 2035: 0; 2036: 0; 2039: 0; 2040: 0
2018-08-14 | 8 | 23 | 2 | 1 | 0 | 0 | 0.8525 | 1.705 | 0 | 20.3125 | 10.5647 | 17.0341 | 17.0341 | 34.6327 | 0 | 0 | 2024: 34.6327; 2025: 0; 2026: 0; 2027: 0; 2028: 0; 2029: 0; 2030: 1.705; 2031: 0; 2032: 0; 2033: 34.6327; 2034: 0; 2035: 0; 2036: 0; 2039: 0; 2040: 0
2018-08-14 01:00 | 8 | 0 | 3 | 1 | 0 | 0 | 0.77509 | 1.5502 | 0 | 20.3125 | 10.5647 | 17.0341 | 17.0341 | 31.4881 | 0 | 0 | 2024: 31.4881; 2025: 0; 2026: 0; 2027: 0; 2028: 0; 2029: 0; 2030: 1.5502; 2031: 0; 2032: 0; 2033: 31.4881; 2034: 0; 2035: 0; 2036: 0; 2039: 0; 2040: 0
2018-08-14 02:00 | 8 | 1 | 3 | 1 | 0 | 0 | 0.71506 | 1.4301 | 0 | 20.3125 | 10.5647 | 17.0341 | 17.0341 | 29.0494 | 0 | 0 | 2024: 29.0494; 2025: 0; 2026: 0; 2027: 0; 2028: 0; 2029: 0; 2030: 1.4301; 2031: 0; 2032: 0; 2033: 29.0494; 2034: 0; 2035: 0; 2036: 0; 2039: 0; 2040: 0
2018-08-14 03:00 | 8 | 2 | 3 | 1 | 0 | 0 | 0.69648 | 1.393 | 0 | 20.3125 | 10.5647 | 17.0341 | 17.0341 | 28.2946 | 0 | 0 | 2024: 28.2946; 2025: 0; 2026: 0; 2027: 0; 2028: 0; 2029: 0; 2030: 1.393; 2031: 0; 2032: 0; 2033: 28.2946; 2034: 0; 2035: 0; 2036: 0; 2039: 0; 2040: 0
2018-08-14 04:00 | 8 | 3 | 3 | 1 | 0 | 0 | 0.72186 | 1.4437 | 0 | 20.3125 | 10.5647 | 17.0341 | 17.0341 | 29.3255 | 0 | 0 | 2024: 29.3255; 2025: 0; 2026: 0; 2027: 0; 2028: 0; 2029: 0; 2030: 1.4437; 2031: 0; 2032: 0; 2033: 29.3255; 2034: 0; 2035: 0; 2036: 0; 2039: 0; 2040: 0
2018-08-14 05:00 | 8 | 4 | 3 | 1 | 0 | 0 | 0.8811 | 1.7622 | 0 | 20.3125 | 10.5647 | 17.0341 | 17.0341 | 35.7949 | 0 | 0 | 2024: 35.7949; 2025: 0; 2026: 0; 2027: 0; 2028: 0; 2029: 0; 2030: 1.7622; 2031: 0; 2032: 0; 2033: 35.7949; 2034: 0; 2035: 0; 2036: 0; 2039: 0; 2040: 0
2018-08-14 06:00 | 8 | 5 | 3 | 1 | 0 | 0.025766 | 1.0272 | 2.0545 | 0.20612 | 20.3125 | 10.5647 | 17.0341 | 17.0341 | 41.7317 | 0.20612 | 0 | 2024: 37.5448; 2025: 4.1869; 2026: 0; 2027: 3.5112; 2028: 0; 2029: 0; 2030: 1.8484; 2031: 0; 2032: 0; 2033: 37.5448; 2034: 4.1869; 2035: 0; 2036: 3.5112; 2039: 0.025766; 2040: 0.013529
2018-08-14 07:00 | 8 | 6 | 3 | 1 | 0 | 0.16461 | 1.0633 | 2.1265 | 1.3169 | 20.3125 | 10.5647 | 17.0341 | 17.0341 | 43.1948 | 1.3169 | 0 | 2024: 16.4458; 2025: 26.749; 2026: 0; 2027: 22.4318; 2028: 0; 2029: 0; 2030: 0.80964; 2031: 0; 2032: 0; 2033: 16.4458; 2034: 26.749; 2035: 0; 2036: 22.4318; 2039: 0.16461; 2040: 0.096517
2018-08-14 08:00 | 8 | 7 | 3 | 1 | 0 | 0.3318 | 1.0075 | 2.015 | 2.6544 | 20.3125 | 10.5647 | 17.0341 | 17.0341 | 40.9287 | 2.015 | 0.63946 | 2024: 0; 2025: 40.9287; 2026: 6.7557; 2027: 45.2156; 2028: 0.63946; 2029: 0.63946; 2030: 0; 2031: 0; 2032: 0; 2033: 0; 2034: 40.9287; 2035: 0; 2036: 45.2156; 2039: 0.3318; 2040: 0.10968
2018-08-14 09:00 | 8 | 8 | 3 | 1 | 0 | 0.27511 | 1.0488 | 2.0975 | 2.2009 | 20.3125 | 10.5647 | 17.0341 | 17.0341 | 42.6059 | 2.0975 | 0.10336 | 2024: 0; 2025: 42.6059; 2026: 1.0919; 2027: 37.4901; 2028: 0.10336; 2029: 0.74281; 2030: 0; 2031: 0; 2032: 0; 2033: 0; 2034: 42.6059; 2035: 0; 2036: 37.4901; 2039: 0.27511; 2040: 0.17619
2018-08-14 10:00 | 8 | 9 | 3 | 1 | 0 | 0.37523 | 1.1039 | 2.2077 | 3.0019 | 20.3125 | 10.5647 | 17.0341 | 17.0341 | 44.8441 | 2.2077 | 0.79417 | 2024: 0; 2025: 44.8441; 2026: 8.3902; 2027: 51.1345; 2028: 0.79417; 2029: 1.537; 2030: 0; 2031: 0; 2032: 0; 2033: 0; 2034: 44.8441; 2035: 0; 2036: 51.1345; 2039: 0.37523; 2040: 0.304
2018-08-14 11:00 | 8 | 10 | 3 | 1 | 0 | 0.62296 | 1.1842 | 2.3684 | 4.9837 | 20.3125 | 10.5647 | 17.0341 | 17.0341 | 48.1077 | 2.3684 | 2.6153 | 2024: 0; 2025: 48.1077; 2026: 27.63; 2027: 84.8927; 2028: 2.6153; 2029: 4.1523; 2030: 0; 2031: 0; 2032: 0; 2033: 0; 2034: 48.1077; 2035: 0; 2036: 84.8927; 2039: 0.62296; 2040: 0.30119
2018-08-14 12:00 | 8 | 11 | 3 | 1 | 0 | 0.54404 | 1.1651 | 2.3303 | 4.3523 | 20.3125 | 10.5647 | 17.0341 | 17.0341 | 47.3336 | 2.3303 | 2.022 | 2024: 0; 2025: 47.3336; 2026: 21.362; 2027: 74.1374; 2028: 2.022; 2029: 6.1743; 2030: 0; 2031: 0; 2032: 0; 2033: 0; 2034: 47.3336; 2035: 0; 2036: 74.1374; 2039: 0.54404; 2040: 0.40946
2018-08-14 13:00 | 8 | 12 | 3 | 1 | 0 | 0.47968 | 1.1992 | 2.3984 | 3.8375 | 20.3125 | 10.5647 | 17.0341 | 17.0341 | 48.7165 | 2.3984 | 1.4391 | 2024: 0; 2025: 48.7165; 2026: 15.2038; 2027: 65.3679; 2028: 1.4391; 2029: 7.6134; 2030: 0; 2031: 0; 2032: 0; 2033: 0; 2034: 48.7165; 2035: 0; 2036: 65.3679; 2039: 0.47968; 2040: 0.37731
2018-08-14 14:00 | 8 | 13 | 3 | 1 | 0 | 0.47926 | 1.2907 | 2.5815 | 3.8341 | 20.3125 | 10.5647 | 17.0341 | 17.0341 | 52.4363 | 2.5815 | 1.2526 | 2024: 0; 2025: 52.4363; 2026: 13.2338; 2027: 65.311; 2028: 1.2526; 2029: 8.866; 2030: 0; 2031: 0; 2032: 0; 2033: 0; 2034: 52.4363; 2035: 0; 2036: 65.311; 2039: 0.47926; 2040: 0.41553
2018-08-14 15:00 | 8 | 14 | 3 | 1 | 0 | 0.50199 | 1.3265 | 2.653 | 4.0159 | 20.3125 | 10.5647 | 17.0341 | 17.0341 | 53.8896 | 2.653 | 1.3629 | 2024: 0; 2025: 53.8896; 2026: 14.3986; 2027: 68.4078; 2028: 1.3629; 2029: 10.2289; 2030: 0; 2031: 0; 2032: 0; 2033: 0; 2034: 53.8896; 2035: 0; 2036: 68.4078; 2039: 0.50199; 2040: 0.30123
2018-08-14 16:00 | 8 | 15 | 3 | 1 | 1 | 0.37721 | 1.3465 | 2.693 | 3.0177 | 26.4696 | 16.7219 | 17.0341 | 17.0341 | 71.2819 | 2.693 | 0.32473 | 2024: 0; 2025: 71.2819; 2026: 5.4302; 2027: 51.404; 2028: 0.32473; 2029: 10.5537; 2030: 0; 2031: 0; 2032: 0; 2033: 0; 2034: 71.2819; 2035: 0; 2036: 51.404; 2039: 0.37721; 2040: 0.28373
2018-08-14 17:00 | 8 | 16 | 3 | 1 | 1 | 0.21588 | 1.3193 | 2.6386 | 1.727 | 26.4696 | 16.7219 | 17.0341 | 17.0341 | 69.844 | 1.727 | 0 | 2024: 24.13; 2025: 45.7139; 2026: 0; 2027: 29.4185; 2028: 0; 2029: 10.5537; 2030: 0.91161; 2031: 0.91161; 2032: 0; 2033: 0; 2034: 69.844; 2035: 0; 2036: 29.4185; 2039: 0.21588; 2040: 0.14751
2018-08-14 18:00 | 8 | 17 | 3 | 1 | 1 | 0.057076 | 1.2675 | 2.535 | 0.45661 | 26.4696 | 16.7219 | 17.0341 | 17.0341 | 67.1007 | 0.45661 | 0 | 2024: 55.0145; 2025: 12.0862; 2026: 0; 2027: 7.7779; 2028: 0; 2029: 9.5628; 2030: 2.0784; 2031: 2.0784; 2032: 0; 2033: 0; 2034: 67.1007; 2035: 0; 2036: 7.7779; 2039: 0.057076; 2040: 0.041135
2018-08-14 19:00 | 8 | 18 | 3 | 1 | 1 | 0 | 1.2042 | 2.4084 | 0 | 26.4696 | 16.7219 | 17.0341 | 17.0341 | 63.7491 | 0 | 0 | 2024: 63.7491; 2025: 0; 2026: 0; 2027: 0; 2028: 0; 2029: 7.3037; 2030: 2.4084; 2031: 2.4084; 2032: 0; 2033: 0; 2034: 63.7491; 2035: 0; 2036: 0; 2039: 0; 2040: 0
2018-08-14 20:00 | 8 | 19 | 3 | 1 | 0 | 0 | 1.1573 | 2.3146 | 0 | 20.3125 | 10.5647 | 17.0341 | 17.0341 | 47.0154 | 0 | 0 | 2024: 47.0154; 2025: 0; 2026: 0; 2027: 0; 2028: 0; 2029: 4.6859; 2030: 2.3146; 2031: 2.3146; 2032: 0; 2033: 0; 2034: 47.0154; 2035: 0; 2036: 0; 2039: 0; 2040: 0
2018-08-14 21:00 | 8 | 20 | 3 | 1 | 0 | 0 | 0.95196 | 1.9039 | 0 | 20.3125 | 10.5647 | 17.0341 | 17.0341 | 38.6733 | 0 | 0 | 2024: 38.6733; 2025: 0; 2026: 0; 2027: 0; 2028: 0; 2029: 2.17; 2030: 1.9039; 2031: 1.9039; 2032: 0; 2033: 0; 2034: 38.6733; 2035: 0; 2036: 0; 2039: 0; 2040: 0
2018-08-14 22:00 | 8 | 21 | 3 | 1 | 0 | 0 | 0.72781 | 1.4556 | 0 | 20.3125 | 10.5647 | 17.0341 | 17.0341 | 29.5671 | 0 | 0 | 2024: 29.5671; 2025: 0; 2026: 0; 2027: 0; 2028: 0; 2029: 0.1005; 2030: 1.4556; 2031: 0.092462; 2032: 0; 2033: 27.689; 2034: 1.8781; 2035: 0; 2036: 0; 2039: 0; 2040: 0
2018-08-14 23:00 | 8 | 22 | 3 | 1 | 0 | 0 | 0.64903 | 1.2981 | 0 | 20.3125 | 10.5647 | 17.0341 | 17.0341 | 26.3669 | 0 | 0 | 2024: 26.3669; 2025: 0; 2026: 0; 2027: 0; 2028: 0; 2029: 0; 2030: 1.2981; 2031: 0; 2032: 0; 2033: 26.3669; 2034: 0; 2035: 0; 2036: 0; 2039: 0; 2040: 0
2018-08-15 | 8 | 23 | 3 | 1 | 0 | 0 | 0.52812 | 1.0562 | 0 | 20.3125 | 10.5647 | 17.0341 | 17.0341 | 21.4548 | 0 | 0 | 2024: 21.4548; 2025: 0; 2026: 0; 2027: 0; 2028: 0; 2029: 0; 2030: 1.0562; 2031: 0; 2032: 0; 2033: 21.4548; 2034: 0; 2035: 0; 2036: 0; 2039: 0; 2040: 0
2018-08-15 01:00 | 8 | 0 | 4 | 1 | 0 | 0 | 0.49272 | 0.98543 | 0 | 20.3125 | 10.5647 | 17.0341 | 17.0341 | 20.0166 | 0 | 0 | 2024: 20.0166; 2025: 0; 2026: 0; 2027: 0; 2028: 0; 2029: 0; 2030: 0.98543; 2031: 0; 2032: 0; 2033: 20.0166; 2034: 0; 2035: 0; 2036: 0; 2039: 0; 2040: 0
2018-08-15 02:00 | 8 | 1 | 4 | 1 | 0 | 0 | 0.47319 | 0.94637 | 0 | 20.3125 | 10.5647 | 17.0341 | 17.0341 | 19.2232 | 0 | 0 | 2024: 19.2232; 2025: 0; 2026: 0; 2027: 0; 2028: 0; 2029: 0; 2030: 0.94637; 2031: 0; 2032: 0; 2033: 19.2232; 2034: 0; 2035: 0; 2036: 0; 2039: 0; 2040: 0
2018-08-15 03:00 | 8 | 2 | 4 | 1 | 0 | 0 | 0.46861 | 0.93722 | 0 | 20.3125 | 10.5647 | 17.0341 | 17.0341 | 19.0374 | 0 | 0 | 2024: 19.0374; 2025: 0; 2026: 0; 2027: 0; 2028: 0; 2029: 0; 2030: 0.93722; 2031: 0; 2032: 0; 2033: 19.0374; 2034: 0; 2035: 0; 2036: 0; 2039: 0; 2040: 0
2018-08-15 04:00 | 8 | 3 | 4 | 1 | 0 | 0 | 0.51553 | 1.0311 | 0 | 20.3125 | 10.5647 | 17.0341 | 17.0341 | 20.9433 | 0 | 0 | 2024: 20.9433; 2025: 0; 2026: 0; 2027: 0; 2028: 0; 2029: 0; 2030: 1.0311; 2031: 0; 2032: 0; 2033: 20.9433; 2034: 0; 2035: 0; 2036: 0; 2039: 0; 2040: 0
2018-08-15 05:00 | 8 | 4 | 4 | 1 | 0 | 0 | 0.65851 | 1.317 | 0 | 20.3125 | 10.5647 | 17.0341 | 17.0341 | 26.7521 | 0 | 0 | 2024: 26.7521; 2025: 0; 2026: 0; 2027: 0; 2028: 0; 2029: 0; 2030: 1.317; 2031: 0; 2032: 0; 2033: 26.7521; 2034: 0; 2035: 0; 2036: 0; 2039: 0; 2040: 0
2018-08-15 06:00 | 8 | 5 | 4 | 1 | 0 | 0.026631 | 0.75357 | 1.5071 | 0.21305 | 20.3125 | 10.5647 | 17.0341 | 17.0341 | 30.614 | 0.21305 | 0 | 2024: 26.2864; 2025: 4.3276; 2026: 0; 2027: 3.6291; 2028: 0; 2029: 0; 2030: 1.2941; 2031: 0; 2032: 0; 2033: 26.2864; 2034: 4.3276; 2035: 0; 2036: 3.6291; 2039: 0.026631; 2040: 0.027858
2018-08-15 07:00 | 8 | 6 | 4 | 1 | 0 | 0.15772 | 0.78519 | 1.5704 | 1.2617 | 20.3125 | 10.5647 | 17.0341 | 17.0341 | 31.8985 | 1.2617 | 0 | 2024: 6.2695; 2025: 25.629; 2026: 0; 2027: 21.4926; 2028: 0; 2029: 0; 2030: 0.30865; 2031: 0; 2032: 0; 2033: 6.2695; 2034: 25.629; 2035: 0; 2036: 21.4926; 2039: 0.15772; 2040: 0.18233
2018-08-15 08:00 | 8 | 7 | 4 | 1 | 0 | 0.32333 | 0.8543 | 1.7086 | 2.5866 | 20.3125 | 10.5647 | 17.0341 | 17.0341 | 34.7059 | 1.7086 | 0.87803 | 2024: 0; 2025: 34.7059; 2026: 9.2761; 2027: 44.0609; 2028: 0.87803; 2029: 0.87803; 2030: 0; 2031: 0; 2032: 0; 2033: 0; 2034: 34.7059; 2035: 0; 2036: 44.0609; 2039: 0.32333; 2040: 0.37732
2018-08-15 09:00 | 8 | 8 | 4 | 1 | 0 | 0.45486 | 0.93955 | 1.8791 | 3.6389 | 20.3125 | 10.5647 | 17.0341 | 17.0341 | 38.169 | 1.8791 | 1.7598 | 2024: 0; 2025: 38.169; 2026: 18.5917; 2027: 61.9852; 2028: 1.7598; 2029: 2.6378; 2030: 0; 2031: 0; 2032: 0; 2033: 0; 2034: 38.169; 2035: 0; 2036: 61.9852; 2039: 0.45486; 2040: 0.52797
2018-08-15 10:00 | 8 | 9 | 4 | 1 | 0 | 0.38105 | 1.0927 | 2.1854 | 3.0484 | 20.3125 | 10.5647 | 17.0341 | 17.0341 | 44.3915 | 2.1854 | 0.86293 | 2024: 0; 2025: 44.3915; 2026: 9.1167; 2027: 51.9262; 2028: 0.86293; 2029: 3.5008; 2030: 0; 2031: 0; 2032: 0; 2033: 0; 2034: 44.3915; 2035: 0; 2036: 51.9262; 2039: 0.38105; 2040: 0.63705
2018-08-15 11:00 | 8 | 10 | 4 | 1 | 0 | 0.45948 | 1.2542 | 2.5084 | 3.6758 | 20.3125 | 10.5647 | 17.0341 | 17.0341 | 50.9522 | 2.5084 | 1.1674 | 2024: 0; 2025: 50.9522; 2026: 12.3335; 2027: 62.6148; 2028: 1.1674; 2029: 4.6682; 2030: 0; 2031: 0; 2032: 0; 2033: 0; 2034: 50.9522; 2035: 0; 2036: 62.6148; 2039: 0.45948; 2040: 0.70585
2018-08-15 12:00 | 8 | 11 | 4 | 1 | 0 | 0.62583 | 1.3765 | 2.7529 | 5.0067 | 20.3125 | 10.5647 | 17.0341 | 17.0341 | 55.9189 | 2.7529 | 2.2537 | 2024: 0; 2025: 55.9189; 2026: 23.8101; 2027: 85.2842; 2028: 2.2537; 2029: 6.9219; 2030: 0; 2031: 0; 2032: 0; 2033: 0; 2034: 55.9189; 2035: 0; 2036: 85.2842; 2039: 0.62583; 2040: 0.73217
2018-08-15 13:00 | 8 | 12 | 4 | 1 | 0 | 0.24537 | 1.3834 | 2.7669 | 1.9629 | 20.3125 | 10.5647 | 17.0341 | 17.0341 | 56.2017 | 1.9629 | 0 | 2024: 16.3298; 2025: 39.872; 2026: 0; 2027: 33.4368; 2028: 0; 2029: 6.9219; 2030: 0.80393; 2031: 0.80393; 2032: 0; 2033: 0; 2034: 56.2017; 2035: 0; 2036: 33.4368; 2039: 0.24537; 2040: 0.66626
2018-08-15 14:00 | 8 | 13 | 4 | 1 | 0 | 0.043329 | 1.4694 | 2.9388 | 0.34663 | 20.3125 | 10.5647 | 17.0341 | 17.0341 | 59.6941 | 0.34663 | 0 | 2024: 52.6532; 2025: 7.041; 2026: 0; 2027: 5.9046; 2028: 0; 2029: 6.0481; 2030: 2.5922; 2031: 2.5922; 2032: 0; 2033: 0; 2034: 59.6941; 2035: 0; 2036: 5.9046; 2039: 0.043329; 2040: 0.66695
2018-08-15 15:00 | 8 | 14 | 4 | 1 | 0 | 0.031066 | 1.8053 | 3.6105 | 0.24853 | 20.3125 | 10.5647 | 17.0341 | 17.0341 | 73.3388 | 0.24853 | 0 | 2024: 68.2905; 2025: 5.0483; 2026: 0; 2027: 4.2335; 2028: 0; 2029: 3.2305; 2030: 3.362; 2031: 2.9721; 2032: 0; 2033: 7.9202; 2034: 65.4185; 2035: 0; 2036: 4.2335; 2039: 0.031066; 2040: 0.56686
2018-08-15 16:00 | 8 | 15 | 4 | 1 | 1 | 0.29186 | 1.9782 | 3.9564 | 2.3349 | 26.4696 | 16.7219 | 17.0341 | 17.0341 | 104.725 | 2.3349 | 0 | 2024: 42.9217; 2025: 61.8032; 2026: 0; 2027: 39.7725; 2028: 0; 2029: 0; 2030: 1.6215; 2031: 0; 2032: 0; 2033: 42.9217; 2034: 61.8032; 2035: 0; 2036: 39.7725; 2039: 0.29186; 2040: 0.42771
2018-08-15 17:00 | 8 | 16 | 4 | 1 | 1 | 0.18311 | 2.0248 | 4.0496 | 1.4649 | 26.4696 | 16.7219 | 17.0341 | 17.0341 | 107.1911 | 1.4649 | 0 | 2024: 68.4158; 2025: 38.7753; 2026: 0; 2027: 24.9532; 2028: 0; 2029: 0; 2030: 2.5847; 2031: 0; 2032: 0; 2033: 68.4158; 2034: 38.7753; 2035: 0; 2036: 24.9532; 2039: 0.18311; 2040: 0.24325
2018-08-15 18:00 | 8 | 17 | 4 | 1 | 1 | 0.05624 | 1.9388 | 3.8777 | 0.44992 | 26.4696 | 16.7219 | 17.0341 | 17.0341 | 102.6404 | 0.44992 | 0 | 2024: 90.7312; 2025: 11.9092; 2026: 0; 2027: 7.664; 2028: 0; 2029: 0; 2030: 3.4277; 2031: 0; 2032: 0; 2033: 90.7312; 2034: 11.9092; 2035: 0; 2036: 7.664; 2039: 0.05624; 2040: 0.060755
2018-08-15 19:00 | 8 | 18 | 4 | 1 | 1 | 0 | 1.8709 | 3.7418 | 0 | 26.4696 | 16.7219 | 17.0341 | 17.0341 | 99.045 | 0 | 0 | 2024: 99.045; 2025: 0; 2026: 0; 2027: 0; 2028: 0; 2029: 0; 2030: 3.7418; 2031: 0; 2032: 0; 2033: 99.045; 2034: 0; 2035: 0; 2036: 0; 2039: 0; 2040: 0
2018-08-15 20:00 | 8 | 19 | 4 | 1 | 0 | 0 | 1.7851 | 3.5702 | 0 | 20.3125 | 10.5647 | 17.0341 | 17.0341 | 72.52 | 0 | 0 | 2024: 72.52; 2025: 0; 2026: 0; 2027: 0; 2028: 0; 2029: 0; 2030: 3.5702; 2031: 0; 2032: 0; 2033: 72.52; 2034: 0; 2035: 0; 2036: 0; 2039: 0; 2040: 0
2018-08-15 21:00 | 8 | 20 | 4 | 1 | 0 | 0 | 1.5007 | 3.0013 | 0 | 20.3125 | 10.5647 | 17.0341 | 17.0341 | 60.9644 | 0 | 0 | 2024: 60.9644; 2025: 0; 2026: 0; 2027: 0; 2028: 0; 2029: 0; 2030: 3.0013; 2031: 0; 2032: 0; 2033: 60.9644; 2034: 0; 2035: 0; 2036: 0; 2039: 0; 2040: 0
2018-08-15 22:00 | 8 | 21 | 4 | 1 | 0 | 0 | 1.2259 | 2.4517 | 0 | 20.3125 | 10.5647 | 17.0341 | 17.0341 | 49.8011 | 0 | 0 | 2024: 49.8011; 2025: 0; 2026: 0; 2027: 0; 2028: 0; 2029: 0; 2030: 2.4517; 2031: 0; 2032: 0; 2033: 49.8011; 2034: 0; 2035: 0; 2036: 0; 2039: 0; 2040: 0
2018-08-15 23:00 | 8 | 22 | 4 | 1 | 0 | 0 | 1.0707 | 2.1413 | 0 | 20.3125 | 10.5647 | 17.0341 | 17.0341 | 43.4957 | 0 | 0 | 2024: 43.4957; 2025: 0; 2026: 0; 2027: 0; 2028: 0; 2029: 0; 2030: 2.1413; 2031: 0; 2032: 0; 2033: 43.4957; 2034: 0; 2035: 0; 2036: 0; 2039: 0; 2040: 0
2018-08-16 | 8 | 23 | 4 | 1 | 0 | 0 | 0.96264 | 1.9253 | 0 | 20.3125 | 10.5647 | 17.0341 | 17.0341 | 39.1072 | 0 | 0 | 2024: 39.1072; 2025: 0; 2026: 0; 2027: 0; 2028: 0; 2029: 0; 2030: 1.9253; 2031: 0; 2032: 0; 2033: 39.1072; 2034: 0; 2035: 0; 2036: 0; 2039: 0; 2040: 0
2018-08-16 01:00 | 8 | 0 | 5 | 1 | 0 | 0 | 0.8807 | 1.7614 | 0 | 20.3125 | 10.5647 | 17.0341 | 17.0341 | 35.7786 | 0 | 0 | 2024: 35.7786; 2025: 0; 2026: 0; 2027: 0; 2028: 0; 2029: 0; 2030: 1.7614; 2031: 0; 2032: 0; 2033: 35.7786; 2034: 0; 2035: 0; 2036: 0; 2039: 0; 2040: 0
2018-08-16 02:00 | 8 | 1 | 5 | 1 | 0 | 0 | 0.82163 | 1.6433 | 0 | 20.3125 | 10.5647 | 17.0341 | 17.0341 | 33.3788 | 0 | 0 | 2024: 33.3788; 2025: 0; 2026: 0; 2027: 0; 2028: 0; 2029: 0; 2030: 1.6433; 2031: 0; 2032: 0; 2033: 33.3788; 2034: 0; 2035: 0; 2036: 0; 2039: 0; 2040: 0
2018-08-16 03:00 | 8 | 2 | 5 | 1 | 0 | 0 | 0.77068 | 1.5414 | 0 | 20.3125 | 10.5647 | 17.0341 | 17.0341 | 31.3087 | 0 | 0 | 2024: 31.3087; 2025: 0; 2026: 0; 2027: 0; 2028: 0; 2029: 0; 2030: 1.5414; 2031: 0; 2032: 0; 2033: 31.3087; 2034: 0; 2035: 0; 2036: 0; 2039: 0; 2040: 0
2018-08-16 04:00 | 8 | 3 | 5 | 1 | 0 | 0 | 0.81707 | 1.6341 | 0 | 20.3125 | 10.5647 | 17.0341 | 17.0341 | 33.1933 | 0 | 0 | 2024: 33.1933; 2025: 0; 2026: 0; 2027: 0; 2028: 0; 2029: 0; 2030: 1.6341; 2031: 0; 2032: 0; 2033: 33.1933; 2034: 0; 2035: 0; 2036: 0; 2039: 0; 2040: 0
2018-08-16 05:00 | 8 | 4 | 5 | 1 | 0 | 0 | 0.93928 | 1.8786 | 0 | 20.3125 | 10.5647 | 17.0341 | 17.0341 | 38.1584 | 0 | 0 | 2024: 38.1584; 2025: 0; 2026: 0; 2027: 0; 2028: 0; 2029: 0; 2030: 1.8786; 2031: 0; 2032: 0; 2033: 38.1584; 2034: 0; 2035: 0; 2036: 0; 2039: 0; 2040: 0
2018-08-16 06:00 | 8 | 5 | 5 | 1 | 0 | 0.026545 | 1.0814 | 2.1629 | 0.21236 | 20.3125 | 10.5647 | 17.0341 | 17.0341 | 43.9331 | 0.21236 | 0 | 2024: 39.6196; 2025: 4.3136; 2026: 0; 2027: 3.6174; 2028: 0; 2029: 0; 2030: 1.9505; 2031: 0; 2032: 0; 2033: 39.6196; 2034: 4.3136; 2035: 0; 2036: 3.6174; 2039: 0.026545; 2040: 0.026438
2018-08-16 07:00 | 8 | 6 | 5 | 1 | 0 | 0.15973 | 1.1083 | 2.2166 | 1.2778 | 20.3125 | 10.5647 | 17.0341 | 17.0341 | 45.0254 | 1.2778 | 0 | 2024: 19.0697; 2025: 25.9556; 2026: 0; 2027: 21.7665; 2028: 0; 2029: 0; 2030: 0.93882; 2031: 0; 2032: 0; 2033: 19.0697; 2034: 25.9556; 2035: 0; 2036: 21.7665; 2039: 0.15973; 2040: 0.18468
2018-08-16 08:00 | 8 | 7 | 5 | 1 | 0 | 0.32745 | 1.122 | 2.244 | 2.6196 | 20.3125 | 10.5647 | 17.0341 | 17.0341 | 45.5813 | 2.244 | 0.37561 | 2024: 0; 2025: 45.5813; 2026: 3.9683; 2027: 44.6229; 2028: 0.37561; 2029: 0.37561; 2030: 0; 2031: 0; 2032: 0; 2033: 0; 2034: 45.5813; 2035: 0; 2036: 44.6229; 2039: 0.32745; 2040: 0.37906
2018-08-16 09:00 | 8 | 8 | 5 | 1 | 0 | 0.46182 | 1.0745 | 2.149 | 3.6946 | 20.3125 | 10.5647 | 17.0341 | 17.0341 | 43.6509 | 2.149 | 1.5456 | 2024: 0; 2025: 43.6509; 2026: 16.329; 2027: 62.9341; 2028: 1.5456; 2029: 1.9212; 2030: 0; 2031: 0; 2032: 0; 2033: 0; 2034: 43.6509; 2035: 0; 2036: 62.9341; 2039: 0.46182; 2040: 0.52599
2018-08-16 10:00 | 8 | 9 | 5 | 1 | 0 | 0.5581 | 1.0739 | 2.1478 | 4.4648 | 20.3125 | 10.5647 | 17.0341 | 17.0341 | 43.6278 | 2.1478 | 2.317 | 2024: 0; 2025: 43.6278; 2026: 24.4784; 2027: 76.0545; 2028: 2.317; 2029: 4.2382; 2030: 0; 2031: 0; 2032: 0; 2033: 0; 2034: 43.6278; 2035: 0; 2036: 76.0545; 2039: 0.5581; 2040: 0.63327
2018-08-16 11:00 | 8 | 10 | 5 | 1 | 0 | 0.61865 | 1.0872 | 2.1744 | 4.9492 | 20.3125 | 10.5647 | 17.0341 | 17.0341 | 44.1673 | 2.1744 | 2.7748 | 2024: 0; 2025: 44.1673; 2026: 29.3147; 2027: 84.3047; 2028: 2.7748; 2029: 7.013; 2030: 0; 2031: 0; 2032: 0; 2033: 0; 2034: 44.1673; 2035: 0; 2036: 84.3047; 2039: 0.61865; 2040: 0.62224
2018-08-16 12:00 | 8 | 11 | 5 | 1 | 0 | 0.64189 | 1.2052 | 2.4105 | 5.1351 | 20.3125 | 10.5647 | 17.0341 | 17.0341 | 48.9629 | 2.4105 | 2.7247 | 2024: 0; 2025: 48.9629; 2026: 28.7853; 2027: 87.4726; 2028: 2.7247; 2029: 9.7376; 2030: 0; 2031: 0; 2032: 0; 2033: 0; 2034: 48.9629; 2035: 0; 2036: 87.4726; 2039: 0.64189; 2040: 0.72092
2018-08-16 13:00 | 8 | 12 | 5 | 1 | 0 | 0.62566 | 1.3852 | 2.7703 | 5.0053 | 20.3125 | 10.5647 | 17.0341 | 17.0341 | 56.2718 | 2.7703 | 2.235 | 2024: 0; 2025: 56.2718; 2026: 23.6122; 2027: 85.2611; 2028: 2.235; 2029: 11.9726; 2030: 0; 2031: 0; 2032: 0; 2033: 0; 2034: 56.2718; 2035: 0; 2036: 85.2611; 2039: 0.62566; 2040: 0.70075
2018-08-16 14:00 | 8 | 13 | 5 | 1 | 0 | 0.57238 | 1.6273 | 3.2546 | 4.579 | 20.3125 | 10.5647 | 17.0341 | 17.0341 | 66.1091 | 3.2546 | 1.3244 | 2024: 0; 2025: 66.1091; 2026: 13.9924; 2027: 78.0002; 2028: 0.52735; 2029: 12.5; 2030: 0; 2031: 0; 2032: 0.79709; 2033: 0; 2034: 66.1091; 2035: 8.4211; 2036: 78.0002; 2039: 0.57238; 2040: 0.64276
2018-08-16 15:00 | 8 | 14 | 5 | 1 | 0 | 0.48446 | 1.7929 | 3.5859 | 3.8757 | 20.3125 | 10.5647 | 17.0341 | 17.0341 | 72.838 | 3.5859 | 0.28984 | 2024: 0; 2025: 72.838; 2026: 3.0621; 2027: 66.0194; 2028: 0; 2029: 12.5; 2030: 0; 2031: 0; 2032: 0.28984; 2033: 0; 2034: 72.838; 2035: 3.0621; 2036: 66.0194; 2039: 0.48446; 2040: 0.5454
2018-08-16 16:00 | 8 | 15 | 5 | 1 | 1 | 0.35998 | 1.9342 | 3.8685 | 2.8799 | 26.4696 | 16.7219 | 17.0341 | 17.0341 | 102.3977 | 2.8799 | 0 | 2024: 26.1683; 2025: 76.2294; 2026: 0; 2027: 49.0563; 2028: 0; 2029: 12.5; 2030: 0.98861; 2031: 0.98861; 2032: 0; 2033: 0; 2034: 102.3977; 2035: 0; 2036: 49.0563; 2039: 0.35998; 2040: 0.41078
2018-08-16 17:00 | 8 | 16 | 5 | 1 | 1 | 0.10523 | 1.9717 | 3.9434 | 0.84186 | 26.4696 | 16.7219 | 17.0341 | 17.0341 | 104.3801 | 0.84186 | 0 | 2024: 82.0963; 2025: 22.2838; 2026: 0; 2027: 14.3404; 2028: 0; 2029: 11.4254; 2030: 3.1015; 2031: 3.1015; 2032: 0; 2033: 0; 2034: 104.3801; 2035: 0; 2036: 14.3404; 2039: 0.10523; 2040: 0.23202
2018-08-16 18:00 | 8 | 17 | 5 | 1 | 1 | 0.048808 | 1.8447 | 3.6894 | 0.39047 | 26.4696 | 16.7219 | 17.0341 | 17.0341 | 97.6578 | 0.39047 | 0 | 2024: 87.3223; 2025: 10.3355; 2026: 0; 2027: 6.6512; 2028: 0; 2029: 8.0542; 2030: 3.299; 2031: 3.299; 2032: 0; 2033: 0; 2034: 97.6578; 2035: 0; 2036: 6.6512; 2039: 0.048808; 2040: 0.059806
2018-08-16 19:00 | 8 | 18 | 5 | 1 | 1 | 0 | 1.7522 | 3.5045 | 0 | 26.4696 | 16.7219 | 17.0341 | 17.0341 | 92.7618 | 0 | 0 | 2024: 92.7618; 2025: 0; 2026: 0; 2027: 0; 2028: 0; 2029: 4.4684; 2030: 3.5045; 2031: 3.5045; 2032: 0; 2033: 0; 2034: 92.7618; 2035: 0; 2036: 0; 2039: 0; 2040: 0
2018-08-16 20:00 | 8 | 19 | 5 | 1 | 0 | 0 | 1.6291 | 3.2583 | 0 | 20.3125 | 10.5647 | 17.0341 | 17.0341 | 66.1841 | 0 | 0 | 2024: 66.1841; 2025: 0; 2026: 0; 2027: 0; 2028: 0; 2029: 0.65917; 2030: 3.2583; 2031: 0.60644; 2032: 0; 2033: 53.8658; 2034: 12.3183; 2035: 0; 2036: 0; 2039: 0; 2040: 0
2018-08-16 21:00 | 8 | 20 | 5 | 1 | 0 | 0 | 1.3921 | 2.7843 | 0 | 20.3125 | 10.5647 | 17.0341 | 17.0341 | 56.5558 | 0 | 0 | 2024: 56.5558; 2025: 0; 2026: 0; 2027: 0; 2028: 0; 2029: 0; 2030: 2.7843; 2031: 0; 2032: 0; 2033: 56.5558; 2034: 0; 2035: 0; 2036: 0; 2039: 0; 2040: 0
2018-08-16 22:00 | 8 | 21 | 5 | 1 | 0 | 0 | 1.0547 | 2.1095 | 0 | 20.3125 | 10.5647 | 17.0341 | 17.0341 | 42.8484 | 0 | 0 | 2024: 42.8484; 2025: 0; 2026: 0; 2027: 0; 2028: 0; 2029: 0; 2030: 2.1095; 2031: 0; 2032: 0; 2033: 42.8484; 2034: 0; 2035: 0; 2036: 0; 2039: 0; 2040: 0
2018-08-16 23:00 | 8 | 22 | 5 | 1 | 0 | 0 | 0.89071 | 1.7814 | 0 | 20.3125 | 10.5647 | 17.0341 | 17.0341 | 36.185 | 0 | 0 | 2024: 36.185; 2025: 0; 2026: 0; 2027: 0; 2028: 0; 2029: 0; 2030: 1.7814; 2031: 0; 2032: 0; 2033: 36.185; 2034: 0; 2035: 0; 2036: 0; 2039: 0; 2040: 0
2018-08-17 | 8 | 23 | 5 | 1 | 0 | 0 | 0.79064 | 1.5813 | 0 | 20.3125 | 10.5647 | 17.0341 | 17.0341 | 32.1197 | 0 | 0 | 2024: 32.1197; 2025: 0; 2026: 0; 2027: 0; 2028: 0; 2029: 0; 2030: 1.5813; 2031: 0; 2032: 0; 2033: 32.1197; 2034: 0; 2035: 0; 2036: 0; 2039: 0; 2040: 0
2018-08-17 01:00 | 8 | 0 | 6 | 1 | 0 | 0 | 0.7288 | 1.4576 | 0 | 20.3125 | 10.5647 | 17.0341 | 17.0341 | 29.6077 | 0 | 0 | 2024: 29.6077; 2025: 0; 2026: 0; 2027: 0; 2028: 0; 2029: 0; 2030: 1.4576; 2031: 0; 2032: 0; 2033: 29.6077; 2034: 0; 2035: 0; 2036: 0; 2039: 0; 2040: 0
2018-08-17 02:00 | 8 | 1 | 6 | 1 | 0 | 0 | 0.70012 | 1.4002 | 0 | 20.3125 | 10.5647 | 17.0341 | 17.0341 | 28.4425 | 0 | 0 | 2024: 28.4425; 2025: 0; 2026: 0; 2027: 0; 2028: 0; 2029: 0; 2030: 1.4002; 2031: 0; 2032: 0; 2033: 28.4425; 2034: 0; 2035: 0; 2036: 0; 2039: 0; 2040: 0
2018-08-17 03:00 | 8 | 2 | 6 | 1 | 0 | 0 | 0.69812 | 1.3962 | 0 | 20.3125 | 10.5647 | 17.0341 | 17.0341 | 28.361 | 0 | 0 | 2024: 28.361; 2025: 0; 2026: 0; 2027: 0; 2028: 0; 2029: 0; 2030: 1.3962; 2031: 0; 2032: 0; 2033: 28.361; 2034: 0; 2035: 0; 2036: 0; 2039: 0; 2040: 0
2018-08-17 04:00 | 8 | 3 | 6 | 1 | 0 | 0 | 0.71603 | 1.4321 | 0 | 20.3125 | 10.5647 | 17.0341 | 17.0341 | 29.0886 | 0 | 0 | 2024: 29.0886; 2025: 0; 2026: 0; 2027: 0; 2028: 0; 2029: 0; 2030: 1.4321; 2031: 0; 2032: 0; 2033: 29.0886; 2034: 0; 2035: 0; 2036: 0; 2039: 0; 2040: 0
2018-08-17 05:00 | 8 | 4 | 6 | 1 | 0 | 0 | 0.83951 | 1.679 | 0 | 20.3125 | 10.5647 | 17.0341 | 17.0341 | 34.105 | 0 | 0 | 2024: 34.105; 2025: 0; 2026: 0; 2027: 0; 2028: 0; 2029: 0; 2030: 1.679; 2031: 0; 2032: 0; 2033: 34.105; 2034: 0; 2035: 0; 2036: 0; 2039: 0; 2040: 0
2018-08-17 06:00 | 8 | 5 | 6 | 1 | 0 | 0.024619 | 1.0065 | 2.013 | 0.19695 | 20.3125 | 10.5647 | 17.0341 | 17.0341 | 40.889 | 0.19695 | 0 | 2024: 36.8884; 2025: 4.0006; 2026: 0; 2027: 3.3549; 2028: 0; 2029: 0; 2030: 1.816; 2031: 0; 2032: 0; 2033: 36.8884; 2034: 4.0006; 2035: 0; 2036: 3.3549; 2039: 0.024619; 2040: 0.026788
2018-08-17 07:00 | 8 | 6 | 6 | 1 | 0 | 0.15874 | 1.0183 | 2.0366 | 1.2699 | 20.3125 | 10.5647 | 17.0341 | 17.0341 | 41.368 | 1.2699 | 0 | 2024: 15.5734; 2025: 25.7946; 2026: 0; 2027: 21.6315; 2028: 0; 2029: 0; 2030: 0.76669; 2031: 0; 2032: 0; 2033: 15.5734; 2034: 25.7946; 2035: 0; 2036: 21.6315; 2039: 0.15874; 2040: 0.16599
2018-08-17 08:00 | 8 | 7 | 6 | 1 | 0 | 0.32916 | 1.0641 | 2.1282 | 2.6333 | 20.3125 | 10.5647 | 17.0341 | 17.0341 | 43.23 | 2.1282 | 0.50502 | 2024: 0; 2025: 43.23; 2026: 5.3354; 2027: 44.8554; 2028: 0.50502; 2029: 0.50502; 2030: 0; 2031: 0; 2032: 0; 2033: 0; 2034: 43.23; 2035: 0; 2036: 44.8554; 2039: 0.32916; 2040: 0.36923
2018-08-17 09:00 | 8 | 8 | 6 | 1 | 0 | 0.46347 | 1.1139 | 2.2279 | 3.7078 | 20.3125 | 10.5647 | 17.0341 | 17.0341 | 45.2538 | 2.2279 | 1.4799 | 2024: 0; 2025: 45.2538; 2026: 15.6345; 2027: 63.1585; 2028: 1.4799; 2029: 1.9849; 2030: 0; 2031: 0; 2032: 0; 2033: 0; 2034: 45.2538; 2035: 0; 2036: 63.1585; 2039: 0.46347; 2040: 0.51896
2018-08-17 10:00 | 8 | 9 | 6 | 1 | 0 | 0.56175 | 1.2675 | 2.535 | 4.494 | 20.3125 | 10.5647 | 17.0341 | 17.0341 | 51.4926 | 2.535 | 1.9589 | 2024: 0; 2025: 51.4926; 2026: 20.6957; 2027: 76.5508; 2028: 1.9589; 2029: 3.9438; 2030: 0; 2031: 0; 2032: 0; 2033: 0; 2034: 51.4926; 2035: 0; 2036: 76.5508; 2039: 0.56175; 2040: 0.6083
2018-08-17 11:00 | 8 | 10 | 6 | 1 | 0 | 0.54013 | 1.5921 | 3.1843 | 4.321 | 20.3125 | 10.5647 | 17.0341 | 17.0341 | 64.6808 | 3.1843 | 1.1367 | 2024: 0; 2025: 64.6808; 2026: 12.0093; 2027: 73.6049; 2028: 1.1367; 2029: 5.0806; 2030: 0; 2031: 0; 2032: 0; 2033: 0; 2034: 64.6808; 2035: 0; 2036: 73.6049; 2039: 0.54013; 2040: 0.5857
2018-08-17 12:00 | 8 | 11 | 6 | 1 | 0 | 0.64561 | 1.7041 | 3.4083 | 5.1649 | 20.3125 | 10.5647 | 17.0341 | 17.0341 | 69.2305 | 3.4083 | 1.7566 | 2024: 0; 2025: 69.2305; 2026: 18.5579; 2027: 87.9789; 2028: 1.7566; 2029: 6.8372; 2030: 0; 2031: 0; 2032: 0; 2033: 0; 2034: 69.2305; 2035: 0; 2036: 87.9789; 2039: 0.64561; 2040: 0.48222
2018-08-17 13:00 | 8 | 12 | 6 | 1 | 0 | 0.50946 | 1.8265 | 3.653 | 4.0757 | 20.3125 | 10.5647 | 17.0341 | 17.0341 | 74.2016 | 3.653 | 0.42267 | 2024: 0; 2025: 74.2016; 2026: 4.4654; 2027: 69.4256; 2028: 0.42267; 2029: 7.2598; 2030: 0; 2031: 0; 2032: 0; 2033: 0; 2034: 74.2016; 2035: 0; 2036: 69.4256; 2039: 0.50946; 2040: 0.46524
2018-08-17 14:00 | 8 | 13 | 6 | 1 | 0 | 0.50969 | 1.9807 | 3.9615 | 4.0775 | 20.3125 | 10.5647 | 17.0341 | 17.0341 | 80.4679 | 3.9615 | 0.11602 | 2024: 0; 2025: 80.4679; 2026: 1.2258; 2027: 69.4571; 2028: 0.11602; 2029: 7.3759; 2030: 0; 2031: 0; 2032: 0; 2033: 0; 2034: 80.4679; 2035: 0; 2036: 69.4571; 2039: 0.50969; 2040: 0.41925
2018-08-17 15:00 | 8 | 14 | 6 | 1 | 0 | 0.39845 | 2.1114 | 4.2227 | 3.1876 | 20.3125 | 10.5647 | 17.0341 | 17.0341 | 85.7736 | 3.1876 | 0 | 2024: 21.0254; 2025: 64.7483; 2026: 0; 2027: 54.2982; 2028: 0; 2029: 7.3759; 2030: 1.0351; 2031: 1.0351; 2032: 0; 2033: 0; 2034: 85.7736; 2035: 0; 2036: 54.2982; 2039: 0.39845; 2040: 0.44835
2018-08-17 16:00 | 8 | 15 | 6 | 1 | 1 | 0.25772 | 2.1422 | 4.2844 | 2.0617 | 26.4696 | 16.7219 | 17.0341 | 17.0341 | 113.4065 | 2.0617 | 0 | 2024: 58.8333; 2025: 54.5732; 2026: 0; 2027: 35.1198; 2028: 0; 2029: 6.2507; 2030: 2.2227; 2031: 2.2227; 2032: 0; 2033: 0; 2034: 113.4065; 2035: 0; 2036: 35.1198; 2039: 0.25772; 2040: 0.2738
2018-08-17 17:00 | 8 | 16 | 6 | 1 | 1 | 0.18399 | 2.1446 | 4.2891 | 1.4719 | 26.4696 | 16.7219 | 17.0341 | 17.0341 | 113.5312 | 1.4719 | 0 | 2024: 74.5711; 2025: 38.9601; 2026: 0; 2027: 25.0722; 2028: 0; 2029: 3.8348; 2030: 2.8172; 2031: 2.8172; 2032: 0; 2033: 0; 2034: 113.5312; 2035: 0; 2036: 25.0722; 2039: 0.18399; 2040: 0.1397
2018-08-17 18:00 | 8 | 17 | 6 | 1 | 1 | 0.045828 | 2.0443 | 4.0887 | 0.36662 | 26.4696 | 16.7219 | 17.0341 | 17.0341 | 108.2259 | 0.36662 | 0 | 2024: 98.5215; 2025: 9.7044; 2026: 0; 2027: 6.2451; 2028: 0; 2029: 0.7726; 2030: 3.7221; 2031: 0.71079; 2032: 0; 2033: 79.7072; 2034: 28.5187; 2035: 0; 2036: 6.2451; 2039: 0.045828; 2040: 0.030145
2018-08-17 19:00 | 8 | 18 | 6 | 1 | 1 | 0 | 1.9169 | 3.8338 | 0 | 26.4696 | 16.7219 | 17.0341 | 17.0341 | 101.4789 | 0 | 0 | 2024: 101.4789; 2025: 0; 2026: 0; 2027: 0; 2028: 0; 2029: 0; 2030: 3.8338; 2031: 0; 2032: 0; 2033: 101.4789; 2034: 0; 2035: 0; 2036: 0; 2039: 0; 2040: 0
2018-08-17 20:00 | 8 | 19 | 6 | 1 | 0 | 0 | 1.8234 | 3.6468 | 0 | 20.3125 | 10.5647 | 17.0341 | 17.0341 | 74.0747 | 0 | 0 | 2024: 74.0747; 2025: 0; 2026: 0; 2027: 0; 2028: 0; 2029: 0; 2030: 3.6468; 2031: 0; 2032: 0; 2033: 74.0747; 2034: 0; 2035: 0; 2036: 0; 2039: 0; 2040: 0
2018-08-17 21:00 | 8 | 20 | 6 | 1 | 0 | 0 | 1.5309 | 3.0617 | 0 | 20.3125 | 10.5647 | 17.0341 | 17.0341 | 62.1909 | 0 | 0 | 2024: 62.1909; 2025: 0; 2026: 0; 2027: 0; 2028: 0; 2029: 0; 2030: 3.0617; 2031: 0; 2032: 0; 2033: 62.1909; 2034: 0; 2035: 0; 2036: 0; 2039: 0; 2040: 0
2018-08-17 22:00 | 8 | 21 | 6 | 1 | 0 | 0 | 1.2379 | 2.4758 | 0 | 20.3125 | 10.5647 | 17.0341 | 17.0341 | 50.29 | 0 | 0 | 2024: 50.29; 2025: 0; 2026: 0; 2027: 0; 2028: 0; 2029: 0; 2030: 2.4758; 2031: 0; 2032: 0; 2033: 50.29; 2034: 0; 2035: 0; 2036: 0; 2039: 0; 2040: 0
2018-08-17 23:00 | 8 | 22 | 6 | 1 | 0 | 0 | 1.1316 | 2.2632 | 0 | 20.3125 | 10.5647 | 17.0341 | 17.0341 | 45.971 | 0 | 0 | 2024: 45.971; 2025: 0; 2026: 0; 2027: 0; 2028: 0; 2029: 0; 2030: 2.2632; 2031: 0; 2032: 0; 2033: 45.971; 2034: 0; 2035: 0; 2036: 0; 2039: 0; 2040: 0
2018-08-18 | 8 | 23 | 6 | 1 | 0 | 0 | 1.0273 | 2.0547 | 0 | 20.3125 | 10.5647 | 17.0341 | 17.0341 | 41.7354 | 0 | 0 | 2024: 41.7354; 2025: 0; 2026: 0; 2027: 0; 2028: 0; 2029: 0; 2030: 2.0547; 2031: 0; 2032: 0; 2033: 41.7354; 2034: 0; 2035: 0; 2036: 0; 2039: 0; 2040: 0
2018-08-18 01:00 | 8 | 0 | 7 | 1 | 0 | 0 | 0.95605 | 1.9121 | 0 | 20.3125 | 10.5647 | 17.0341 | 17.0341 | 38.8395 | 0 | 0 | 2024: 38.8395; 2025: 0; 2026: 0; 2027: 0; 2028: 0; 2029: 0; 2030: 1.9121; 2031: 0; 2032: 0; 2033: 38.8395; 2034: 0; 2035: 0; 2036: 0; 2039: 0; 2040: 0
2018-08-18 02:00 | 8 | 1 | 7 | 1 | 0 | 0 | 0.86021 | 1.7204 | 0 | 20.3125 | 10.5647 | 17.0341 | 17.0341 | 34.9462 | 0 | 0 | 2024: 34.9462; 2025: 0; 2026: 0; 2027: 0; 2028: 0; 2029: 0; 2030: 1.7204; 2031: 0; 2032: 0; 2033: 34.9462; 2034: 0; 2035: 0; 2036: 0; 2039: 0; 2040: 0
2018-08-18 03:00 | 8 | 2 | 7 | 1 | 0 | 0 | 0.77601 | 1.552 | 0 | 20.3125 | 10.5647 | 17.0341 | 17.0341 | 31.5254 | 0 | 0 | 2024: 31.5254; 2025: 0; 2026: 0; 2027: 0; 2028: 0; 2029: 0; 2030: 1.552; 2031: 0; 2032: 0; 2033: 31.5254; 2034: 0; 2035: 0; 2036: 0; 2039: 0; 2040: 0
2018-08-18 04:00 | 8 | 3 | 7 | 1 | 0 | 0 | 0.70159 | 1.4032 | 0 | 20.3125 | 10.5647 | 17.0341 | 17.0341 | 28.5019 | 0 | 0 | 2024: 28.5019; 2025: 0; 2026: 0; 2027: 0; 2028: 0; 2029: 0; 2030: 1.4032; 2031: 0; 2032: 0; 2033: 28.5019; 2034: 0; 2035: 0; 2036: 0; 2039: 0; 2040: 0
2018-08-18 05:00 | 8 | 4 | 7 | 1 | 0 | 0 | 0.69979 | 1.3996 | 0 | 20.3125 | 10.5647 | 17.0341 | 17.0341 | 28.4291 | 0 | 0 | 2024: 28.4291; 2025: 0; 2026: 0; 2027: 0; 2028: 0; 2029: 0; 2030: 1.3996; 2031: 0; 2032: 0; 2033: 28.4291; 2034: 0; 2035: 0; 2036: 0; 2039: 0; 2040: 0
2018-08-18 06:00 | 8 | 5 | 7 | 1 | 0 | 0.027983 | 0.78139 | 1.5628 | 0.22386 | 20.3125 | 10.5647 | 17.0341 | 17.0341 | 31.7439 | 0.22386 | 0 | 2024: 27.1967; 2025: 4.5473; 2026: 0; 2027: 3.8133; 2028: 0; 2029: 0; 2030: 1.3389; 2031: 0; 2032: 0; 2033: 27.1967; 2034: 4.5473; 2035: 0; 2036: 3.8133; 2039: 0.027983; 2040: 0.012027
2018-08-18 07:00 | 8 | 6 | 7 | 1 | 0 | 0.15599 | 1.0072 | 2.0144 | 1.2479 | 20.3125 | 10.5647 | 17.0341 | 17.0341 | 40.9168 | 1.2479 | 0 | 2024: 15.5691; 2025: 25.3477; 2026: 0; 2027: 21.2567; 2028: 0; 2029: 0; 2030: 0.76648; 2031: 0; 2032: 0; 2033: 15.5691; 2034: 25.3477; 2035: 0; 2036: 21.2567; 2039: 0.15599; 2040: 0.12297
2018-08-18 08:00 | 8 | 7 | 7 | 1 | 0 | 0.33211 | 1.1446 | 2.2891 | 2.6569 | 20.3125 | 10.5647 | 17.0341 | 17.0341 | 46.4979 | 2.2891 | 0.36776 | 2024: 0; 2025: 46.4979; 2026: 3.8853; 2027: 45.2578; 2028: 0.36776; 2029: 0.36776; 2030: 0; 2031: 0; 2032: 0; 2033: 0; 2034: 46.4979; 2035: 0; 2036: 45.2578; 2039: 0.33211; 2040: 0.23704
2018-08-18 09:00 | 8 | 8 | 7 | 1 | 0 | 0.10333 | 1.3379 | 2.6758 | 0.82663 | 20.3125 | 10.5647 | 17.0341 | 17.0341 | 54.3532 | 0.82663 | 0 | 2024: 37.5622; 2025: 16.791; 2026: 0; 2027: 14.081; 2028: 0; 2029: 0.36776; 2030: 1.8492; 2031: 0.33834; 2032: 0; 2033: 30.6897; 2034: 23.6635; 2035: 0; 2036: 14.081; 2039: 0.10333; 2040: 0.30013
2018-08-18 10:00 | 8 | 9 | 7 | 1 | 0 | 0.22706 | 1.4831 | 2.9663 | 1.8164 | 20.3125 | 10.5647 | 17.0341 | 17.0341 | 60.2524 | 1.8164 | 0 | 2024: 23.356; 2025: 36.8964; 2026: 0; 2027: 30.9415; 2028: 0; 2029: 0; 2030: 1.1498; 2031: 0; 2032: 0; 2033: 23.356; 2034: 36.8964; 2035: 0; 2036: 30.9415; 2039: 0.22706; 2040: 0.34376
2018-08-18 11:00 | 8 | 10 | 7 | 1 | 0 | 0.50983 | 1.5088 | 3.0176 | 4.0786 | 20.3125 | 10.5647 | 17.0341 | 17.0341 | 61.2953 | 3.0176 | 1.061 | 2024: 0; 2025: 61.2953; 2026: 11.2094; 2027: 69.476; 2028: 1.061; 2029: 1.061; 2030: 0; 2031: 0; 2032: 0; 2033: 0; 2034: 61.2953; 2035: 0; 2036: 69.476; 2039: 0.50983; 2040: 0.42221
2018-08-18 12:00 | 8 | 11 | 7 | 1 | 0 | 0.70173 | 1.6122 | 3.2244 | 5.6138 | 20.3125 | 10.5647 | 17.0341 | 17.0341 | 65.4954 | 3.2244 | 2.3894 | 2024: 0; 2025: 65.4954; 2026: 25.2436; 2027: 95.6264; 2028: 2.3894; 2029: 3.4504; 2030: 0; 2031: 0; 2032: 0; 2033: 0; 2034: 65.4954; 2035: 0; 2036: 95.6264; 2039: 0.70173; 2040: 0.35131
2018-08-18 13:00 | 8 | 12 | 7 | 1 | 0 | 0.69044 | 1.6819 | 3.3638 | 5.5235 | 20.3125 | 10.5647 | 17.0341 | 17.0341 | 68.3279 | 3.3638 | 2.1597 | 2024: 0; 2025: 68.3279; 2026: 22.8163; 2027: 94.0882; 2028: 2.1597; 2029: 5.6101; 2030: 0; 2031: 0; 2032: 0; 2033: 0; 2034: 68.3279; 2035: 0; 2036: 94.0882; 2039: 0.69044; 2040: 0.38236
2018-08-18 14:00 | 8 | 13 | 7 | 1 | 0 | 0.63418 | 1.7777 | 3.5554 | 5.0734 | 20.3125 | 10.5647 | 17.0341 | 17.0341 | 72.2193 | 3.5554 | 1.518 | 2024: 0; 2025: 72.2193; 2026: 16.0372; 2027: 86.421; 2028: 1.518; 2029: 7.1281; 2030: 0; 2031: 0; 2032: 0; 2033: 0; 2034: 72.2193; 2035: 0; 2036: 86.421; 2039: 0.63418; 2040: 0.41751
2018-08-18 15:00 | 8 | 14 | 7 | 1 | 0 | 0.53833 | 1.889 | 3.7779 | 4.3066 | 20.3125 | 10.5647 | 17.0341 | 17.0341 | 76.7394 | 3.7779 | 0.5287 | 2024: 0; 2025: 76.7394; 2026: 5.5856; 2027: 73.3599; 2028: 0.5287; 2029: 7.6568; 2030: 0; 2031: 0; 2032: 0; 2033: 0; 2034: 76.7394; 2035: 0; 2036: 73.3599; 2039: 0.53833; 2040: 0.37854
2018-08-18 16:00 | 8 | 15 | 7 | 1 | 1 | 0.40628 | 2.0102 | 4.0204 | 3.2502 | 26.4696 | 16.7219 | 17.0341 | 17.0341 | 106.4174 | 3.2502 | 0 | 2024: 20.3844; 2025: 86.0329; 2026: 0; 2027: 55.3652; 2028: 0; 2029: 7.6568; 2030: 0.77011; 2031: 0.77011; 2032: 0; 2033: 0; 2034: 106.4174; 2035: 0; 2036: 55.3652; 2039: 0.40628; 2040: 0.32914
2018-08-18 17:00 | 8 | 16 | 7 | 1 | 1 | 0.22912 | 1.9752 | 3.9504 | 1.833 | 26.4696 | 16.7219 | 17.0341 | 17.0341 | 104.5652 | 1.833 | 0 | 2024: 56.0474; 2025: 48.5178; 2026: 0; 2027: 31.2229; 2028: 0; 2029: 6.8197; 2030: 2.1174; 2031: 2.1174; 2032: 0; 2033: 0; 2034: 104.5652; 2035: 0; 2036: 31.2229; 2039: 0.22912; 2040: 0.16576
2018-08-18 18:00 | 8 | 17 | 7 | 1 | 1 | 0.051169 | 1.7759 | 3.5518 | 0.40936 | 26.4696 | 16.7219 | 17.0341 | 17.0341 | 94.0149 | 0.40936 | 0 | 2024: 83.1794; 2025: 10.8355; 2026: 0; 2027: 6.973; 2028: 0; 2029: 4.5182; 2030: 3.1424; 2031: 3.1424; 2032: 0; 2033: 0; 2034: 94.0149; 2035: 0; 2036: 6.973; 2039: 0.051169; 2040: 0.051619
2018-08-18 19:00 | 8 | 18 | 7 | 1 | 1 | 0 | 1.6248 | 3.2497 | 0 | 26.4696 | 16.7219 | 17.0341 | 17.0341 | 86.0181 | 0 | 0 | 2024: 86.0181; 2025: 0; 2026: 0; 2027: 0; 2028: 0; 2029: 1.1025; 2030: 3.2497; 2031: 1.0143; 2032: 0; 2033: 59.1705; 2034: 26.8477; 2035: 0; 2036: 0; 2039: 0; 2040: 0
2018-08-18 20:00 | 8 | 19 | 7 | 1 | 0 | 0 | 1.4009 | 2.8019 | 0 | 20.3125 | 10.5647 | 17.0341 | 17.0341 | 56.9132 | 0 | 0 | 2024: 56.9132; 2025: 0; 2026: 0; 2027: 0; 2028: 0; 2029: 0; 2030: 2.8019; 2031: 0; 2032: 0; 2033: 56.9132; 2034: 0; 2035: 0; 2036: 0; 2039: 0; 2040: 0
2018-08-18 21:00 | 8 | 20 | 7 | 1 | 0 | 0 | 1.1403 | 2.2805 | 0 | 20.3125 | 10.5647 | 17.0341 | 17.0341 | 46.3236 | 0 | 0 | 2024: 46.3236; 2025: 0; 2026: 0; 2027: 0; 2028: 0; 2029: 0; 2030: 2.2805; 2031: 0; 2032: 0; 2033: 46.3236; 2034: 0; 2035: 0; 2036: 0; 2039: 0; 2040: 0
2018-08-18 22:00 | 8 | 21 | 7 | 1 | 0 | 0 | 0.77267 | 1.5453 | 0 | 20.3125 | 10.5647 | 17.0341 | 17.0341 | 31.3897 | 0 | 0 | 2024: 31.3897; 2025: 0; 2026: 0; 2027: 0; 2028: 0; 2029: 0; 2030: 1.5453; 2031: 0; 2032: 0; 2033: 31.3897; 2034: 0; 2035: 0; 2036: 0; 2039: 0; 2040: 0
2018-08-18 23:00 | 8 | 22 | 7 | 1 | 0 | 0 | 0.60237 | 1.2047 | 0 | 20.3125 | 10.5647 | 17.0341 | 17.0341 | 24.4711 | 0 | 0 | 2024: 24.4711; 2025: 0; 2026: 0; 2027: 0; 2028: 0; 2029: 0; 2030: 1.2047; 2031: 0; 2032: 0; 2033: 24.4711; 2034: 0; 2035: 0; 2036: 0; 2039: 0; 2040: 0
2018-08-19 | 8 | 23 | 7 | 1 | 0 | 0 | 0.50143 | 1.0029 | 0 | 20.3125 | 10.5647 | 17.0341 | 17.0341 | 20.3706 | 0 | 0 | 2024: 20.3706; 2025: 0; 2026: 0; 2027: 0; 2028: 0; 2029: 0; 2030: 1.0029; 2031: 0; 2032: 0; 2033: 20.3706; 2034: 0; 2035: 0; 2036: 0; 2039: 0; 2040: 0
2018-08-19 01:00 | 8 | 0 | 1 | 1 | 0 | 0 | 0.45769 | 0.91539 | 0 | 20.3125 | 10.5647 | 17.0341 | 17.0341 | 18.5939 | 0 | 0 | 2024: 18.5939; 2025: 0; 2026: 0; 2027: 0; 2028: 0; 2029: 0; 2030: 0.91539; 2031: 0; 2032: 0; 2033: 18.5939; 2034: 0; 2035: 0; 2036: 0; 2039: 0; 2040: 0
2018-08-19 02:00 | 8 | 1 | 1 | 1 | 0 | 0 | 0.44556 | 0.89113 | 0 | 20.3125 | 10.5647 | 17.0341 | 17.0341 | 18.101 | 0 | 0 | 2024: 18.101; 2025: 0; 2026: 0; 2027: 0; 2028: 0; 2029: 0; 2030: 0.89113; 2031: 0; 2032: 0; 2033: 18.101; 2034: 0; 2035: 0; 2036: 0; 2039: 0; 2040: 0
2018-08-19 03:00 | 8 | 2 | 1 | 1 | 0 | 0 | 0.46658 | 0.93316 | 0 | 20.3125 | 10.5647 | 17.0341 | 17.0341 | 18.9547 | 0 | 0 | 2024: 18.9547; 2025: 0; 2026: 0; 2027: 0; 2028: 0; 2029: 0; 2030: 0.93316; 2031: 0; 2032: 0; 2033: 18.9547; 2034: 0; 2035: 0; 2036: 0; 2039: 0; 2040: 0
2018-08-19 04:00 | 8 | 3 | 1 | 1 | 0 | 0 | 0.4811 | 0.96219 | 0 | 20.3125 | 10.5647 | 17.0341 | 17.0341 | 19.5446 | 0 | 0 | 2024: 19.5446; 2025: 0; 2026: 0; 2027: 0; 2028: 0; 2029: 0; 2030: 0.96219; 2031: 0; 2032: 0; 2033: 19.5446; 2034: 0; 2035: 0; 2036: 0; 2039: 0; 2040: 0
2018-08-19 05:00 | 8 | 4 | 1 | 1 | 0 | 0 | 0.53771 | 1.0754 | 0 | 20.3125 | 10.5647 | 17.0341 | 17.0341 | 21.8445 | 0 | 0 | 2024: 21.8445; 2025: 0; 2026: 0; 2027: 0; 2028: 0; 2029: 0; 2030: 1.0754; 2031: 0; 2032: 0; 2033: 21.8445; 2034: 0; 2035: 0; 2036: 0; 2039: 0; 2040: 0
2018-08-19 06:00 | 8 | 5 | 1 | 1 | 0 | 0.02138 | 0.65349 | 1.307 | 0.17104 | 20.3125 | 10.5647 | 17.0341 | 17.0341 | 26.548 | 0.17104 | 0 | 2024: 23.0738; 2025: 3.4742; 2026: 0; 2027: 2.9135; 2028: 0; 2029: 0; 2030: 1.1359; 2031: 0; 2032: 0; 2033: 23.0738; 2034: 3.4742; 2035: 0; 2036: 2.9135; 2039: 0.02138; 2040: 0.016472
2018-08-19 07:00 | 8 | 6 | 1 | 1 | 0 | 0.17748 | 0.76542 | 1.5308 | 1.4199 | 20.3125 | 10.5647 | 17.0341 | 17.0341 | 31.0952 | 1.4199 | 0 | 2024: 2.2541; 2025: 28.8412; 2026: 0; 2027: 24.1863; 2028: 0; 2029: 0; 2030: 0.11097; 2031: 0; 2032: 0; 2033: 2.2541; 2034: 28.8412; 2035: 0; 2036: 24.1863; 2039: 0.17748; 2040: 0.14564
2018-08-19 08:00 | 8 | 7 | 1 | 1 | 0 | 0.37109 | 0.85037 | 1.7007 | 2.9687 | 20.3125 | 10.5647 | 17.0341 | 17.0341 | 34.5462 | 1.7007 | 1.268 | 2024: 0; 2025: 34.5462; 2026: 13.3956; 2027: 50.5692; 2028: 1.268; 2029: 1.268; 2030: 0; 2031: 0; 2032: 0; 2033: 0; 2034: 34.5462; 2035: 0; 2036: 50.5692; 2039: 0.37109; 2040: 0.25269
2018-08-19 09:00 | 8 | 8 | 1 | 1 | 0 | 0.51667 | 0.8325 | 1.665 | 4.1333 | 20.3125 | 10.5647 | 17.0341 | 17.0341 | 33.8204 | 1.665 | 2.4683 | 2024: 0; 2025: 33.8204; 2026: 26.0773; 2027: 70.408; 2028: 2.4683; 2029: 3.7363; 2030: 0; 2031: 0; 2032: 0; 2033: 0; 2034: 33.8204; 2035: 0; 2036: 70.408; 2039: 0.51667; 2040: 0.35146
2018-08-19 10:00 | 8 | 9 | 1 | 1 | 0 | 0.62289 | 0.86387 | 1.7277 | 4.9831 | 20.3125 | 10.5647 | 17.0341 | 17.0341 | 35.0949 | 1.7277 | 3.2553 | 2024: 0; 2025: 35.0949; 2026: 34.3917; 2027: 84.8825; 2028: 3.2553; 2029: 6.9916; 2030: 0; 2031: 0; 2032: 0; 2033: 0; 2034: 35.0949; 2035: 0; 2036: 84.8825; 2039: 0.62289; 2040: 0.44534
2018-08-19 11:00 | 8 | 10 | 1 | 1 | 0 | 0.68654 | 0.94013 | 1.8803 | 5.4923 | 20.3125 | 10.5647 | 17.0341 | 17.0341 | 38.1926 | 1.8803 | 3.6121 | 2024: 0; 2025: 38.1926; 2026: 38.1608; 2027: 93.5574; 2028: 3.6121; 2029: 10.6037; 2030: 0; 2031: 0; 2032: 0; 2033: 0; 2034: 38.1926; 2035: 0; 2036: 93.5574; 2039: 0.68654; 2040: 0.32363
2018-08-19 12:00 | 8 | 11 | 1 | 1 | 0 | 0.70596 | 0.90355 | 1.8071 | 5.6477 | 20.3125 | 10.5647 | 17.0341 | 17.0341 | 36.7068 | 1.8071 | 3.8406 | 2024: 0; 2025: 36.7068; 2026: 40.5751; 2027: 96.2041; 2028: 1.8963; 2029: 12.5; 2030: 0; 2031: 0; 2032: 1.9443; 2033: 0; 2034: 36.7068; 2035: 20.5414; 2036: 96.2041; 2039: 0.70596; 2040: 0.44532
2018-08-19 13:00 | 8 | 12 | 1 | 1 | 0 | 0.68551 | 0.88525 | 1.7705 | 5.484 | 20.3125 | 10.5647 | 17.0341 | 17.0341 | 35.9633 | 1.7705 | 3.7135 | 2024: 0; 2025: 35.9633; 2026: 39.2326; 2027: 93.4161; 2028: 0; 2029: 12.5; 2030: 0; 2031: 0; 2032: 3.7135; 2033: 0; 2034: 35.9633; 2035: 39.2326; 2036: 93.4161; 2039: 0.68551; 2040: 0.47614
2018-08-19 14:00 | 8 | 13 | 1 | 1 | 0 | 0.62657 | 0.88973 | 1.7795 | 5.0126 | 20.3125 | 10.5647 | 17.0341 | 17.0341 | 36.1453 | 1.7795 | 3.2331 | 2024: 0; 2025: 36.1453; 2026: 34.1568; 2027: 85.3845; 2028: 0; 2029: 12.5; 2030: 0; 2031: 0; 2032: 3.2331; 2033: 0; 2034: 36.1453; 2035: 34.1568; 2036: 85.3845; 2039: 0.62657; 2040: 0.38232
2018-08-19 15:00 | 8 | 14 | 1 | 1 | 0 | 0.52938 | 0.98732 | 1.9746 | 4.235 | 20.3125 | 10.5647 | 17.0341 | 17.0341 | 40.1097 | 1.9746 | 2.2604 | 2024: 0; 2025: 40.1097; 2026: 23.8803; 2027: 72.1397; 2028: 0; 2029: 12.5; 2030: 0; 2031: 0; 2032: 2.2604; 2033: 0; 2034: 40.1097; 2035: 23.8803; 2036: 72.1397; 2039: 0.52938; 2040: 0.4596
2018-08-19 16:00 | 8 | 15 | 1 | 1 | 1 | 0.39791 | 1.0481 | 2.0962 | 3.1833 | 26.4696 | 16.7219 | 17.0341 | 17.0341 | 55.4848 | 2.0962 | 1.0871 | 2024: 0; 2025: 55.4848; 2026: 18.1787; 2027: 54.2246; 2028: 0; 2029: 12.5; 2030: 0; 2031: 0; 2032: 1.0871; 2033: 0; 2034: 55.4848; 2035: 18.1787; 2036: 54.2246; 2039: 0.39791; 2040: 0.31021
2018-08-19 17:00 | 8 | 16 | 1 | 1 | 1 | 0.22349 | 1.1613 | 2.3226 | 1.7879 | 26.4696 | 16.7219 | 17.0341 | 17.0341 | 61.4778 | 1.7879 | 0 | 2024: 14.1528; 2025: 47.325; 2026: 0; 2027: 30.4553; 2028: 0; 2029: 12.5; 2030: 0.53468; 2031: 0.53468; 2032: 0; 2033: 0; 2034: 61.4778; 2035: 0; 2036: 30.4553; 2039: 0.22349; 2040: 0.17041
2018-08-19 18:00 | 8 | 17 | 1 | 1 | 1 | 0.049351 | 1.1269 | 2.2539 | 0.39481 | 26.4696 | 16.7219 | 17.0341 | 17.0341 | 59.6589 | 0.39481 | 0 | 2024: 49.2084; 2025: 10.4505; 2026: 0; 2027: 6.7252; 2028: 0; 2029: 11.9188; 2030: 1.8591; 2031: 1.8591; 2032: 0; 2033: 0; 2034: 59.6589; 2035: 0; 2036: 6.7252; 2039: 0.049351; 2040: 0.041764
2018-08-19 19:00 | 8 | 18 | 1 | 1 | 1 | 0 | 1.1415 | 2.283 | 0 | 26.4696 | 16.7219 | 17.0341 | 17.0341 | 60.4303 | 0 | 0 | 2024: 60.4303; 2025: 0; 2026: 0; 2027: 0; 2028: 0; 2029: 9.8981; 2030: 2.283; 2031: 2.283; 2032: 0; 2033: 0; 2034: 60.4303; 2035: 0; 2036: 0; 2039: 0; 2040: 0
2018-08-19 20:00 | 8 | 19 | 1 | 1 | 0 | 0 | 1.0782 | 2.1564 | 0 | 20.3125 | 10.5647 | 17.0341 | 17.0341 | 43.8017 | 0 | 0 | 2024: 43.8017; 2025: 0; 2026: 0; 2027: 0; 2028: 0; 2029: 7.4166; 2030: 2.1564; 2031: 2.1564; 2032: 0; 2033: 0; 2034: 43.8017; 2035: 0; 2036: 0; 2039: 0; 2040: 0
2018-08-19 21:00 | 8 | 20 | 1 | 1 | 0 | 0 | 0.83007 | 1.6601 | 0 | 20.3125 | 10.5647 | 17.0341 | 17.0341 | 33.7216 | 0 | 0 | 2024: 33.7216; 2025: 0; 2026: 0; 2027: 0; 2028: 0; 2029: 5.0727; 2030: 1.6601; 2031: 1.6601; 2032: 0; 2033: 0; 2034: 33.7216; 2035: 0; 2036: 0; 2039: 0; 2040: 0
2018-08-19 22:00 | 8 | 21 | 1 | 1 | 0 | 0 | 0.62775 | 1.2555 | 0 | 20.3125 | 10.5647 | 17.0341 | 17.0341 | 25.5025 | 0 | 0 | 2024: 25.5025; 2025: 0; 2026: 0; 2027: 0; 2028: 0; 2029: 3.2682; 2030: 1.2555; 2031: 1.2555; 2032: 0; 2033: 0; 2034: 25.5025; 2035: 0; 2036: 0; 2039: 0; 2040: 0
2018-08-19 23:00 | 8 | 22 | 1 | 1 | 0 | 0 | 0.53247 | 1.0649 | 0 | 20.3125 | 10.5647 | 17.0341 | 17.0341 | 21.6314 | 0 | 0 | 2024: 21.6314; 2025: 0; 2026: 0; 2027: 0; 2028: 0; 2029: 1.9035; 2030: 1.0649; 2031: 1.0649; 2032: 0; 2033: 0; 2034: 21.6314; 2035: 0; 2036: 0; 2039: 0; 2040: 0
2018-08-20 | 8 | 23 | 1 | 1 | 0 | 0 | 0.46628 | 0.93256 | 0 | 20.3125 | 10.5647 | 17.0341 | 17.0341 | 18.9426 | 0 | 0 | 2024: 18.9426; 2025: 0; 2026: 0; 2027: 0; 2028: 0; 2029: 0.74597; 2030: 0.93256; 2031: 0.68629; 2032: 0; 2033: 5.0023; 2034: 13.9403; 2035: 0; 2036: 0; 2039: 0; 2040: 0
2018-08-20 01:00 | 8 | 0 | 2 | 1 | 0 | 0 | 0.43002 | 0.86004 | 0 | 20.3125 | 10.5647 | 17.0341 | 17.0341 | 17.4696 | 0 | 0 | 2024: 17.4696; 2025: 0; 2026: 0; 2027: 0; 2028: 0; 2029: 0; 2030: 0.86004; 2031: 0; 2032: 0; 2033: 17.4696; 2034: 0; 2035: 0; 2036: 0; 2039: 0; 2040: 0
2018-08-20 02:00 | 8 | 1 | 2 | 1 | 0 | 0 | 0.42005 | 0.8401 | 0 | 20.3125 | 10.5647 | 17.0341 | 17.0341 | 17.0646 | 0 | 0 | 2024: 17.0646; 2025: 0; 2026: 0; 2027: 0; 2028: 0; 2029: 0; 2030: 0.8401; 2031: 0; 2032: 0; 2033: 17.0646; 2034: 0; 2035: 0; 2036: 0; 2039: 0; 2040: 0
2018-08-20 03:00 | 8 | 2 | 2 | 1 | 0 | 0 | 0.44539 | 0.89079 | 0 | 20.3125 | 10.5647 | 17.0341 | 17.0341 | 18.0942 | 0 | 0 | 2024: 18.0942; 2025: 0; 2026: 0; 2027: 0; 2028: 0; 2029: 0; 2030: 0.89079; 2031: 0; 2032: 0; 2033: 18.0942; 2034: 0; 2035: 0; 2036: 0; 2039: 0; 2040: 0
2018-08-20 04:00 | 8 | 3 | 2 | 1 | 0 | 0 | 0.48346 | 0.96692 | 0 | 20.3125 | 10.5647 | 17.0341 | 17.0341 | 19.6405 | 0 | 0 | 2024: 19.6405; 2025: 0; 2026: 0; 2027: 0; 2028: 0; 2029: 0; 2030: 0.96692; 2031: 0; 2032: 0; 2033: 19.6405; 2034: 0; 2035: 0; 2036: 0; 2039: 0; 2040: 0
2018-08-20 05:00 | 8 | 4 | 2 | 1 | 0 | 0 | 0.59339 | 1.1868 | 0 | 20.3125 | 10.5647 | 17.0341 | 17.0341 | 24.1065 | 0 | 0 | 2024: 24.1065; 2025: 0; 2026: 0; 2027: 0; 2028: 0; 2029: 0; 2030: 1.1868; 2031: 0; 2032: 0; 2033: 24.1065; 2034: 0; 2035: 0; 2036: 0; 2039: 0; 2040: 0
2018-08-20 06:00 | 8 | 5 | 2 | 1 | 0 | 0.022129 | 0.72071 | 1.4414 | 0.17703 | 20.3125 | 10.5647 | 17.0341 | 17.0341 | 29.2788 | 0.17703 | 0 | 2024: 25.6828; 2025: 3.5959; 2026: 0; 2027: 3.0156; 2028: 0; 2029: 0; 2030: 1.2644; 2031: 0; 2032: 0; 2033: 25.6828; 2034: 3.5959; 2035: 0; 2036: 3.0156; 2039: 0.022129; 2040: 0.0193
2018-08-20 07:00 | 8 | 6 | 2 | 1 | 0 | 0.16565 | 0.8259 | 1.6518 | 1.3252 | 20.3125 | 10.5647 | 17.0341 | 17.0341 | 33.5522 | 1.3252 | 0 | 2024: 6.6339; 2025: 26.9183; 2026: 0; 2027: 22.5738; 2028: 0; 2029: 0; 2030: 0.32659; 2031: 0; 2032: 0; 2033: 6.6339; 2034: 26.9183; 2035: 0; 2036: 22.5738; 2039: 0.16565; 2040: 0.13933
2018-08-20 08:00 | 8 | 7 | 2 | 1 | 0 | 0.3515 | 0.81713 | 1.6343 | 2.812 | 20.3125 | 10.5647 | 17.0341 | 17.0341 | 33.1958 | 1.6343 | 1.1777 | 2024: 0; 2025: 33.1958; 2026: 12.4422; 2027: 47.8995; 2028: 1.1777; 2029: 1.1777; 2030: 0; 2031: 0; 2032: 0; 2033: 0; 2034: 33.1958; 2035: 0; 2036: 47.8995; 2039: 0.3515; 2040: 0.37251
2018-08-20 09:00 | 8 | 8 | 2 | 1 | 0 | 0.40011 | 0.81546 | 1.6309 | 3.2009 | 20.3125 | 10.5647 | 17.0341 | 17.0341 | 33.1282 | 1.6309 | 1.57 | 2024: 0; 2025: 33.1282; 2026: 16.5861; 2027: 54.5243; 2028: 1.57; 2029: 2.7477; 2030: 0; 2031: 0; 2032: 0; 2033: 0; 2034: 33.1282; 2035: 0; 2036: 54.5243; 2039: 0.40011; 2040: 0.46522
2018-08-20 10:00 | 8 | 9 | 2 | 1 | 0 | 0.59439 | 0.91967 | 1.8393 | 4.7551 | 20.3125 | 10.5647 | 17.0341 | 17.0341 | 37.3618 | 1.8393 | 2.9158 | 2024: 0; 2025: 37.3618; 2026: 30.8042; 2027: 80.9991; 2028: 2.9158; 2029: 5.6634; 2030: 0; 2031: 0; 2032: 0; 2033: 0; 2034: 37.3618; 2035: 0; 2036: 80.9991; 2039: 0.59439; 2040: 0.39485
2018-08-20 11:00 | 8 | 10 | 2 | 1 | 0 | 0.65734 | 0.99125 | 1.9825 | 5.2587 | 20.3125 | 10.5647 | 17.0341 | 17.0341 | 40.2695 | 1.9825 | 3.2762 | 2024: 0; 2025: 40.2695; 2026: 34.6121; 2027: 89.5773; 2028: 3.2762; 2029: 8.9396; 2030: 0; 2031: 0; 2032: 0; 2033: 0; 2034: 40.2695; 2035: 0; 2036: 89.5773; 2039: 0.65734; 2040: 0.44382
2018-08-20 12:00 | 8 | 11 | 2 | 1 | 0 | 0.67874 | 1.0035 | 2.007 | 5.4299 | 20.3125 | 10.5647 | 17.0341 | 17.0341 | 40.7672 | 2.007 | 3.4229 | 2024: 0; 2025: 40.7672; 2026: 36.1621; 2027: 92.4939; 2028: 3.4229; 2029: 12.3625; 2030: 0; 2031: 0; 2032: 0; 2033: 0; 2034: 40.7672; 2035: 0; 2036: 92.4939; 2039: 0.67874; 2040: 0.61912
2018-08-20 13:00 | 8 | 12 | 2 | 1 | 0 | 0.65929 | 1.1018 | 2.2037 | 5.2743 | 20.3125 | 10.5647 | 17.0341 | 17.0341 | 44.7625 | 2.2037 | 3.0706 | 2024: 0; 2025: 44.7625; 2026: 32.4401; 2027: 89.843; 2028: 0.13748; 2029: 12.5; 2030: 0; 2031: 0; 2032: 2.9331; 2033: 0; 2034: 44.7625; 2035: 30.9876; 2036: 89.843; 2039: 0.65929; 2040: 0.38272
2018-08-20 14:00 | 8 | 13 | 2 | 1 | 0 | 0.60118 | 1.2718 | 2.5436 | 4.8095 | 20.3125 | 10.5647 | 17.0341 | 17.0341 | 51.6664 | 2.5436 | 2.2659 | 2024: 0; 2025: 51.6664; 2026: 23.9385; 2027: 81.9251; 2028: 0; 2029: 12.5; 2030: 0; 2031: 0; 2032: 2.2659; 2033: 0; 2034: 51.6664; 2035: 23.9385; 2036: 81.9251; 2039: 0.60118; 2040: 0.45309
2018-08-20 15:00 | 8 | 14 | 2 | 1 | 0 | 0.50117 | 1.5404 | 3.0809 | 4.0094 | 20.3125 | 10.5647 | 17.0341 | 17.0341 | 62.5804 | 3.0809 | 0.9285 | 2024: 0; 2025: 62.5804; 2026: 9.8094; 2027: 68.2964; 2028: 0; 2029: 12.5; 2030: 0; 2031: 0; 2032: 0.9285; 2033: 0; 2034: 62.5804; 2035: 9.8094; 2036: 68.2964; 2039: 0.50117; 2040: 0.3054
2018-08-20 16:00 | 8 | 15 | 2 | 1 | 1 | 0.22332 | 1.6312 | 3.2625 | 1.7866 | 26.4696 | 16.7219 | 17.0341 | 17.0341 | 86.3563 | 1.7866 | 0 | 2024: 39.0665; 2025: 47.2898; 2026: 0; 2027: 30.4327; 2028: 0; 2029: 12.5; 2030: 1.4759; 2031: 1.4759; 2032: 0; 2033: 0; 2034: 86.3563; 2035: 0; 2036: 30.4327; 2039: 0.22332; 2040: 0.25631
2018-08-20 17:00 | 8 | 16 | 2 | 1 | 1 | 0.17009 | 1.6963 | 3.3925 | 1.3607 | 26.4696 | 16.7219 | 17.0341 | 17.0341 | 89.7987 | 1.3607 | 0 | 2024: 53.7811; 2025: 36.0176; 2026: 0; 2027: 23.1786; 2028: 0; 2029: 10.8958; 2030: 2.0318; 2031: 2.0318; 2032: 0; 2033: 0; 2034: 89.7987; 2035: 0; 2036: 23.1786; 2039: 0.17009; 2040: 0.11295
2018-08-20 18:00 | 8 | 17 | 2 | 1 | 1 | 0.044895 | 1.5837 | 3.1673 | 0.35916 | 26.4696 | 16.7219 | 17.0341 | 17.0341 | 83.8374 | 0.35916 | 0 | 2024: 74.3307; 2025: 9.5068; 2026: 0; 2027: 6.1179; 2028: 0; 2029: 8.6873; 2030: 2.8081; 2031: 2.8081; 2032: 0; 2033: 0; 2034: 83.8374; 2035: 0; 2036: 6.1179; 2039: 0.044895; 2040: 0.042502
2018-08-20 19:00 | 8 | 18 | 2 | 1 | 1 | 0 | 1.4442 | 2.8884 | 0 | 26.4696 | 16.7219 | 17.0341 | 17.0341 | 76.4547 | 0 | 0 | 2024: 76.4547; 2025: 0; 2026: 0; 2027: 0; 2028: 0; 2029: 5.6349; 2030: 2.8884; 2031: 2.8884; 2032: 0; 2033: 0; 2034: 76.4547; 2035: 0; 2036: 0; 2039: 0; 2040: 0
2018-08-20 20:00 | 8 | 19 | 2 | 1 | 0 | 0 | 1.2957 | 2.5913 | 0 | 20.3125 | 10.5647 | 17.0341 | 17.0341 | 52.6365 | 0 | 0 | 2024: 52.6365; 2025: 0; 2026: 0; 2027: 0; 2028: 0; 2029: 2.4954; 2030: 2.5913; 2031: 2.2958; 2032: 0; 2033: 6.0039; 2034: 46.6326; 2035: 0; 2036: 0; 2039: 0; 2040: 0
2018-08-20 21:00 | 8 | 20 | 2 | 1 | 0 | 0 | 1.0154 | 2.0307 | 0 | 20.3125 | 10.5647 | 17.0341 | 17.0341 | 41.2494 | 0 | 0 | 2024: 41.2494; 2025: 0; 2026: 0; 2027: 0; 2028: 0; 2029: 0; 2030: 2.0307; 2031: 0; 2032: 0; 2033: 41.2494; 2034: 0; 2035: 0; 2036: 0; 2039: 0; 2040: 0
2018-08-20 22:00 | 8 | 21 | 2 | 1 | 0 | 0 | 0.71883 | 1.4377 | 0 | 20.3125 | 10.5647 | 17.0341 | 17.0341 | 29.2023 | 0 | 0 | 2024: 29.2023; 2025: 0; 2026: 0; 2027: 0; 2028: 0; 2029: 0; 2030: 1.4377; 2031: 0; 2032: 0; 2033: 29.2023; 2034: 0; 2035: 0; 2036: 0; 2039: 0; 2040: 0
2018-08-20 23:00 | 8 | 22 | 2 | 1 | 0 | 0 | 0.57088 | 1.1418 | 0 | 20.3125 | 10.5647 | 17.0341 | 17.0341 | 23.1921 | 0 | 0 | 2024: 23.1921; 2025: 0; 2026: 0; 2027: 0; 2028: 0; 2029: 0; 2030: 1.1418; 2031: 0; 2032: 0; 2033: 23.1921; 2034: 0; 2035: 0; 2036: 0; 2039: 0; 2040: 0
2018-08-21 | 8 | 23 | 2 | 1 | 0 | 0 | 0.50103 | 1.0021 | 0 | 20.3125 | 10.5647 | 17.0341 | 17.0341 | 20.3543 | 0 | 0 | 2024: 20.3543; 2025: 0; 2026: 0; 2027: 0; 2028: 0; 2029: 0; 2030: 1.0021; 2031: 0; 2032: 0; 2033: 20.3543; 2034: 0; 2035: 0; 2036: 0; 2039: 0; 2040: 0
2018-08-21 01:00 | 8 | 0 | 3 | 1 | 0 | 0 | 0.45656 | 0.91311 | 0 | 20.3125 | 10.5647 | 17.0341 | 17.0341 | 18.5476 | 0 | 0 | 2024: 18.5476; 2025: 0; 2026: 0; 2027: 0; 2028: 0; 2029: 0; 2030: 0.91311; 2031: 0; 2032: 0; 2033: 18.5476; 2034: 0; 2035: 0; 2036: 0; 2039: 0; 2040: 0
2018-08-21 02:00 | 8 | 1 | 3 | 1 | 0 | 0 | 0.43613 | 0.87225 | 0 | 20.3125 | 10.5647 | 17.0341 | 17.0341 | 17.7177 | 0 | 0 | 2024: 17.7177; 2025: 0; 2026: 0; 2027: 0; 2028: 0; 2029: 0; 2030: 0.87225; 2031: 0; 2032: 0; 2033: 17.7177; 2034: 0; 2035: 0; 2036: 0; 2039: 0; 2040: 0
2018-08-21 03:00 | 8 | 2 | 3 | 1 | 0 | 0 | 0.4498 | 0.8996 | 0 | 20.3125 | 10.5647 | 17.0341 | 17.0341 | 18.2731 | 0 | 0 | 2024: 18.2731; 2025: 0; 2026: 0; 2027: 0; 2028: 0; 2029: 0; 2030: 0.8996; 2031: 0; 2032: 0; 2033: 18.2731; 2034: 0; 2035: 0; 2036: 0; 2039: 0; 2040: 0
2018-08-21 04:00 | 8 | 3 | 3 | 1 | 0 | 0 | 0.46648 | 0.93296 | 0 | 20.3125 | 10.5647 | 17.0341 | 17.0341 | 18.9507 | 0 | 0 | 2024: 18.9507; 2025: 0; 2026: 0; 2027: 0; 2028: 0; 2029: 0; 2030: 0.93296; 2031: 0; 2032: 0; 2033: 18.9507; 2034: 0; 2035: 0; 2036: 0; 2039: 0; 2040: 0
2018-08-21 05:00 | 8 | 4 | 3 | 1 | 0 | 0 | 0.59904 | 1.1981 | 0 | 20.3125 | 10.5647 | 17.0341 | 17.0341 | 24.336 | 0 | 0 | 2024: 24.336; 2025: 0; 2026: 0; 2027: 0; 2028: 0; 2029: 0; 2030: 1.1981; 2031: 0; 2032: 0; 2033: 24.336; 2034: 0; 2035: 0; 2036: 0; 2039: 0; 2040: 0
2018-08-21 06:00 | 8 | 5 | 3 | 1 | 0 | 0.014552 | 0.74382 | 1.4876 | 0.11642 | 20.3125 | 10.5647 | 17.0341 | 17.0341 | 30.2177 | 0.11642 | 0 | 2024: 27.853; 2025: 2.3647; 2026: 0; 2027: 1.9831; 2028: 0; 2029: 0; 2030: 1.3712; 2031: 0; 2032: 0; 2033: 27.853; 2034: 2.3647; 2035: 0; 2036: 1.9831; 2039: 0.014552; 2040: 0.022012
2018-08-21 07:00 | 8 | 6 | 3 | 1 | 0 | 0.059428 | 0.81222 | 1.6244 | 0.47542 | 20.3125 | 10.5647 | 17.0341 | 17.0341 | 32.9964 | 0.47542 | 0 | 2024: 23.3394; 2025: 9.657; 2026: 0; 2027: 8.0984; 2028: 0; 2029: 0; 2030: 1.149; 2031: 0; 2032: 0; 2033: 23.3394; 2034: 9.657; 2035: 0; 2036: 8.0984; 2039: 0.059428; 2040: 0.13246
2018-08-21 08:00 | 8 | 7 | 3 | 1 | 0 | 0.21354 | 0.85897 | 1.7179 | 1.7083 | 20.3125 | 10.5647 | 17.0341 | 17.0341 | 34.8957 | 1.7083 | 0 | 2024: 0.19532; 2025: 34.7004; 2026: 0; 2027: 29.0999; 2028: 0; 2029: 0; 2030: 0.0096157; 2031: 0; 2032: 0; 2033: 0.19532; 2034: 34.7004; 2035: 0; 2036: 29.0999; 2039: 0.21354; 2040: 0.33002
2018-08-21 09:00 | 8 | 8 | 3 | 1 | 0 | 0.32568 | 0.95422 | 1.9084 | 2.6054 | 20.3125 | 10.5647 | 17.0341 | 17.0341 | 38.7651 | 1.9084 | 0.697 | 2024: 0; 2025: 38.7651; 2026: 7.3636; 2027: 44.3813; 2028: 0.697; 2029: 0.697; 2030: 0; 2031: 0; 2032: 0; 2033: 0; 2034: 38.7651; 2035: 0; 2036: 44.3813; 2039: 0.32568; 2040: 0.39505
2018-08-21 10:00 | 8 | 9 | 3 | 1 | 0 | 0.31403 | 1.092 | 2.1839 | 2.5122 | 20.3125 | 10.5647 | 17.0341 | 17.0341 | 44.361 | 2.1839 | 0.3283 | 2024: 0; 2025: 44.361; 2026: 3.4684; 2027: 42.7936; 2028: 0.3283; 2029: 1.0253; 2030: 0; 2031: 0; 2032: 0; 2033: 0; 2034: 44.361; 2035: 0; 2036: 42.7936; 2039: 0.31403; 2040: 0.54234
2018-08-21 11:00 | 8 | 10 | 3 | 1 | 0 | 0.41199 | 1.1372 | 2.2745 | 3.2959 | 20.3125 | 10.5647 | 17.0341 | 17.0341 | 46.1999 | 2.2745 | 1.0215 | 2024: 0; 2025: 46.1999; 2026: 10.7917; 2027: 56.1436; 2028: 1.0215; 2029: 2.0468; 2030: 0; 2031: 0; 2032: 0; 2033: 0; 2034: 46.1999; 2035: 0; 2036: 56.1436; 2039: 0.41199; 2040: 0.72877
2018-08-21 12:00 | 8 | 11 | 3 | 1 | 0 | 0.39069 | 1.2514 | 2.5027 | 3.1255 | 20.3125 | 10.5647 | 17.0341 | 17.0341 | 50.8371 | 2.5027 | 0.6228 | 2024: 0; 2025: 50.8371; 2026: 6.5797; 2027: 53.241; 2028: 0.6228; 2029: 2.6696; 2030: 0; 2031: 0; 2032: 0; 2033: 0; 2034: 50.8371; 2035: 0; 2036: 53.241; 2039: 0.39069; 2040: 0.75511
2018-08-21 13:00 | 8 | 12 | 3 | 1 | 0 | 0.23922 | 1.379 | 2.758 | 1.9137 | 20.3125 | 10.5647 | 17.0341 | 17.0341 | 56.0215 | 1.9137 | 0 | 2024: 17.1487; 2025: 38.8728; 2026: 0; 2027: 32.5989; 2028: 0; 2029: 2.6696; 2030: 0.84424; 2031: 0.84424; 2032: 0; 2033: 0; 2034: 56.0215; 2035: 0; 2036: 32.5989; 2039: 0.23922; 2040: 0.56763
2018-08-21 14:00 | 8 | 13 | 3 | 1 | 0 | 0.55236 | 1.5588 | 3.1176 | 4.4189 | 20.3125 | 10.5647 | 17.0341 | 17.0341 | 63.3264 | 3.1176 | 1.3013 | 2024: 0; 2025: 63.3264; 2026: 13.7479; 2027: 75.2724; 2028: 1.3013; 2029: 3.0532; 2030: 0; 2031: 0; 2032: 0; 2033: 0; 2034: 63.3264; 2035: 0; 2036: 75.2724; 2039: 0.55236; 2040: 0.62939
2018-08-21 15:00 | 8 | 14 | 3 | 1 | 0 | 0.2773 | 1.8223 | 3.6446 | 2.2184 | 20.3125 | 10.5647 | 17.0341 | 17.0341 | 74.0319 | 2.2184 | 0 | 2024: 28.971; 2025: 45.0609; 2026: 0; 2027: 37.7883; 2028: 0; 2029: 3.0532; 2030: 1.4263; 2031: 1.4263; 2032: 0; 2033: 0; 2034: 74.0319; 2035: 0; 2036: 37.7883; 2039: 0.2773; 2040: 0.53811
2018-08-21 16:00 | 8 | 15 | 3 | 1 | 1 | 0.16023 | 1.9625 | 3.925 | 1.2819 | 26.4696 | 16.7219 | 17.0341 | 17.0341 | 103.8926 | 1.2819 | 0 | 2024: 69.9617; 2025: 33.9309; 2026: 0; 2027: 21.8357; 2028: 0; 2029: 1.5029; 2030: 2.6431; 2031: 1.3827; 2032: 0; 2033: 33.362; 2034: 70.5306; 2035: 0; 2036: 21.8357; 2039: 0.16023; 2040: 0.37769
2018-08-21 17:00 | 8 | 16 | 3 | 1 | 1 | 0.18521 | 1.9253 | 3.8506 | 1.4817 | 26.4696 | 16.7219 | 17.0341 | 17.0341 | 101.9244 | 1.4817 | 0 | 2024: 62.704; 2025: 39.2204; 2026: 0; 2027: 25.2397; 2028: 0; 2029: 0; 2030: 2.3689; 2031: 0; 2032: 0; 2033: 62.704; 2034: 39.2204; 2035: 0; 2036: 25.2397; 2039: 0.18521; 2040: 0.23082
2018-08-21 18:00 | 8 | 17 | 3 | 1 | 1 | 0.043076 | 1.8485 | 3.697 | 0.34461 | 26.4696 | 16.7219 | 17.0341 | 17.0341 | 97.8572 | 0.34461 | 0 | 2024: 88.7355; 2025: 9.1218; 2026: 0; 2027: 5.8702; 2028: 0; 2029: 0; 2030: 3.3523; 2031: 0; 2032: 0; 2033: 88.7355; 2034: 9.1218; 2035: 0; 2036: 5.8702; 2039: 0.043076; 2040: 0.048555
2018-08-21 19:00 | 8 | 18 | 3 | 1 | 1 | 0 | 1.6764 | 3.3528 | 0 | 26.4696 | 16.7219 | 17.0341 | 17.0341 | 88.7464 | 0 | 0 | 2024: 88.7464; 2025: 0; 2026: 0; 2027: 0; 2028: 0; 2029: 0; 2030: 3.3528; 2031: 0; 2032: 0; 2033: 88.7464; 2034: 0; 2035: 0; 2036: 0; 2039: 0; 2040: 0
2018-08-21 20:00 | 8 | 19 | 3 | 1 | 0 | 0 | 1.5581 | 3.1162 | 0 | 20.3125 | 10.5647 | 17.0341 | 17.0341 | 63.2983 | 0 | 0 | 2024: 63.2983; 2025: 0; 2026: 0; 2027: 0; 2028: 0; 2029: 0; 2030: 3.1162; 2031: 0; 2032: 0; 2033: 63.2983; 2034: 0; 2035: 0; 2036: 0; 2039: 0; 2040: 0
2018-08-21 21:00 | 8 | 20 | 3 | 1 | 0 | 0 | 1.2669 | 2.5338 | 0 | 20.3125 | 10.5647 | 17.0341 | 17.0341 | 51.4671 | 0 | 0 | 2024: 51.4671; 2025: 0; 2026: 0; 2027: 0; 2028: 0; 2029: 0; 2030: 2.5338; 2031: 0; 2032: 0; 2033: 51.4671; 2034: 0; 2035: 0; 2036: 0; 2039: 0; 2040: 0
2018-08-21 22:00 | 8 | 21 | 3 | 1 | 0 | 0 | 1.015 | 2.0301 | 0 | 20.3125 | 10.5647 | 17.0341 | 17.0341 | 41.2356 | 0 | 0 | 2024: 41.2356; 2025: 0; 2026: 0; 2027: 0; 2028: 0; 2029: 0; 2030: 2.0301; 2031: 0; 2032: 0; 2033: 41.2356; 2034: 0; 2035: 0; 2036: 0; 2039: 0; 2040: 0
2018-08-21 23:00 | 8 | 22 | 3 | 1 | 0 | 0 | 0.88519 | 1.7704 | 0 | 20.3125 | 10.5647 | 17.0341 | 17.0341 | 35.9608 | 0 | 0 | 2024: 35.9608; 2025: 0; 2026: 0; 2027: 0; 2028: 0; 2029: 0; 2030: 1.7704; 2031: 0; 2032: 0; 2033: 35.9608; 2034: 0; 2035: 0; 2036: 0; 2039: 0; 2040: 0
2018-08-22 | 8 | 23 | 3 | 1 | 0 | 0 | 0.7883 | 1.5766 | 0 | 20.3125 | 10.5647 | 17.0341 | 17.0341 | 32.0246 | 0 | 0 | 2024: 32.0246; 2025: 0; 2026: 0; 2027: 0; 2028: 0; 2029: 0; 2030: 1.5766; 2031: 0; 2032: 0; 2033: 32.0246; 2034: 0; 2035: 0; 2036: 0; 2039: 0; 2040: 0
2018-08-22 01:00 | 8 | 0 | 4 | 1 | 0 | 0 | 0.74341 | 1.4868 | 0 | 20.3125 | 10.5647 | 17.0341 | 17.0341 | 30.2009 | 0 | 0 | 2024: 30.2009; 2025: 0; 2026: 0; 2027: 0; 2028: 0; 2029: 0; 2030: 1.4868; 2031: 0; 2032: 0; 2033: 30.2009; 2034: 0; 2035: 0; 2036: 0; 2039: 0; 2040: 0
2018-08-22 02:00 | 8 | 1 | 4 | 1 | 0 | 0 | 0.68494 | 1.3699 | 0 | 20.3125 | 10.5647 | 17.0341 | 17.0341 | 27.8257 | 0 | 0 | 2024: 27.8257; 2025: 0; 2026: 0; 2027: 0; 2028: 0; 2029: 0; 2030: 1.3699; 2031: 0; 2032: 0; 2033: 27.8257; 2034: 0; 2035: 0; 2036: 0; 2039: 0; 2040: 0
2018-08-22 03:00 | 8 | 2 | 4 | 1 | 0 | 0 | 0.67172 | 1.3434 | 0 | 20.3125 | 10.5647 | 17.0341 | 17.0341 | 27.2884 | 0 | 0 | 2024: 27.2884; 2025: 0; 2026: 0; 2027: 0; 2028: 0; 2029: 0; 2030: 1.3434; 2031: 0; 2032: 0; 2033: 27.2884; 2034: 0; 2035: 0; 2036: 0; 2039: 0; 2040: 0
2018-08-22 04:00 | 8 | 3 | 4 | 1 | 0 | 0 | 0.70842 | 1.4168 | 0 | 20.3125 | 10.5647 | 17.0341 | 17.0341 | 28.7794 | 0 | 0 | 2024: 28.7794; 2025: 0; 2026: 0; 2027: 0; 2028: 0; 2029: 0; 2030: 1.4168; 2031: 0; 2032: 0; 2033: 28.7794; 2034: 0; 2035: 0; 2036: 0; 2039: 0; 2040: 0
2018-08-22 05:00 | 8 | 4 | 4 | 1 | 0 | 0 | 0.87873 | 1.7575 | 0 | 20.3125 | 10.5647 | 17.0341 | 17.0341 | 35.6986 | 0 | 0 | 2024: 35.6986; 2025: 0; 2026: 0; 2027: 0; 2028: 0; 2029: 0; 2030: 1.7575; 2031: 0; 2032: 0; 2033: 35.6986; 2034: 0; 2035: 0; 2036: 0; 2039: 0; 2040: 0
2018-08-22 06:00 | 8 | 5 | 4 | 1 | 0 | 0.012637 | 1.012 | 2.024 | 0.1011 | 20.3125 | 10.5647 | 17.0341 | 17.0341 | 41.1129 | 0.1011 | 0 | 2024: 39.0593; 2025: 2.0536; 2026: 0; 2027: 1.7221; 2028: 0; 2029: 0; 2030: 1.9229; 2031: 0; 2032: 0; 2033: 39.0593; 2034: 2.0536; 2035: 0; 2036: 1.7221; 2039: 0.012637; 2040: 0.023164
2018-08-22 07:00 | 8 | 6 | 4 | 1 | 0 | 0.15731 | 1.0117 | 2.0234 | 1.2585 | 20.3125 | 10.5647 | 17.0341 | 17.0341 | 41.1005 | 1.2585 | 0 | 2024: 15.5375; 2025: 25.563; 2026: 0; 2027: 21.4373; 2028: 0; 2029: 0; 2030: 0.76492; 2031: 0; 2032: 0; 2033: 15.5375; 2034: 25.563; 2035: 0; 2036: 21.4373; 2039: 0.15731; 2040: 0.17702
2018-08-22 08:00 | 8 | 7 | 4 | 1 | 0 | 0.33839 | 1.0043 | 2.0086 | 2.7071 | 20.3125 | 10.5647 | 17.0341 | 17.0341 | 40.7992 | 2.0086 | 0.69857 | 2024: 0; 2025: 40.7992; 2026: 7.3802; 2027: 46.1139; 2028: 0.69857; 2029: 0.69857; 2030: 0; 2031: 0; 2032: 0; 2033: 0; 2034: 40.7992; 2035: 0; 2036: 46.1139; 2039: 0.33839; 2040: 0.30954
2018-08-22 09:00 | 8 | 8 | 4 | 1 | 0 | 0.4741 | 1.0309 | 2.0618 | 3.7928 | 20.3125 | 10.5647 | 17.0341 | 17.0341 | 41.8806 | 2.0618 | 1.731 | 2024: 0; 2025: 41.8806; 2026: 18.2876; 2027: 64.6074; 2028: 1.731; 2029: 2.4296; 2030: 0; 2031: 0; 2032: 0; 2033: 0; 2034: 41.8806; 2035: 0; 2036: 64.6074; 2039: 0.4741; 2040: 0.52192
2018-08-22 10:00 | 8 | 9 | 4 | 1 | 0 | 0.56723 | 1.0581 | 2.1161 | 4.5378 | 20.3125 | 10.5647 | 17.0341 | 17.0341 | 42.984 | 2.1161 | 2.4217 | 2024: 0; 2025: 42.984; 2026: 25.5847; 2027: 77.2982; 2028: 2.4217; 2029: 4.8513; 2030: 0; 2031: 0; 2032: 0; 2033: 0; 2034: 42.984; 2035: 0; 2036: 77.2982; 2039: 0.56723; 2040: 0.63581
2018-08-22 11:00 | 8 | 10 | 4 | 1 | 0 | 0.61479 | 1.0847 | 2.1693 | 4.9183 | 20.3125 | 10.5647 | 17.0341 | 17.0341 | 44.0641 | 2.1693 | 2.749 | 2024: 0; 2025: 44.0641; 2026: 29.0421; 2027: 83.7787; 2028: 2.749; 2029: 7.6002; 2030: 0; 2031: 0; 2032: 0; 2033: 0; 2034: 44.0641; 2035: 0; 2036: 83.7787; 2039: 0.61479; 2040: 0.63831
2018-08-22 12:00 | 8 | 11 | 4 | 1 | 0 | 0.62778 | 1.1199 | 2.2399 | 5.0222 | 20.3125 | 10.5647 | 17.0341 | 17.0341 | 45.4973 | 2.2399 | 2.7824 | 2024: 0; 2025: 45.4973; 2026: 29.3949; 2027: 85.5493; 2028: 2.7824; 2029: 10.3826; 2030: 0; 2031: 0; 2032: 0; 2033: 0; 2034: 45.4973; 2035: 0; 2036: 85.5493; 2039: 0.62778; 2040: 0.71158
2018-08-22 13:00 | 8 | 12 | 4 | 1 | 0 | 0.60321 | 1.226 | 2.452 | 4.8257 | 20.3125 | 10.5647 | 17.0341 | 17.0341 | 49.807 | 2.452 | 2.3737 | 2024: 0; 2025: 49.807; 2026: 25.0773; 2027: 82.202; 2028: 2.1174; 2029: 12.5; 2030: 0; 2031: 0; 2032: 0.25629; 2033: 0; 2034: 49.807; 2035: 2.7076; 2036: 82.202; 2039: 0.60321; 2040: 0.71638
2018-08-22 14:00 | 8 | 13 | 4 | 1 | 0 | 0.54579 | 1.3935 | 2.787 | 4.3663 | 20.3125 | 10.5647 | 17.0341 | 17.0341 | 56.6105 | 2.787 | 1.5794 | 2024: 0; 2025: 56.6105; 2026: 16.6856; 2027: 74.3769; 2028: 0; 2029: 12.5; 2030: 0; 2031: 0; 2032: 1.5794; 2033: 0; 2034: 56.6105; 2035: 16.6856; 2036: 74.3769; 2039: 0.54579; 2040: 0.58173
2018-08-22 15:00 | 8 | 14 | 4 | 1 | 0 | 0.41307 | 1.5349 | 3.0698 | 3.3045 | 20.3125 | 10.5647 | 17.0341 | 17.0341 | 62.3543 | 3.0698 | 0.23479 | 2024: 0; 2025: 62.3543; 2026: 2.4804; 2027: 56.2899; 2028: 0; 2029: 12.5; 2030: 0; 2031: 0; 2032: 0.23479; 2033: 0; 2034: 62.3543; 2035: 2.4804; 2036: 56.2899; 2039: 0.41307; 2040: 0.3693
2018-08-22 16:00 | 8 | 15 | 4 | 1 | 1 | 0.35402 | 1.6275 | 3.255 | 2.8322 | 26.4696 | 16.7219 | 17.0341 | 17.0341 | 86.1599 | 2.8322 | 0 | 2024: 11.193; 2025: 74.9669; 2026: 0; 2027: 48.2438; 2028: 0; 2029: 12.5; 2030: 0.42286; 2031: 0.42286; 2032: 0; 2033: 0; 2034: 86.1599; 2035: 0; 2036: 48.2438; 2039: 0.35402; 2040: 0.28231
2018-08-22 17:00 | 8 | 16 | 4 | 1 | 1 | 0.19379 | 1.6087 | 3.2174 | 1.5503 | 26.4696 | 16.7219 | 17.0341 | 17.0341 | 85.1623 | 1.5503 | 0 | 2024: 44.1266; 2025: 41.0358; 2026: 0; 2027: 26.408; 2028: 0; 2029: 12.0404; 2030: 1.6671; 2031: 1.6671; 2032: 0; 2033: 0; 2034: 85.1623; 2035: 0; 2036: 26.408; 2039: 0.19379; 2040: 0.21823
2018-08-22 18:00 | 8 | 17 | 4 | 1 | 1 | 0.04014 | 1.6297 | 3.2594 | 0.32112 | 26.4696 | 16.7219 | 17.0341 | 17.0341 | 86.2763 | 0.32112 | 0 | 2024: 77.7765; 2025: 8.4998; 2026: 0; 2027: 5.4699; 2028: 0; 2029: 10.2283; 2030: 2.9383; 2031: 2.9383; 2032: 0; 2033: 0; 2034: 86.2763; 2035: 0; 2036: 5.4699; 2039: 0.04014; 2040: 0.048195
2018-08-22 19:00 | 8 | 18 | 4 | 1 | 1 | 0 | 1.6576 | 3.3152 | 0 | 26.4696 | 16.7219 | 17.0341 | 17.0341 | 87.7523 | 0 | 0 | 2024: 87.7523; 2025: 0; 2026: 0; 2027: 0; 2028: 0; 2029: 7.0345; 2030: 3.3152; 2031: 3.3152; 2032: 0; 2033: 0; 2034: 87.7523; 2035: 0; 2036: 0; 2039: 0; 2040: 0
2018-08-22 20:00 | 8 | 19 | 4 | 1 | 0 | 0 | 1.6201 | 3.2401 | 0 | 20.3125 | 10.5647 | 17.0341 | 17.0341 | 65.8149 | 0 | 0 | 2024: 65.8149; 2025: 0; 2026: 0; 2027: 0; 2028: 0; 2029: 3.431; 2030: 3.2401; 2031: 3.1565; 2032: 0; 2033: 1.6977; 2034: 64.1173; 2035: 0; 2036: 0; 2039: 0; 2040: 0
2018-08-22 21:00 | 8 | 20 | 4 | 1 | 0 | 0 | 1.3397 | 2.6793 | 0 | 20.3125 | 10.5647 | 17.0341 | 17.0341 | 54.4242 | 0 | 0 | 2024: 54.4242; 2025: 0; 2026: 0; 2027: 0; 2028: 0; 2029: 0; 2030: 2.6793; 2031: 0; 2032: 0; 2033: 54.4242; 2034: 0; 2035: 0; 2036: 0; 2039: 0; 2040: 0
2018-08-22 22:00 | 8 | 21 | 4 | 1 | 0 | 0 | 1.0932 | 2.1863 | 0 | 20.3125 | 10.5647 | 17.0341 | 17.0341 | 44.4098 | 0 | 0 | 2024: 44.4098; 2025: 0; 2026: 0; 2027: 0; 2028: 0; 2029: 0; 2030: 2.1863; 2031: 0; 2032: 0; 2033: 44.4098; 2034: 0; 2035: 0; 2036: 0; 2039: 0; 2040: 0
2018-08-22 23:00 | 8 | 22 | 4 | 1 | 0 | 0 | 0.94759 | 1.8952 | 0 | 20.3125 | 10.5647 | 17.0341 | 17.0341 | 38.4959 | 0 | 0 | 2024: 38.4959; 2025: 0; 2026: 0; 2027: 0; 2028: 0; 2029: 0; 2030: 1.8952; 2031: 0; 2032: 0; 2033: 38.4959; 2034: 0; 2035: 0; 2036: 0; 2039: 0; 2040: 0
2018-08-23 | 8 | 23 | 4 | 1 | 0 | 0 | 0.83242 | 1.6648 | 0 | 20.3125 | 10.5647 | 17.0341 | 17.0341 | 33.8172 | 0 | 0 | 2024: 33.8172; 2025: 0; 2026: 0; 2027: 0; 2028: 0; 2029: 0; 2030: 1.6648; 2031: 0; 2032: 0; 2033: 33.8172; 2034: 0; 2035: 0; 2036: 0; 2039: 0; 2040: 0
2018-08-23 01:00 | 8 | 0 | 5 | 1 | 0 | 0 | 0.75367 | 1.5073 | 0 | 20.3125 | 10.5647 | 17.0341 | 17.0341 | 30.6178 | 0 | 0 | 2024: 30.6178; 2025: 0; 2026: 0; 2027: 0; 2028: 0; 2029: 0; 2030: 1.5073; 2031: 0; 2032: 0; 2033: 30.6178; 2034: 0; 2035: 0; 2036: 0; 2039: 0; 2040: 0
2018-08-23 02:00 | 8 | 1 | 5 | 1 | 0 | 0 | 0.70543 | 1.4109 | 0 | 20.3125 | 10.5647 | 17.0341 | 17.0341 | 28.6579 | 0 | 0 | 2024: 28.6579; 2025: 0; 2026: 0; 2027: 0; 2028: 0; 2029: 0; 2030: 1.4109; 2031: 0; 2032: 0; 2033: 28.6579; 2034: 0; 2035: 0; 2036: 0; 2039: 0; 2040: 0
2018-08-23 03:00 | 8 | 2 | 5 | 1 | 0 | 0 | 0.67834 | 1.3567 | 0 | 20.3125 | 10.5647 | 17.0341 | 17.0341 | 27.5574 | 0 | 0 | 2024: 27.5574; 2025: 0; 2026: 0; 2027: 0; 2028: 0; 2029: 0; 2030: 1.3567; 2031: 0; 2032: 0; 2033: 27.5574; 2034: 0; 2035: 0; 2036: 0; 2039: 0; 2040: 0
2018-08-23 04:00 | 8 | 3 | 5 | 1 | 0 | 0 | 0.72911 | 1.4582 | 0 | 20.3125 | 10.5647 | 17.0341 | 17.0341 | 29.62 | 0 | 0 | 2024: 29.62; 2025: 0; 2026: 0; 2027: 0; 2028: 0; 2029: 0; 2030: 1.4582; 2031: 0; 2032: 0; 2033: 29.62; 2034: 0; 2035: 0; 2036: 0; 2039: 0; 2040: 0
2018-08-23 05:00 | 8 | 4 | 5 | 1 | 0 | 0 | 0.85058 | 1.7012 | 0 | 20.3125 | 10.5647 | 17.0341 | 17.0341 | 34.5548 | 0 | 0 | 2024: 34.5548; 2025: 0; 2026: 0; 2027: 0; 2028: 0; 2029: 0; 2030: 1.7012; 2031: 0; 2032: 0; 2033: 34.5548; 2034: 0; 2035: 0; 2036: 0; 2039: 0; 2040: 0
2018-08-23 06:00 | 8 | 5 | 5 | 1 | 0 | 0.019589 | 0.96342 | 1.9268 | 0.15671 | 20.3125 | 10.5647 | 17.0341 | 17.0341 | 39.1391 | 0.15671 | 0 | 2024: 35.9559; 2025: 3.1832; 2026: 0; 2027: 2.6695; 2028: 0; 2029: 0; 2030: 1.7701; 2031: 0; 2032: 0; 2033: 35.9559; 2034: 3.1832; 2035: 0; 2036: 2.6695; 2039: 0.019589; 2040: 0.021767
2018-08-23 07:00 | 8 | 6 | 5 | 1 | 0 | 0.15255 | 1.0019 | 2.0038 | 1.2204 | 20.3125 | 10.5647 | 17.0341 | 17.0341 | 40.7014 | 1.2204 | 0 | 2024: 15.9127; 2025: 24.7887; 2026: 0; 2027: 20.7879; 2028: 0; 2029: 0; 2030: 0.78339; 2031: 0; 2032: 0; 2033: 15.9127; 2034: 24.7887; 2035: 0; 2036: 20.7879; 2039: 0.15255; 2040: 0.17357
2018-08-23 08:00 | 8 | 7 | 5 | 1 | 0 | 0.32615 | 0.95909 | 1.9182 | 2.6092 | 20.3125 | 10.5647 | 17.0341 | 17.0341 | 38.963 | 1.9182 | 0.69099 | 2024: 0; 2025: 38.963; 2026: 7.3001; 2027: 44.4449; 2028: 0.69099; 2029: 0.69099; 2030: 0; 2031: 0; 2032: 0; 2033: 0; 2034: 38.963; 2035: 0; 2036: 44.4449; 2039: 0.32615; 2040: 0.34257
2018-08-23 09:00 | 8 | 8 | 5 | 1 | 0 | 0.46624 | 0.93522 | 1.8704 | 3.7299 | 20.3125 | 10.5647 | 17.0341 | 17.0341 | 37.9933 | 1.8704 | 1.8595 | 2024: 0; 2025: 37.9933; 2026: 19.645; 2027: 63.5361; 2028: 1.8595; 2029: 2.5505; 2030: 0; 2031: 0; 2032: 0; 2033: 0; 2034: 37.9933; 2035: 0; 2036: 63.5361; 2039: 0.46624; 2040: 0.49297
2018-08-23 10:00 | 8 | 9 | 5 | 1 | 0 | 0.57172 | 0.99808 | 1.9962 | 4.5738 | 20.3125 | 10.5647 | 17.0341 | 17.0341 | 40.5469 | 1.9962 | 2.5776 | 2024: 0; 2025: 40.5469; 2026: 27.2317; 2027: 77.9101; 2028: 2.5776; 2029: 5.1281; 2030: 0; 2031: 0; 2032: 0; 2033: 0; 2034: 40.5469; 2035: 0; 2036: 77.9101; 2039: 0.57172; 2040: 0.58032
2018-08-23 11:00 | 8 | 10 | 5 | 1 | 0 | 0.63445 | 0.96415 | 1.9283 | 5.0756 | 20.3125 | 10.5647 | 17.0341 | 17.0341 | 39.1687 | 1.9283 | 3.1473 | 2024: 0; 2025: 39.1687; 2026: 33.2506; 2027: 86.4589; 2028: 3.1473; 2029: 8.2754; 2030: 0; 2031: 0; 2032: 0; 2033: 0; 2034: 39.1687; 2035: 0; 2036: 86.4589; 2039: 0.63445; 2040: 0.67411
2018-08-23 12:00 | 8 | 11 | 5 | 1 | 0 | 0.43972 | 0.97179 | 1.9436 | 3.5177 | 20.3125 | 10.5647 | 17.0341 | 17.0341 | 39.479 | 1.9436 | 1.5742 | 2024: 0; 2025: 39.479; 2026: 16.6305; 2027: 59.9216; 2028: 1.5742; 2029: 9.8496; 2030: 0; 2031: 0; 2032: 0; 2033: 0; 2034: 39.479; 2035: 0; 2036: 59.9216; 2039: 0.43972; 2040: 0.66963
2018-08-23 13:00 | 8 | 12 | 5 | 1 | 0 | 0.64493 | 1.0018 | 2.0036 | 5.1594 | 20.3125 | 10.5647 | 17.0341 | 17.0341 | 40.6984 | 2.0036 | 3.1558 | 2024: 0; 2025: 40.6984; 2026: 33.3405; 2027: 87.8866; 2028: 2.6504; 2029: 12.5; 2030: 0; 2031: 0; 2032: 0.50538; 2033: 0; 2034: 40.6984; 2035: 5.3392; 2036: 87.8866; 2039: 0.64493; 2040: 0.59033
2018-08-23 14:00 | 8 | 13 | 5 | 1 | 0 | 0.58866 | 1.0298 | 2.0596 | 4.7093 | 20.3125 | 10.5647 | 17.0341 | 17.0341 | 41.8352 | 2.0596 | 2.6497 | 2024: 0; 2025: 41.8352; 2026: 27.9932; 2027: 80.2183; 2028: 0; 2029: 12.5; 2030: 0; 2031: 0; 2032: 2.6497; 2033: 0; 2034: 41.8352; 2035: 27.9932; 2036: 80.2183; 2039: 0.58866; 2040: 0.49313
2018-08-23 15:00 | 8 | 14 | 5 | 1 | 0 | 0.34435 | 1.0725 | 2.1451 | 2.7548 | 20.3125 | 10.5647 | 17.0341 | 17.0341 | 43.5722 | 2.1451 | 0.6097 | 2024: 0; 2025: 43.5722; 2026: 6.4413; 2027: 46.9255; 2028: 0; 2029: 12.5; 2030: 0; 2031: 0; 2032: 0.6097; 2033: 0; 2034: 43.5722; 2035: 6.4413; 2036: 46.9255; 2039: 0.34435; 2040: 0.32888
2018-08-23 16:00 | 8 | 15 | 5 | 1 | 1 | 0.36157 | 1.1524 | 2.3047 | 2.8925 | 26.4696 | 16.7219 | 17.0341 | 17.0341 | 61.0053 | 2.3047 | 0.58781 | 2024: 0; 2025: 61.0053; 2026: 9.8292; 2027: 49.2719; 2028: 0; 2029: 12.5; 2030: 0; 2031: 0; 2032: 0.58781; 2033: 0; 2034: 61.0053; 2035: 9.8292; 2036: 49.2719; 2039: 0.36157; 2040: 0.29377
2018-08-23 17:00 | 8 | 16 | 5 | 1 | 1 | 0.12974 | 1.1575 | 2.3149 | 1.0379 | 26.4696 | 16.7219 | 17.0341 | 17.0341 | 61.2746 | 1.0379 | 0 | 2024: 33.801; 2025: 27.4736; 2026: 0; 2027: 17.6802; 2028: 0; 2029: 12.5; 2030: 1.277; 2031: 1.277; 2032: 0; 2033: 0; 2034: 61.2746; 2035: 0; 2036: 17.6802; 2039: 0.12974; 2040: 0.072582
2018-08-23 18:00 | 8 | 17 | 5 | 1 | 1 | 0.039908 | 1.2182 | 2.4364 | 0.31926 | 26.4696 | 16.7219 | 17.0341 | 17.0341 | 64.4914 | 0.31926 | 0 | 2024: 56.0406; 2025: 8.4508; 2026: 0; 2027: 5.4384; 2028: 0; 2029: 11.112; 2030: 2.1172; 2031: 2.1172; 2032: 0; 2033: 0; 2034: 64.4914; 2035: 0; 2036: 5.4384; 2039: 0.039908; 2040: 0.025613
2018-08-23 19:00 | 8 | 18 | 5 | 1 | 1 | 0 | 1.223 | 2.446 | 0 | 26.4696 | 16.7219 | 17.0341 | 17.0341 | 64.7448 | 0 | 0 | 2024: 64.7448; 2025: 0; 2026: 0; 2027: 0; 2028: 0; 2029: 8.8107; 2030: 2.446; 2031: 2.446; 2032: 0; 2033: 0; 2034: 64.7448; 2035: 0; 2036: 0; 2039: 0; 2040: 0
2018-08-23 20:00 | 8 | 19 | 5 | 1 | 0 | 0 | 1.1502 | 2.3005 | 0 | 20.3125 | 10.5647 | 17.0341 | 17.0341 | 46.7281 | 0 | 0 | 2024: 46.7281; 2025: 0; 2026: 0; 2027: 0; 2028: 0; 2029: 6.152; 2030: 2.3005; 2031: 2.3005; 2032: 0; 2033: 0; 2034: 46.7281; 2035: 0; 2036: 0; 2039: 0; 2040: 0
2018-08-23 21:00 | 8 | 20 | 5 | 1 | 0 | 0 | 0.98173 | 1.9635 | 0 | 20.3125 | 10.5647 | 17.0341 | 17.0341 | 39.8829 | 0 | 0 | 2024: 39.8829; 2025: 0; 2026: 0; 2027: 0; 2028: 0; 2029: 3.6515; 2030: 1.9635; 2031: 1.9635; 2032: 0; 2033: 0; 2034: 39.8829; 2035: 0; 2036: 0; 2039: 0; 2040: 0
2018-08-23 22:00 | 8 | 21 | 5 | 1 | 0 | 0 | 0.74523 | 1.4905 | 0 | 20.3125 | 10.5647 | 17.0341 | 17.0341 | 30.2748 | 0 | 0 | 2024: 30.2748; 2025: 0; 2026: 0; 2027: 0; 2028: 0; 2029: 1.5173; 2030: 1.4905; 2031: 1.3959; 2032: 0; 2033: 1.9199; 2034: 28.3549; 2035: 0; 2036: 0; 2039: 0; 2040: 0
2018-08-23 23:00 | 8 | 22 | 5 | 1 | 0 | 0 | 0.68355 | 1.3671 | 0 | 20.3125 | 10.5647 | 17.0341 | 17.0341 | 27.7691 | 0 | 0 | 2024: 27.7691; 2025: 0; 2026: 0; 2027: 0; 2028: 0; 2029: 0; 2030: 1.3671; 2031: 0; 2032: 0; 2033: 27.7691; 2034: 0; 2035: 0; 2036: 0; 2039: 0; 2040: 0
2018-08-24 | 8 | 23 | 5 | 1 | 0 | 0 | 0.62438 | 1.2488 | 0 | 20.3125 | 10.5647 | 17.0341 | 17.0341 | 25.3653 | 0 | 0 | 2024: 25.3653; 2025: 0; 2026: 0; 2027: 0; 2028: 0; 2029: 0; 2030: 1.2488; 2031: 0; 2032: 0; 2033: 25.3653; 2034: 0; 2035: 0; 2036: 0; 2039: 0; 2040: 0
2018-08-24 01:00 | 8 | 0 | 6 | 1 | 0 | 0 | 0.5859 | 1.1718 | 0 | 20.3125 | 10.5647 | 17.0341 | 17.0341 | 23.8022 | 0 | 0 | 2024: 23.8022; 2025: 0; 2026: 0; 2027: 0; 2028: 0; 2029: 0; 2030: 1.1718; 2031: 0; 2032: 0; 2033: 23.8022; 2034: 0; 2035: 0; 2036: 0; 2039: 0; 2040: 0
2018-08-24 02:00 | 8 | 1 | 6 | 1 | 0 | 0 | 0.59491 | 1.1898 | 0 | 20.3125 | 10.5647 | 17.0341 | 17.0341 | 24.1681 | 0 | 0 | 2024: 24.1681; 2025: 0; 2026: 0; 2027: 0; 2028: 0; 2029: 0; 2030: 1.1898; 2031: 0; 2032: 0; 2033: 24.1681; 2034: 0; 2035: 0; 2036: 0; 2039: 0; 2040: 0
2018-08-24 03:00 | 8 | 2 | 6 | 1 | 0 | 0 | 0.59406 | 1.1881 | 0 | 20.3125 | 10.5647 | 17.0341 | 17.0341 | 24.1338 | 0 | 0 | 2024: 24.1338; 2025: 0; 2026: 0; 2027: 0; 2028: 0; 2029: 0; 2030: 1.1881; 2031: 0; 2032: 0; 2033: 24.1338; 2034: 0; 2035: 0; 2036: 0; 2039: 0; 2040: 0
2018-08-24 04:00 | 8 | 3 | 6 | 1 | 0 | 0 | 0.62465 | 1.2493 | 0 | 20.3125 | 10.5647 | 17.0341 | 17.0341 | 25.3763 | 0 | 0 | 2024: 25.3763; 2025: 0; 2026: 0; 2027: 0; 2028: 0; 2029: 0; 2030: 1.2493; 2031: 0; 2032: 0; 2033: 25.3763; 2034: 0; 2035: 0; 2036: 0; 2039: 0; 2040: 0
2018-08-24 05:00 | 8 | 4 | 6 | 1 | 0 | 0 | 0.75706 | 1.5141 | 0 | 20.3125 | 10.5647 | 17.0341 | 17.0341 | 30.7554 | 0 | 0 | 2024: 30.7554; 2025: 0; 2026: 0; 2027: 0; 2028: 0; 2029: 0; 2030: 1.5141; 2031: 0; 2032: 0; 2033: 30.7554; 2034: 0; 2035: 0; 2036: 0; 2039: 0; 2040: 0
2018-08-24 06:00 | 8 | 5 | 6 | 1 | 0 | 0.017453 | 0.89268 | 1.7854 | 0.13962 | 20.3125 | 10.5647 | 17.0341 | 17.0341 | 36.2652 | 0.13962 | 0 | 2024: 33.4291; 2025: 2.836; 2026: 0; 2027: 2.3783; 2028: 0; 2029: 0; 2030: 1.6457; 2031: 0; 2032: 0; 2033: 33.4291; 2034: 2.836; 2035: 0; 2036: 2.3783; 2039: 0.017453; 2040: 0.01641
2018-08-24 07:00 | 8 | 6 | 6 | 1 | 0 | 0.10252 | 0.92394 | 1.8479 | 0.82016 | 20.3125 | 10.5647 | 17.0341 | 17.0341 | 37.5351 | 0.82016 | 0 | 2024: 20.8756; 2025: 16.6595; 2026: 0; 2027: 13.9707; 2028: 0; 2029: 0; 2030: 1.0277; 2031: 0; 2032: 0; 2033: 20.8756; 2034: 16.6595; 2035: 0; 2036: 13.9707; 2039: 0.10252; 2040: 0.12578
2018-08-24 08:00 | 8 | 7 | 6 | 1 | 0 | 0.33229 | 1.008 | 2.016 | 2.6583 | 20.3125 | 10.5647 | 17.0341 | 17.0341 | 40.9502 | 2.016 | 0.64233 | 2024: 0; 2025: 40.9502; 2026: 6.7861; 2027: 45.2826; 2028: 0.64233; 2029: 0.64233; 2030: 0; 2031: 0; 2032: 0; 2033: 0; 2034: 40.9502; 2035: 0; 2036: 45.2826; 2039: 0.33229; 2040: 0.2513
2018-08-24 09:00 | 8 | 8 | 6 | 1 | 0 | 0.33303 | 0.99819 | 1.9964 | 2.6643 | 20.3125 | 10.5647 | 17.0341 | 17.0341 | 40.5515 | 1.9964 | 0.66788 | 2024: 0; 2025: 40.5515; 2026: 7.0559; 2027: 45.3833; 2028: 0.66788; 2029: 1.3102; 2030: 0; 2031: 0; 2032: 0; 2033: 0; 2034: 40.5515; 2035: 0; 2036: 45.3833; 2039: 0.33303; 2040: 0.34482
2018-08-24 10:00 | 8 | 9 | 6 | 1 | 0 | 0.572 | 1.0463 | 2.0926 | 4.576 | 20.3125 | 10.5647 | 17.0341 | 17.0341 | 42.506 | 2.0926 | 2.4834 | 2024: 0; 2025: 42.506; 2026: 26.2367; 2027: 77.9487; 2028: 2.4834; 2029: 3.7936; 2030: 0; 2031: 0; 2032: 0; 2033: 0; 2034: 42.506; 2035: 0; 2036: 77.9487; 2039: 0.572; 2040: 0.39264
2018-08-24 11:00 | 8 | 10 | 6 | 1 | 0 | 0.63589 | 1.2351 | 2.4702 | 5.0871 | 20.3125 | 10.5647 | 17.0341 | 17.0341 | 50.1753 | 2.4702 | 2.617 | 2024: 0; 2025: 50.1753; 2026: 27.6476; 2027: 86.655; 2028: 2.617; 2029: 6.4106; 2030: 0; 2031: 0; 2032: 0; 2033: 0; 2034: 50.1753; 2035: 0; 2036: 86.655; 2039: 0.63589; 2040: 0.48881
2018-08-24 12:00 | 8 | 11 | 6 | 1 | 0 | 0.66065 | 1.3086 | 2.6173 | 5.2852 | 20.3125 | 10.5647 | 17.0341 | 17.0341 | 53.1635 | 2.6173 | 2.6679 | 2024: 0; 2025: 53.1635; 2026: 28.1854; 2027: 90.0282; 2028: 2.6679; 2029: 9.0785; 2030: 0; 2031: 0; 2032: 0; 2033: 0; 2034: 53.1635; 2035: 0; 2036: 90.0282; 2039: 0.66065; 2040: 0.50301
2018-08-24 13:00 | 8 | 12 | 6 | 1 | 0 | 0.64396 | 1.3208 | 2.6416 | 5.1517 | 20.3125 | 10.5647 | 17.0341 | 17.0341 | 53.6575 | 2.6416 | 2.5101 | 2024: 0; 2025: 53.6575; 2026: 26.5183; 2027: 87.7543; 2028: 2.5101; 2029: 11.5886; 2030: 0; 2031: 0; 2032: 0; 2033: 0; 2034: 53.6575; 2035: 0; 2036: 87.7543; 2039: 0.64396; 2040: 0.63853
2018-08-24 14:00 | 8 | 13 | 6 | 1 | 0 | 0.49705 | 1.3892 | 2.7784 | 3.9764 | 20.3125 | 10.5647 | 17.0341 | 17.0341 | 56.4359 | 2.7784 | 1.1981 | 2024: 0; 2025: 56.4359; 2026: 12.6571; 2027: 67.7351; 2028: 0.91145; 2029: 12.5; 2030: 0; 2031: 0; 2032: 0.2866; 2033: 0; 2034: 56.4359; 2035: 3.0279; 2036: 67.7351; 2039: 0.49705; 2040: 0.58599
2018-08-24 15:00 | 8 | 14 | 6 | 1 | 0 | 0.39588 | 1.6005 | 3.201 | 3.167 | 20.3125 | 10.5647 | 17.0341 | 17.0341 | 65.0201 | 3.167 | 0 | 2024: 0.68997; 2025: 64.3302; 2026: 0; 2027: 53.9475; 2028: 0; 2029: 12.5; 2030: 0.033968; 2031: 0.033968; 2032: 0; 2033: 0; 2034: 65.0201; 2035: 0; 2036: 53.9475; 2039: 0.39588; 2040: 0.40989
2018-08-24 16:00 | 8 | 15 | 6 | 1 | 1 | 0.237 | 1.8122 | 3.6244 | 1.896 | 26.4696 | 16.7219 | 17.0341 | 17.0341 | 95.9363 | 1.896 | 0 | 2024: 45.7488; 2025: 50.1875; 2026: 0; 2027: 32.2974; 2028: 0; 2029: 12.4631; 2030: 1.7283; 2031: 1.7283; 2032: 0; 2033: 0; 2034: 95.9363; 2035: 0; 2036: 32.2974; 2039: 0.237; 2040: 0.17802
2018-08-24 17:00 | 8 | 16 | 6 | 1 | 1 | 0.068171 | 1.7499 | 3.4998 | 0.54536 | 26.4696 | 16.7219 | 17.0341 | 17.0341 | 92.6381 | 0.54536 | 0 | 2024: 78.2025; 2025: 14.4356; 2026: 0; 2027: 9.2898; 2028: 0; 2029: 10.5844; 2030: 2.9544; 2031: 2.9544; 2032: 0; 2033: 0; 2034: 92.6381; 2035: 0; 2036: 9.2898; 2039: 0.068171; 2040: 0.10687
2018-08-24 18:00 | 8 | 17 | 6 | 1 | 1 | 0.022056 | 1.6841 | 3.3682 | 0.17645 | 26.4696 | 16.7219 | 17.0341 | 17.0341 | 89.1544 | 0.17645 | 0 | 2024: 84.4838; 2025: 4.6706; 2026: 0; 2027: 3.0057; 2028: 0; 2029: 7.3731; 2030: 3.1917; 2031: 3.1917; 2032: 0; 2033: 0; 2034: 89.1544; 2035: 0; 2036: 3.0057; 2039: 0.022056; 2040: 0.027353
2018-08-24 19:00 | 8 | 18 | 6 | 1 | 1 | 0 | 1.5814 | 3.1627 | 0 | 26.4696 | 16.7219 | 17.0341 | 17.0341 | 83.7165 | 0 | 0 | 2024: 83.7165; 2025: 0; 2026: 0; 2027: 0; 2028: 0; 2029: 3.9038; 2030: 3.1627; 2031: 3.1627; 2032: 0; 2033: 0; 2034: 83.7165; 2035: 0; 2036: 0; 2039: 0; 2040: 0
2018-08-24 20:00 | 8 | 19 | 6 | 1 | 0 | 0 | 1.4578 | 2.9156 | 0 | 20.3125 | 10.5647 | 17.0341 | 17.0341 | 59.2224 | 0 | 0 | 2024: 59.2224; 2025: 0; 2026: 0; 2027: 0; 2028: 0; 2029: 0.46609; 2030: 2.9156; 2031: 0.4288; 2032: 0; 2033: 50.5124; 2034: 8.71; 2035: 0; 2036: 0; 2039: 0; 2040: 0
2018-08-24 21:00 | 8 | 20 | 6 | 1 | 0 | 0 | 1.1221 | 2.2442 | 0 | 20.3125 | 10.5647 | 17.0341 | 17.0341 | 45.5861 | 0 | 0 | 2024: 45.5861; 2025: 0; 2026: 0; 2027: 0; 2028: 0; 2029: 0; 2030: 2.2442; 2031: 0; 2032: 0; 2033: 45.5861; 2034: 0; 2035: 0; 2036: 0; 2039: 0; 2040: 0
2018-08-24 22:00 | 8 | 21 | 6 | 1 | 0 | 0 | 0.8116 | 1.6232 | 0 | 20.3125 | 10.5647 | 17.0341 | 17.0341 | 32.9713 | 0 | 0 | 2024: 32.9713; 2025: 0; 2026: 0; 2027: 0; 2028: 0; 2029: 0; 2030: 1.6232; 2031: 0; 2032: 0; 2033: 32.9713; 2034: 0; 2035: 0; 2036: 0; 2039: 0; 2040: 0
2018-08-24 23:00 | 8 | 22 | 6 | 1 | 0 | 0 | 0.69945 | 1.3989 | 0 | 20.3125 | 10.5647 | 17.0341 | 17.0341 | 28.4153 | 0 | 0 | 2024: 28.4153; 2025: 0; 2026: 0; 2027: 0; 2028: 0; 2029: 0; 2030: 1.3989; 2031: 0; 2032: 0; 2033: 28.4153; 2034: 0; 2035: 0; 2036: 0; 2039: 0; 2040: 0
2018-08-25 | 8 | 23 | 6 | 1 | 0 | 0 | 0.5966 | 1.1932 | 0 | 20.3125 | 10.5647 | 17.0341 | 17.0341 | 24.2368 | 0 | 0 | 2024: 24.2368; 2025: 0; 2026: 0; 2027: 0; 2028: 0; 2029: 0; 2030: 1.1932; 2031: 0; 2032: 0; 2033: 24.2368; 2034: 0; 2035: 0; 2036: 0; 2039: 0; 2040: 0
2018-08-25 01:00 | 8 | 0 | 7 | 1 | 0 | 0 | 0.56058 | 1.1212 | 0 | 20.3125 | 10.5647 | 17.0341 | 17.0341 | 22.7736 | 0 | 0 | 2024: 22.7736; 2025: 0; 2026: 0; 2027: 0; 2028: 0; 2029: 0; 2030: 1.1212; 2031: 0; 2032: 0; 2033: 22.7736; 2034: 0; 2035: 0; 2036: 0; 2039: 0; 2040: 0
2018-08-25 02:00 | 8 | 1 | 7 | 1 | 0 | 0 | 0.54491 | 1.0898 | 0 | 20.3125 | 10.5647 | 17.0341 | 17.0341 | 22.1371 | 0 | 0 | 2024: 22.1371; 2025: 0; 2026: 0; 2027: 0; 2028: 0; 2029: 0; 2030: 1.0898; 2031: 0; 2032: 0; 2033: 22.1371; 2034: 0; 2035: 0; 2036: 0; 2039: 0; 2040: 0
2018-08-25 03:00 | 8 | 2 | 7 | 1 | 0 | 0 | 0.51471 | 1.0294 | 0 | 20.3125 | 10.5647 | 17.0341 | 17.0341 | 20.9101 | 0 | 0 | 2024: 20.9101; 2025: 0; 2026: 0; 2027: 0; 2028: 0; 2029: 0; 2030: 1.0294; 2031: 0; 2032: 0; 2033: 20.9101; 2034: 0; 2035: 0; 2036: 0; 2039: 0; 2040: 0
2018-08-25 04:00 | 8 | 3 | 7 | 1 | 0 | 0 | 0.5121 | 1.0242 | 0 | 20.3125 | 10.5647 | 17.0341 | 17.0341 | 20.804 | 0 | 0 | 2024: 20.804; 2025: 0; 2026: 0; 2027: 0; 2028: 0; 2029: 0; 2030: 1.0242; 2031: 0; 2032: 0; 2033: 20.804; 2034: 0; 2035: 0; 2036: 0; 2039: 0; 2040: 0
2018-08-25 05:00 | 8 | 4 | 7 | 1 | 0 | 0 | 0.57209 | 1.1442 | 0 | 20.3125 | 10.5647 | 17.0341 | 17.0341 | 23.241 | 0 | 0 | 2024: 23.241; 2025: 0; 2026: 0; 2027: 0; 2028: 0; 2029: 0; 2030: 1.1442; 2031: 0; 2032: 0; 2033: 23.241; 2034: 0; 2035: 0; 2036: 0; 2039: 0; 2040: 0
2018-08-25 06:00 | 8 | 5 | 7 | 1 | 0 | 0.010321 | 0.66027 | 1.3205 | 0.082566 | 20.3125 | 10.5647 | 17.0341 | 17.0341 | 26.8235 | 0.082566 | 0 | 2024: 25.1464; 2025: 1.6771; 2026: 0; 2027: 1.4064; 2028: 0; 2029: 0; 2030: 1.238; 2031: 0; 2032: 0; 2033: 25.1464; 2034: 1.6771; 2035: 0; 2036: 1.4064; 2039: 0.010321; 2040: 0.013613
2018-08-25 07:00 | 8 | 6 | 7 | 1 | 0 | 0.048871 | 0.84779 | 1.6956 | 0.39097 | 20.3125 | 10.5647 | 17.0341 | 17.0341 | 34.4413 | 0.39097 | 0 | 2024: 26.4998; 2025: 7.9415; 2026: 0; 2027: 6.6598; 2028: 0; 2029: 0; 2030: 1.3046; 2031: 0; 2032: 0; 2033: 26.4998; 2034: 7.9415; 2035: 0; 2036: 6.6598; 2039: 0.048871; 2040: 0.10172
2018-08-25 08:00 | 8 | 7 | 7 | 1 | 0 | 0.051665 | 1.0827 | 2.1654 | 0.41332 | 20.3125 | 10.5647 | 17.0341 | 17.0341 | 43.9852 | 0.41332 | 0 | 2024: 35.5897; 2025: 8.3955; 2026: 0; 2027: 7.0405; 2028: 0; 2029: 0; 2030: 1.7521; 2031: 0; 2032: 0; 2033: 35.5897; 2034: 8.3955; 2035: 0; 2036: 7.0405; 2039: 0.051665; 2040: 0.2521
2018-08-25 09:00 | 8 | 8 | 7 | 1 | 0 | 0.20958 | 1.2516 | 2.5032 | 1.6766 | 20.3125 | 10.5647 | 17.0341 | 17.0341 | 50.847 | 1.6766 | 0 | 2024: 16.791; 2025: 34.0559; 2026: 0; 2027: 28.5594; 2028: 0; 2029: 0; 2030: 0.82664; 2031: 0; 2032: 0; 2033: 16.791; 2034: 34.0559; 2035: 0; 2036: 28.5594; 2039: 0.20958; 2040: 0.25077
2018-08-25 10:00 | 8 | 9 | 7 | 1 | 0 | 0.22973 | 1.3872 | 2.7744 | 1.8378 | 20.3125 | 10.5647 | 17.0341 | 17.0341 | 56.3544 | 1.8378 | 0 | 2024: 19.0234; 2025: 37.331; 2026: 0; 2027: 31.3059; 2028: 0; 2029: 0; 2030: 0.93654; 2031: 0; 2032: 0; 2033: 19.0234; 2034: 37.331; 2035: 0; 2036: 31.3059; 2039: 0.22973; 2040: 0.27249
2018-08-25 11:00 | 8 | 10 | 7 | 1 | 0 | 0.3703 | 1.6038 | 3.2075 | 2.9624 | 20.3125 | 10.5647 | 17.0341 | 17.0341 | 65.1525 | 2.9624 | 0 | 2024: 4.9781; 2025: 60.1744; 2026: 0; 2027: 50.4625; 2028: 0; 2029: 0; 2030: 0.24508; 2031: 0; 2032: 0; 2033: 4.9781; 2034: 60.1744; 2035: 0; 2036: 50.4625; 2039: 0.3703; 2040: 0.36
2018-08-25 12:00 | 8 | 11 | 7 | 1 | 0 | 0.48402 | 1.7127 | 3.4253 | 3.8722 | 20.3125 | 10.5647 | 17.0341 | 17.0341 | 69.5773 | 3.4253 | 0.44683 | 2024: 0; 2025: 69.5773; 2026: 4.7207; 2027: 65.9592; 2028: 0.44683; 2029: 0.44683; 2030: 0; 2031: 0; 2032: 0; 2033: 0; 2034: 69.5773; 2035: 0; 2036: 65.9592; 2039: 0.48402; 2040: 0.3528
2018-08-25 13:00 | 8 | 12 | 7 | 1 | 0 | 0.6408 | 1.8896 | 3.7792 | 5.1264 | 20.3125 | 10.5647 | 17.0341 | 17.0341 | 76.7649 | 3.7792 | 1.3472 | 2024: 0; 2025: 76.7649; 2026: 14.2331; 2027: 87.3242; 2028: 1.3472; 2029: 1.7941; 2030: 0; 2031: 0; 2032: 0; 2033: 0; 2034: 76.7649; 2035: 0; 2036: 87.3242; 2039: 0.6408; 2040: 0.35011
2018-08-25 14:00 | 8 | 13 | 7 | 1 | 0 | 0.58797 | 1.895 | 3.7899 | 4.7037 | 20.3125 | 10.5647 | 17.0341 | 17.0341 | 76.9833 | 3.7899 | 0.91378 | 2024: 0; 2025: 76.9833; 2026: 9.6538; 2027: 80.124; 2028: 0.91378; 2029: 2.7078; 2030: 0; 2031: 0; 2032: 0; 2033: 0; 2034: 76.9833; 2035: 0; 2036: 80.124; 2039: 0.58797; 2040: 0.28525
2018-08-25 15:00 | 8 | 14 | 7 | 1 | 0 | 0.49347 | 2.0419 | 4.0839 | 3.9477 | 20.3125 | 10.5647 | 17.0341 | 17.0341 | 82.9535 | 3.9477 | 0 | 2024: 2.7653; 2025: 80.1882; 2026: 0; 2027: 67.2462; 2028: 0; 2029: 2.7078; 2030: 0.13614; 2031: 0.13614; 2032: 0; 2033: 0; 2034: 82.9535; 2035: 0; 2036: 67.2462; 2039: 0.49347; 2040: 0.25205
2018-08-25 16:00 | 8 | 15 | 7 | 1 | 1 | 0.36086 | 2.1708 | 4.3415 | 2.8869 | 26.4696 | 16.7219 | 17.0341 | 17.0341 | 114.9192 | 2.8869 | 0 | 2024: 38.5047; 2025: 76.4145; 2026: 0; 2027: 49.1754; 2028: 0; 2029: 2.5599; 2030: 1.4547; 2031: 1.4547; 2032: 0; 2033: 0; 2034: 114.9192; 2035: 0; 2036: 49.1754; 2039: 0.36086; 2040: 0.21413
2018-08-25 17:00 | 8 | 16 | 7 | 1 | 1 | 0.19099 | 2.138 | 4.2759 | 1.5279 | 26.4696 | 16.7219 | 17.0341 | 17.0341 | 113.1821 | 1.5279 | 0 | 2024: 72.7382; 2025: 40.4439; 2026: 0; 2027: 26.0271; 2028: 0; 2029: 0.9787; 2030: 2.748; 2031: 0.90041; 2032: 0; 2033: 48.9047; 2034: 64.2774; 2035: 0; 2036: 26.0271; 2039: 0.19099; 2040: 0.13547
2018-08-25 18:00 | 8 | 17 | 7 | 1 | 1 | 0.036246 | 1.9295 | 3.8591 | 0.28997 | 26.4696 | 16.7219 | 17.0341 | 17.0341 | 102.1484 | 0.28997 | 0 | 2024: 94.4731; 2025: 7.6753; 2026: 0; 2027: 4.9393; 2028: 0; 2029: 0; 2030: 3.5691; 2031: 0; 2032: 0; 2033: 94.4731; 2034: 7.6753; 2035: 0; 2036: 4.9393; 2039: 0.036246; 2040: 0.040477
2018-08-25 19:00 | 8 | 18 | 7 | 1 | 1 | 0 | 1.6779 | 3.3557 | 0 | 26.4696 | 16.7219 | 17.0341 | 17.0341 | 88.8252 | 0 | 0 | 2024: 88.8252; 2025: 0; 2026: 0; 2027: 0; 2028: 0; 2029: 0; 2030: 3.3557; 2031: 0; 2032: 0; 2033: 88.8252; 2034: 0; 2035: 0; 2036: 0; 2039: 0; 2040: 0
2018-08-25 20:00 | 8 | 19 | 7 | 1 | 0 | 0 | 1.4891 | 2.9782 | 0 | 20.3125 | 10.5647 | 17.0341 | 17.0341 | 60.4943 | 0 | 0 | 2024: 60.4943; 2025: 0; 2026: 0; 2027: 0; 2028: 0; 2029: 0; 2030: 2.9782; 2031: 0; 2032: 0; 2033: 60.4943; 2034: 0; 2035: 0; 2036: 0; 2039: 0; 2040: 0
2018-08-25 21:00 | 8 | 20 | 7 | 1 | 0 | 0 | 1.2138 | 2.4277 | 0 | 20.3125 | 10.5647 | 17.0341 | 17.0341 | 49.3118 | 0 | 0 | 2024: 49.3118; 2025: 0; 2026: 0; 2027: 0; 2028: 0; 2029: 0; 2030: 2.4277; 2031: 0; 2032: 0; 2033: 49.3118; 2034: 0; 2035: 0; 2036: 0; 2039: 0; 2040: 0
2018-08-25 22:00 | 8 | 21 | 7 | 1 | 0 | 0 | 0.9549 | 1.9098 | 0 | 20.3125 | 10.5647 | 17.0341 | 17.0341 | 38.7927 | 0 | 0 | 2024: 38.7927; 2025: 0; 2026: 0; 2027: 0; 2028: 0; 2029: 0; 2030: 1.9098; 2031: 0; 2032: 0; 2033: 38.7927; 2034: 0; 2035: 0; 2036: 0; 2039: 0; 2040: 0
2018-08-25 23:00 | 8 | 22 | 7 | 1 | 0 | 0 | 0.81138 | 1.6228 | 0 | 20.3125 | 10.5647 | 17.0341 | 17.0341 | 32.9623 | 0 | 0 | 2024: 32.9623; 2025: 0; 2026: 0; 2027: 0; 2028: 0; 2029: 0; 2030: 1.6228; 2031: 0; 2032: 0; 2033: 32.9623; 2034: 0; 2035: 0; 2036: 0; 2039: 0; 2040: 0
2018-08-26 | 8 | 23 | 7 | 1 | 0 | 0 | 0.65624 | 1.3125 | 0 | 20.3125 | 10.5647 | 17.0341 | 17.0341 | 26.6599 | 0 | 0 | 2024: 26.6599; 2025: 0; 2026: 0; 2027: 0; 2028: 0; 2029: 0; 2030: 1.3125; 2031: 0; 2032: 0; 2033: 26.6599; 2034: 0; 2035: 0; 2036: 0; 2039: 0; 2040: 0
2018-08-26 01:00 | 8 | 0 | 1 | 1 | 0 | 0 | 0.56623 | 1.1325 | 0 | 20.3125 | 10.5647 | 17.0341 | 17.0341 | 23.0032 | 0 | 0 | 2024: 23.0032; 2025: 0; 2026: 0; 2027: 0; 2028: 0; 2029: 0; 2030: 1.1325; 2031: 0; 2032: 0; 2033: 23.0032; 2034: 0; 2035: 0; 2036: 0; 2039: 0; 2040: 0
2018-08-26 02:00 | 8 | 1 | 1 | 1 | 0 | 0 | 0.50829 | 1.0166 | 0 | 20.3125 | 10.5647 | 17.0341 | 17.0341 | 20.6494 | 0 | 0 | 2024: 20.6494; 2025: 0; 2026: 0; 2027: 0; 2028: 0; 2029: 0; 2030: 1.0166; 2031: 0; 2032: 0; 2033: 20.6494; 2034: 0; 2035: 0; 2036: 0; 2039: 0; 2040: 0
2018-08-26 03:00 | 8 | 2 | 1 | 1 | 0 | 0 | 0.484 | 0.968 | 0 | 20.3125 | 10.5647 | 17.0341 | 17.0341 | 19.6625 | 0 | 0 | 2024: 19.6625; 2025: 0; 2026: 0; 2027: 0; 2028: 0; 2029: 0; 2030: 0.968; 2031: 0; 2032: 0; 2033: 19.6625; 2034: 0; 2035: 0; 2036: 0; 2039: 0; 2040: 0
2018-08-26 04:00 | 8 | 3 | 1 | 1 | 0 | 0 | 0.49176 | 0.98352 | 0 | 20.3125 | 10.5647 | 17.0341 | 17.0341 | 19.9778 | 0 | 0 | 2024: 19.9778; 2025: 0; 2026: 0; 2027: 0; 2028: 0; 2029: 0; 2030: 0.98352; 2031: 0; 2032: 0; 2033: 19.9778; 2034: 0; 2035: 0; 2036: 0; 2039: 0; 2040: 0
2018-08-26 05:00 | 8 | 4 | 1 | 1 | 0 | 0 | 0.54041 | 1.0808 | 0 | 20.3125 | 10.5647 | 17.0341 | 17.0341 | 21.9541 | 0 | 0 | 2024: 21.9541; 2025: 0; 2026: 0; 2027: 0; 2028: 0; 2029: 0; 2030: 1.0808; 2031: 0; 2032: 0; 2033: 21.9541; 2034: 0; 2035: 0; 2036: 0; 2039: 0; 2040: 0
2018-08-26 06:00 | 8 | 5 | 1 | 1 | 0 | 0.016111 | 0.6724 | 1.3448 | 0.12889 | 20.3125 | 10.5647 | 17.0341 | 17.0341 | 27.3164 | 0.12889 | 0 | 2024: 24.6984; 2025: 2.618; 2026: 0; 2027: 2.1955; 2028: 0; 2029: 0; 2030: 1.2159; 2031: 0; 2032: 0; 2033: 24.6984; 2034: 2.618; 2035: 0; 2036: 2.1955; 2039: 0.016111; 2040: 0.013821
2018-08-26 07:00 | 8 | 6 | 1 | 1 | 0 | 0.16021 | 0.84203 | 1.6841 | 1.2816 | 20.3125 | 10.5647 | 17.0341 | 17.0341 | 34.2074 | 1.2816 | 0 | 2024: 8.1739; 2025: 26.0335; 2026: 0; 2027: 21.8318; 2028: 0; 2029: 0; 2030: 0.40241; 2031: 0; 2032: 0; 2033: 8.1739; 2034: 26.0335; 2035: 0; 2036: 21.8318; 2039: 0.16021; 2040: 0.091434
2018-08-26 08:00 | 8 | 7 | 1 | 1 | 0 | 0.34586 | 1.0226 | 2.0453 | 2.7668 | 20.3125 | 10.5647 | 17.0341 | 17.0341 | 41.5444 | 2.0453 | 0.72158 | 2024: 0; 2025: 41.5444; 2026: 7.6233; 2027: 47.1308; 2028: 0.72158; 2029: 0.72158; 2030: 0; 2031: 0; 2032: 0; 2033: 0; 2034: 41.5444; 2035: 0; 2036: 47.1308; 2039: 0.34586; 2040: 0.22845
2018-08-26 09:00 | 8 | 8 | 1 | 1 | 0 | 0.4852 | 1.135 | 2.2701 | 3.8816 | 20.3125 | 10.5647 | 17.0341 | 17.0341 | 46.1107 | 2.2701 | 1.6115 | 2024: 0; 2025: 46.1107; 2026: 17.0251; 2027: 66.1192; 2028: 1.6115; 2029: 2.3331; 2030: 0; 2031: 0; 2032: 0; 2033: 0; 2034: 46.1107; 2035: 0; 2036: 66.1192; 2039: 0.4852; 2040: 0.34612
2018-08-26 10:00 | 8 | 9 | 1 | 1 | 0 | 0.58505 | 1.2935 | 2.5869 | 4.6804 | 20.3125 | 10.5647 | 17.0341 | 17.0341 | 52.5472 | 2.5869 | 2.0934 | 2024: 0; 2025: 52.5472; 2026: 22.1166; 2027: 79.7262; 2028: 2.0934; 2029: 4.4265; 2030: 0; 2031: 0; 2032: 0; 2033: 0; 2034: 52.5472; 2035: 0; 2036: 79.7262; 2039: 0.58505; 2040: 0.47587
2018-08-26 11:00 | 8 | 10 | 1 | 1 | 0 | 0.64336 | 1.5805 | 3.161 | 5.1469 | 20.3125 | 10.5647 | 17.0341 | 17.0341 | 64.2083 | 3.161 | 1.9859 | 2024: 0; 2025: 64.2083; 2026: 20.9803; 2027: 87.6731; 2028: 1.9859; 2029: 6.4124; 2030: 0; 2031: 0; 2032: 0; 2033: 0; 2034: 64.2083; 2035: 0; 2036: 87.6731; 2039: 0.64336; 2040: 0.41153
2018-08-26 12:00 | 8 | 11 | 1 | 1 | 0 | 0.66052 | 1.6841 | 3.3681 | 5.2841 | 20.3125 | 10.5647 | 17.0341 | 17.0341 | 68.4154 | 3.3681 | 1.916 | 2024: 0; 2025: 68.4154; 2026: 20.242; 2027: 90.0109; 2028: 1.916; 2029: 8.3284; 2030: 0; 2031: 0; 2032: 0; 2033: 0; 2034: 68.4154; 2035: 0; 2036: 90.0109; 2039: 0.66052; 2040: 0.46916
2018-08-26 13:00 | 8 | 12 | 1 | 1 | 0 | 0.64165 | 1.7174 | 3.4348 | 5.1332 | 20.3125 | 10.5647 | 17.0341 | 17.0341 | 69.7703 | 3.4348 | 1.6984 | 2024: 0; 2025: 69.7703; 2026: 17.9428; 2027: 87.4398; 2028: 1.6984; 2029: 10.0268; 2030: 0; 2031: 0; 2032: 0; 2033: 0; 2034: 69.7703; 2035: 0; 2036: 87.4398; 2039: 0.64165; 2040: 0.46029
2018-08-26 14:00 | 8 | 13 | 1 | 1 | 0 | 0.5868 | 1.8943 | 3.7886 | 4.6944 | 20.3125 | 10.5647 | 17.0341 | 17.0341 | 76.956 | 3.7886 | 0.90582 | 2024: 0; 2025: 76.956; 2026: 9.5697; 2027: 79.9655; 2028: 0.90582; 2029: 10.9326; 2030: 0; 2031: 0; 2032: 0; 2033: 0; 2034: 76.956; 2035: 0; 2036: 79.9655; 2039: 0.5868; 2040: 0.4054
2018-08-26 15:00 | 8 | 14 | 1 | 1 | 0 | 0.49368 | 2.0468 | 4.0935 | 3.9495 | 20.3125 | 10.5647 | 17.0341 | 17.0341 | 83.1493 | 3.9495 | 0 | 2024: 2.9255; 2025: 80.2238; 2026: 0; 2027: 67.276; 2028: 0; 2029: 10.9326; 2030: 0.14403; 2031: 0.14403; 2032: 0; 2033: 0; 2034: 83.1493; 2035: 0; 2036: 67.276; 2039: 0.49368; 2040: 0.32306
2018-08-26 16:00 | 8 | 15 | 1 | 1 | 1 | 0.36696 | 2.0676 | 4.1352 | 2.9357 | 26.4696 | 16.7219 | 17.0341 | 17.0341 | 109.4585 | 2.9357 | 0 | 2024: 31.7527; 2025: 77.7058; 2026: 0; 2027: 50.0064; 2028: 0; 2029: 10.776; 2030: 1.1996; 2031: 1.1996; 2032: 0; 2033: 0; 2034: 109.4585; 2035: 0; 2036: 50.0064; 2039: 0.36696; 2040: 0.21142
2018-08-26 17:00 | 8 | 16 | 1 | 1 | 1 | 0.19352 | 2.0431 | 4.0861 | 1.5482 | 26.4696 | 16.7219 | 17.0341 | 17.0341 | 108.1589 | 1.5482 | 0 | 2024: 67.1796; 2025: 40.9792; 2026: 0; 2027: 26.3716; 2028: 0; 2029: 9.4721; 2030: 2.538; 2031: 2.538; 2032: 0; 2033: 0; 2034: 108.1589; 2035: 0; 2036: 26.3716; 2039: 0.19352; 2040: 0.080492
2018-08-26 18:00 | 8 | 17 | 1 | 1 | 1 | 0.03354 | 1.9218 | 3.8436 | 0.26832 | 26.4696 | 16.7219 | 17.0341 | 17.0341 | 101.7375 | 0.26832 | 0 | 2024: 94.6352; 2025: 7.1024; 2026: 0; 2027: 4.5706; 2028: 0; 2029: 6.7134; 2030: 3.5752; 2031: 3.5752; 2032: 0; 2033: 0; 2034: 101.7375; 2035: 0; 2036: 4.5706; 2039: 0.03354; 2040: 0.036045
2018-08-26 19:00 | 8 | 18 | 1 | 1 | 1 | 0 | 1.7557 | 3.5114 | 0 | 26.4696 | 16.7219 | 17.0341 | 17.0341 | 92.9447 | 0 | 0 | 2024: 92.9447; 2025: 0; 2026: 0; 2027: 0; 2028: 0; 2029: 2.8273; 2030: 3.5114; 2031: 2.6011; 2032: 0; 2033: 24.0934; 2034: 68.8513; 2035: 0; 2036: 0; 2039: 0; 2040: 0
2018-08-26 20:00 | 8 | 19 | 1 | 1 | 0 | 0 | 1.556 | 3.112 | 0 | 20.3125 | 10.5647 | 17.0341 | 17.0341 | 63.2128 | 0 | 0 | 2024: 63.2128; 2025: 0; 2026: 0; 2027: 0; 2028: 0; 2029: 0; 2030: 3.112; 2031: 0; 2032: 0; 2033: 63.2128; 2034: 0; 2035: 0; 2036: 0; 2039: 0; 2040: 0
2018-08-26 21:00 | 8 | 20 | 1 | 1 | 0 | 0 | 1.2332 | 2.4663 | 0 | 20.3125 | 10.5647 | 17.0341 | 17.0341 | 50.0975 | 0 | 0 | 2024: 50.0975; 2025: 0; 2026: 0; 2027: 0; 2028: 0; 2029: 0; 2030: 2.4663; 2031: 0; 2032: 0; 2033: 50.0975; 2034: 0; 2035: 0; 2036: 0; 2039: 0; 2040: 0
2018-08-26 22:00 | 8 | 21 | 1 | 1 | 0 | 0 | 0.92028 | 1.8406 | 0 | 20.3125 | 10.5647 | 17.0341 | 17.0341 | 37.3864 | 0 | 0 | 2024: 37.3864; 2025: 0; 2026: 0; 2027: 0; 2028: 0; 2029: 0; 2030: 1.8406; 2031: 0; 2032: 0; 2033: 37.3864; 2034: 0; 2035: 0; 2036: 0; 2039: 0; 2040: 0
2018-08-26 23:00 | 8 | 22 | 1 | 1 | 0 | 0 | 0.73124 | 1.4625 | 0 | 20.3125 | 10.5647 | 17.0341 | 17.0341 | 29.7068 | 0 | 0 | 2024: 29.7068; 2025: 0; 2026: 0; 2027: 0; 2028: 0; 2029: 0; 2030: 1.4625; 2031: 0; 2032: 0; 2033: 29.7068; 2034: 0; 2035: 0; 2036: 0; 2039: 0; 2040: 0
2018-08-27 | 8 | 23 | 1 | 1 | 0 | 0 | 0.61995 | 1.2399 | 0 | 20.3125 | 10.5647 | 17.0341 | 17.0341 | 25.1857 | 0 | 0 | 2024: 25.1857; 2025: 0; 2026: 0; 2027: 0; 2028: 0; 2029: 0; 2030: 1.2399; 2031: 0; 2032: 0; 2033: 25.1857; 2034: 0; 2035: 0; 2036: 0; 2039: 0; 2040: 0
2018-08-27 01:00 | 8 | 0 | 2 | 1 | 0 | 0 | 0.54507 | 1.0901 | 0 | 20.3125 | 10.5647 | 17.0341 | 17.0341 | 22.1433 | 0 | 0 | 2024: 22.1433; 2025: 0; 2026: 0; 2027: 0; 2028: 0; 2029: 0; 2030: 1.0901; 2031: 0; 2032: 0; 2033: 22.1433; 2034: 0; 2035: 0; 2036: 0; 2039: 0; 2040: 0
2018-08-27 02:00 | 8 | 1 | 2 | 1 | 0 | 0 | 0.52152 | 1.043 | 0 | 20.3125 | 10.5647 | 17.0341 | 17.0341 | 21.1866 | 0 | 0 | 2024: 21.1866; 2025: 0; 2026: 0; 2027: 0; 2028: 0; 2029: 0; 2030: 1.043; 2031: 0; 2032: 0; 2033: 21.1866; 2034: 0; 2035: 0; 2036: 0; 2039: 0; 2040: 0
2018-08-27 03:00 | 8 | 2 | 2 | 1 | 0 | 0 | 0.51064 | 1.0213 | 0 | 20.3125 | 10.5647 | 17.0341 | 17.0341 | 20.7446 | 0 | 0 | 2024: 20.7446; 2025: 0; 2026: 0; 2027: 0; 2028: 0; 2029: 0; 2030: 1.0213; 2031: 0; 2032: 0; 2033: 20.7446; 2034: 0; 2035: 0; 2036: 0; 2039: 0; 2040: 0
2018-08-27 04:00 | 8 | 3 | 2 | 1 | 0 | 0 | 0.52847 | 1.0569 | 0 | 20.3125 | 10.5647 | 17.0341 | 17.0341 | 21.469 | 0 | 0 | 2024: 21.469; 2025: 0; 2026: 0; 2027: 0; 2028: 0; 2029: 0; 2030: 1.0569; 2031: 0; 2032: 0; 2033: 21.469; 2034: 0; 2035: 0; 2036: 0; 2039: 0; 2040: 0
2018-08-27 05:00 | 8 | 4 | 2 | 1 | 0 | 0 | 0.65227 | 1.3045 | 0 | 20.3125 | 10.5647 | 17.0341 | 17.0341 | 26.4986 | 0 | 0 | 2024: 26.4986; 2025: 0; 2026: 0; 2027: 0; 2028: 0; 2029: 0; 2030: 1.3045; 2031: 0; 2032: 0; 2033: 26.4986; 2034: 0; 2035: 0; 2036: 0; 2039: 0; 2040: 0
2018-08-27 06:00 | 8 | 5 | 2 | 1 | 0 | 0.01447 | 0.74895 | 1.4979 | 0.11576 | 20.3125 | 10.5647 | 17.0341 | 17.0341 | 30.4263 | 0.11576 | 0 | 2024: 28.0749; 2025: 2.3514; 2026: 0; 2027: 1.9719; 2028: 0; 2029: 0; 2030: 1.3821; 2031: 0; 2032: 0; 2033: 28.0749; 2034: 2.3514; 2035: 0; 2036: 1.9719; 2039: 0.01447; 2040: 0.012449
2018-08-27 07:00 | 8 | 6 | 2 | 1 | 0 | 0.15621 | 0.85751 | 1.715 | 1.2497 | 20.3125 | 10.5647 | 17.0341 | 17.0341 | 34.8363 | 1.2497 | 0 | 2024: 9.4521; 2025: 25.3841; 2026: 0; 2027: 21.2872; 2028: 0; 2029: 0; 2030: 0.46534; 2031: 0; 2032: 0; 2033: 9.4521; 2034: 25.3841; 2035: 0; 2036: 21.2872; 2039: 0.15621; 2040: 0.14679
2018-08-27 08:00 | 8 | 7 | 2 | 1 | 0 | 0.33605 | 0.91785 | 1.8357 | 2.6884 | 20.3125 | 10.5647 | 17.0341 | 17.0341 | 37.2877 | 1.8357 | 0.85271 | 2024: 0; 2025: 37.2877; 2026: 9.0086; 2027: 45.7947; 2028: 0.85271; 2029: 0.85271; 2030: 0; 2031: 0; 2032: 0; 2033: 0; 2034: 37.2877; 2035: 0; 2036: 45.7947; 2039: 0.33605; 2040: 0.26515
2018-08-27 09:00 | 8 | 8 | 2 | 1 | 0 | 0.47209 | 1.0496 | 2.0991 | 3.7767 | 20.3125 | 10.5647 | 17.0341 | 17.0341 | 42.6384 | 2.0991 | 1.6776 | 2024: 0; 2025: 42.6384; 2026: 17.7235; 2027: 64.3333; 2028: 1.6776; 2029: 2.5303; 2030: 0; 2031: 0; 2032: 0; 2033: 0; 2034: 42.6384; 2035: 0; 2036: 64.3333; 2039: 0.47209; 2040: 0.30788
2018-08-27 10:00 | 8 | 9 | 2 | 1 | 0 | 0.57242 | 1.1987 | 2.3973 | 4.5794 | 20.3125 | 10.5647 | 17.0341 | 17.0341 | 48.6953 | 2.3973 | 2.182 | 2024: 0; 2025: 48.6953; 2026: 23.0527; 2027: 78.0053; 2028: 2.182; 2029: 4.7124; 2030: 0; 2031: 0; 2032: 0; 2033: 0; 2034: 48.6953; 2035: 0; 2036: 78.0053; 2039: 0.57242; 2040: 0.41439
2018-08-27 11:00 | 8 | 10 | 2 | 1 | 0 | 0.6334 | 1.3457 | 2.6915 | 5.0672 | 20.3125 | 10.5647 | 17.0341 | 17.0341 | 54.6702 | 2.6915 | 2.3757 | 2024: 0; 2025: 54.6702; 2026: 25.099; 2027: 86.3153; 2028: 2.3757; 2029: 7.0881; 2030: 0; 2031: 0; 2032: 0; 2033: 0; 2034: 54.6702; 2035: 0; 2036: 86.3153; 2039: 0.6334; 2040: 0.41566
2018-08-27 12:00 | 8 | 11 | 2 | 1 | 0 | 0.64914 | 1.42 | 2.8399 | 5.1932 | 20.3125 | 10.5647 | 17.0341 | 17.0341 | 57.6855 | 2.8399 | 2.3533 | 2024: 0; 2025: 57.6855; 2026: 24.8616; 2027: 88.461; 2028: 2.3533; 2029: 9.4414; 2030: 0; 2031: 0; 2032: 0; 2033: 0; 2034: 57.6855; 2035: 0; 2036: 88.461; 2039: 0.64914; 2040: 0.54422
2018-08-27 13:00 | 8 | 12 | 2 | 1 | 0 | 0.62646 | 1.4988 | 2.9975 | 5.0117 | 20.3125 | 10.5647 | 17.0341 | 17.0341 | 60.8875 | 2.9975 | 2.0142 | 2024: 0; 2025: 60.8875; 2026: 21.2791; 2027: 85.3701; 2028: 2.0142; 2029: 11.4555; 2030: 0; 2031: 0; 2032: 0; 2033: 0; 2034: 60.8875; 2035: 0; 2036: 85.3701; 2039: 0.62646; 2040: 0.46504
2018-08-27 14:00 | 8 | 13 | 2 | 1 | 0 | 0.57153 | 1.6681 | 3.3363 | 4.5722 | 20.3125 | 10.5647 | 17.0341 | 17.0341 | 67.7678 | 3.3363 | 1.236 | 2024: 0; 2025: 67.7678; 2026: 13.0576; 2027: 77.8839; 2028: 1.0445; 2029: 12.5; 2030: 0; 2031: 0; 2032: 0.19148; 2033: 0; 2034: 67.7678; 2035: 2.023; 2036: 77.8839; 2039: 0.57153; 2040: 0.32336
2018-08-27 15:00 | 8 | 14 | 2 | 1 | 0 | 0.48188 | 1.9008 | 3.8015 | 3.855 | 20.3125 | 10.5647 | 17.0341 | 17.0341 | 77.2182 | 3.8015 | 0.053538 | 2024: 0; 2025: 77.2182; 2026: 0.56562; 2027: 65.6674; 2028: 0; 2029: 12.5; 2030: 0; 2031: 0; 2032: 0.053538; 2033: 0; 2034: 77.2182; 2035: 0.56562; 2036: 65.6674; 2039: 0.48188; 2040: 0.13514
2018-08-27 16:00 | 8 | 15 | 2 | 1 | 1 | 0.35667 | 1.86 | 3.7201 | 2.8534 | 26.4696 | 16.7219 | 17.0341 | 17.0341 | 98.4686 | 2.8534 | 0 | 2024: 22.9409; 2025: 75.5276; 2026: 0; 2027: 48.6047; 2028: 0; 2029: 12.5; 2030: 0.86669; 2031: 0.86669; 2032: 0; 2033: 0; 2034: 98.4686; 2035: 0; 2036: 48.6047; 2039: 0.35667; 2040: 0.24406
2018-08-27 17:00 | 8 | 16 | 2 | 1 | 1 | 0.18761 | 1.8097 | 3.6195 | 1.5009 | 26.4696 | 16.7219 | 17.0341 | 17.0341 | 95.8064 | 1.5009 | 0 | 2024: 56.0782; 2025: 39.7282; 2026: 0; 2027: 25.5665; 2028: 0; 2029: 11.5579; 2030: 2.1186; 2031: 2.1186; 2032: 0; 2033: 0; 2034: 95.8064; 2035: 0; 2036: 25.5665; 2039: 0.18761; 2040: 0.11158
2018-08-27 18:00 | 8 | 17 | 2 | 1 | 1 | 0.032772 | 1.6312 | 3.2623 | 0.26218 | 26.4696 | 16.7219 | 17.0341 | 17.0341 | 86.3528 | 0.26218 | 0 | 2024: 79.4131; 2025: 6.9397; 2026: 0; 2027: 4.4659; 2028: 0; 2029: 9.2551; 2030: 3.0002; 2031: 3.0002; 2032: 0; 2033: 0; 2034: 86.3528; 2035: 0; 2036: 4.4659; 2039: 0.032772; 2040: 0.031036
2018-08-27 19:00 | 8 | 18 | 2 | 1 | 1 | 0 | 1.4641 | 2.9282 | 0 | 26.4696 | 16.7219 | 17.0341 | 17.0341 | 77.5087 | 0 | 0 | 2024: 77.5087; 2025: 0; 2026: 0; 2027: 0; 2028: 0; 2029: 5.9941; 2030: 2.9282; 2031: 2.9282; 2032: 0; 2033: 0; 2034: 77.5087; 2035: 0; 2036: 0; 2039: 0; 2040: 0
2018-08-27 20:00 | 8 | 19 | 2 | 1 | 0 | 0 | 1.3991 | 2.7983 | 0 | 20.3125 | 10.5647 | 17.0341 | 17.0341 | 56.8402 | 0 | 0 | 2024: 56.8402; 2025: 0; 2026: 0; 2027: 0; 2028: 0; 2029: 2.8113; 2030: 2.7983; 2031: 2.5864; 2032: 0; 2033: 4.3048; 2034: 52.5354; 2035: 0; 2036: 0; 2039: 0; 2040: 0
2018-08-27 21:00 | 8 | 20 | 2 | 1 | 0 | 0 | 1.231 | 2.462 | 0 | 20.3125 | 10.5647 | 17.0341 | 17.0341 | 50.0104 | 0 | 0 | 2024: 50.0104; 2025: 0; 2026: 0; 2027: 0; 2028: 0; 2029: 0; 2030: 2.462; 2031: 0; 2032: 0; 2033: 50.0104; 2034: 0; 2035: 0; 2036: 0; 2039: 0; 2040: 0
2018-08-27 22:00 | 8 | 21 | 2 | 1 | 0 | 0 | 0.90711 | 1.8142 | 0 | 20.3125 | 10.5647 | 17.0341 | 17.0341 | 36.8513 | 0 | 0 | 2024: 36.8513; 2025: 0; 2026: 0; 2027: 0; 2028: 0; 2029: 0; 2030: 1.8142; 2031: 0; 2032: 0; 2033: 36.8513; 2034: 0; 2035: 0; 2036: 0; 2039: 0; 2040: 0
2018-08-27 23:00 | 8 | 22 | 2 | 1 | 0 | 0 | 0.71751 | 1.435 | 0 | 20.3125 | 10.5647 | 17.0341 | 17.0341 | 29.1487 | 0 | 0 | 2024: 29.1487; 2025: 0; 2026: 0; 2027: 0; 2028: 0; 2029: 0; 2030: 1.435; 2031: 0; 2032: 0; 2033: 29.1487; 2034: 0; 2035: 0; 2036: 0; 2039: 0; 2040: 0
2018-08-28 | 8 | 23 | 2 | 1 | 0 | 0 | 0.60969 | 1.2194 | 0 | 20.3125 | 10.5647 | 17.0341 | 17.0341 | 24.7685 | 0 | 0 | 2024: 24.7685; 2025: 0; 2026: 0; 2027: 0; 2028: 0; 2029: 0; 2030: 1.2194; 2031: 0; 2032: 0; 2033: 24.7685; 2034: 0; 2035: 0; 2036: 0; 2039: 0; 2040: 0
2018-08-28 01:00 | 8 | 0 | 3 | 1 | 0 | 0 | 0.51074 | 1.0215 | 0 | 20.3125 | 10.5647 | 17.0341 | 17.0341 | 20.7486 | 0 | 0 | 2024: 20.7486; 2025: 0; 2026: 0; 2027: 0; 2028: 0; 2029: 0; 2030: 1.0215; 2031: 0; 2032: 0; 2033: 20.7486; 2034: 0; 2035: 0; 2036: 0; 2039: 0; 2040: 0
2018-08-28 02:00 | 8 | 1 | 3 | 1 | 0 | 0 | 0.47684 | 0.95367 | 0 | 20.3125 | 10.5647 | 17.0341 | 17.0341 | 19.3715 | 0 | 0 | 2024: 19.3715; 2025: 0; 2026: 0; 2027: 0; 2028: 0; 2029: 0; 2030: 0.95367; 2031: 0; 2032: 0; 2033: 19.3715; 2034: 0; 2035: 0; 2036: 0; 2039: 0; 2040: 0
2018-08-28 03:00 | 8 | 2 | 3 | 1 | 0 | 0 | 0.47865 | 0.95729 | 0 | 20.3125 | 10.5647 | 17.0341 | 17.0341 | 19.445 | 0 | 0 | 2024: 19.445; 2025: 0; 2026: 0; 2027: 0; 2028: 0; 2029: 0; 2030: 0.95729; 2031: 0; 2032: 0; 2033: 19.445; 2034: 0; 2035: 0; 2036: 0; 2039: 0; 2040: 0
2018-08-28 04:00 | 8 | 3 | 3 | 1 | 0 | 0 | 0.49993 | 0.99986 | 0 | 20.3125 | 10.5647 | 17.0341 | 17.0341 | 20.3096 | 0 | 0 | 2024: 20.3096; 2025: 0; 2026: 0; 2027: 0; 2028: 0; 2029: 0; 2030: 0.99986; 2031: 0; 2032: 0; 2033: 20.3096; 2034: 0; 2035: 0; 2036: 0; 2039: 0; 2040: 0
2018-08-28 05:00 | 8 | 4 | 3 | 1 | 0 | 0 | 0.69697 | 1.3939 | 0 | 20.3125 | 10.5647 | 17.0341 | 17.0341 | 28.3143 | 0 | 0 | 2024: 28.3143; 2025: 0; 2026: 0; 2027: 0; 2028: 0; 2029: 0; 2030: 1.3939; 2031: 0; 2032: 0; 2033: 28.3143; 2034: 0; 2035: 0; 2036: 0; 2039: 0; 2040: 0
2018-08-28 06:00 | 8 | 5 | 3 | 1 | 0 | 0.0064881 | 0.72956 | 1.4591 | 0.051905 | 20.3125 | 10.5647 | 17.0341 | 17.0341 | 29.6383 | 0.051905 | 0 | 2024: 28.584; 2025: 1.0543; 2026: 0; 2027: 0.88416; 2028: 0; 2029: 0; 2030: 1.4072; 2031: 0; 2032: 0; 2033: 28.584; 2034: 1.0543; 2035: 0; 2036: 0.88416; 2039: 0.0064881; 2040: 0.014795
2018-08-28 07:00 | 8 | 6 | 3 | 1 | 0 | 0.047154 | 0.79801 | 1.596 | 0.37723 | 20.3125 | 10.5647 | 17.0341 | 17.0341 | 32.4191 | 0.37723 | 0 | 2024: 24.7566; 2025: 7.6625; 2026: 0; 2027: 6.4258; 2028: 0; 2029: 0; 2030: 1.2188; 2031: 0; 2032: 0; 2033: 24.7566; 2034: 7.6625; 2035: 0; 2036: 6.4258; 2039: 0.047154; 2040: 0.11127
2018-08-28 08:00 | 8 | 7 | 3 | 1 | 0 | 0.048419 | 0.82099 | 1.642 | 0.38735 | 20.3125 | 10.5647 | 17.0341 | 17.0341 | 33.3528 | 0.38735 | 0 | 2024: 25.4848; 2025: 7.8681; 2026: 0; 2027: 6.5982; 2028: 0; 2029: 0; 2030: 1.2546; 2031: 0; 2032: 0; 2033: 25.4848; 2034: 7.8681; 2035: 0; 2036: 6.5982; 2039: 0.048419; 2040: 0.22394
2018-08-28 09:00 | 8 | 8 | 3 | 1 | 0 | 0.13141 | 0.97783 | 1.9557 | 1.0513 | 20.3125 | 10.5647 | 17.0341 | 17.0341 | 39.7245 | 1.0513 | 0 | 2024: 18.3704; 2025: 21.3541; 2026: 0; 2027: 17.9077; 2028: 0; 2029: 0; 2030: 0.90439; 2031: 0; 2032: 0; 2033: 18.3704; 2034: 21.3541; 2035: 0; 2036: 17.9077; 2039: 0.13141; 2040: 0.3621
2018-08-28 10:00 | 8 | 9 | 3 | 1 | 0 | 0.40069 | 1.0577 | 2.1153 | 3.2055 | 20.3125 | 10.5647 | 17.0341 | 17.0341 | 42.9672 | 2.1153 | 1.0902 | 2024: 0; 2025: 42.9672; 2026: 11.5177; 2027: 54.6032; 2028: 1.0902; 2029: 1.0902; 2030: 0; 2031: 0; 2032: 0; 2033: 0; 2034: 42.9672; 2035: 0; 2036: 54.6032; 2039: 0.40069; 2040: 0.48378
2018-08-28 11:00 | 8 | 10 | 3 | 1 | 0 | 0.11209 | 1.1491 | 2.2982 | 0.89674 | 20.3125 | 10.5647 | 17.0341 | 17.0341 | 46.6821 | 0.89674 | 0 | 2024: 28.4672; 2025: 18.215; 2026: 0; 2027: 15.2751; 2028: 0; 2029: 1.0902; 2030: 1.4015; 2031: 1.003; 2032: 0; 2033: 8.094; 2034: 38.5882; 2035: 0; 2036: 15.2751; 2039: 0.11209; 2040: 0.52788
2018-08-28 12:00 | 8 | 11 | 3 | 1 | 0 | 0.079566 | 1.2193 | 2.4387 | 0.63653 | 20.3125 | 10.5647 | 17.0341 | 17.0341 | 49.5355 | 0.63653 | 0 | 2024: 36.606; 2025: 12.9295; 2026: 0; 2027: 10.8428; 2028: 0; 2029: 0; 2030: 1.8021; 2031: 0; 2032: 0; 2033: 36.606; 2034: 12.9295; 2035: 0; 2036: 10.8428; 2039: 0.079566; 2040: 0.49765
2018-08-28 13:00 | 8 | 12 | 3 | 1 | 0 | 0.16305 | 1.4074 | 2.8148 | 1.3044 | 20.3125 | 10.5647 | 17.0341 | 17.0341 | 57.1751 | 1.3044 | 0 | 2024: 30.6795; 2025: 26.4956; 2026: 0; 2027: 22.2193; 2028: 0; 2029: 0; 2030: 1.5104; 2031: 0; 2032: 0; 2033: 30.6795; 2034: 26.4956; 2035: 0; 2036: 22.2193; 2039: 0.16305; 2040: 0.41984
2018-08-28 14:00 | 8 | 13 | 3 | 1 | 0 | 0.17886 | 1.5626 | 3.1252 | 1.4309 | 20.3125 | 10.5647 | 17.0341 | 17.0341 | 63.4807 | 1.4309 | 0 | 2024: 34.4153; 2025: 29.0654; 2026: 0; 2027: 24.3744; 2028: 0; 2029: 0; 2030: 1.6943; 2031: 0; 2032: 0; 2033: 34.4153; 2034: 29.0654; 2035: 0; 2036: 24.3744; 2039: 0.17886; 2040: 0.41481
2018-08-28 15:00 | 8 | 14 | 3 | 1 | 0 | 0.32407 | 1.7249 | 3.4498 | 2.5926 | 20.3125 | 10.5647 | 17.0341 | 17.0341 | 70.0738 | 2.5926 | 0 | 2024: 17.4119; 2025: 52.6619; 2026: 0; 2027: 44.1625; 2028: 0; 2029: 0; 2030: 0.8572; 2031: 0; 2032: 0; 2033: 17.4119; 2034: 52.6619; 2035: 0; 2036: 44.1625; 2039: 0.32407; 2040: 0.36042
2018-08-28 16:00 | 8 | 15 | 3 | 1 | 1 | 0.058677 | 1.8179 | 3.6358 | 0.46941 | 26.4696 | 16.7219 | 17.0341 | 17.0341 | 96.2393 | 0.46941 | 0 | 2024: 83.8141; 2025: 12.4252; 2026: 0; 2027: 7.9961; 2028: 0; 2029: 0; 2030: 3.1664; 2031: 0; 2032: 0; 2033: 83.8141; 2034: 12.4252; 2035: 0; 2036: 7.9961; 2039: 0.058677; 2040: 0.24494
2018-08-28 17:00 | 8 | 16 | 3 | 1 | 1 | 0.020795 | 1.8516 | 3.7031 | 0.16636 | 26.4696 | 16.7219 | 17.0341 | 17.0341 | 98.0198 | 0.16636 | 0 | 2024: 93.6162; 2025: 4.4036; 2026: 0; 2027: 2.8339; 2028: 0; 2029: 0; 2030: 3.5367; 2031: 0; 2032: 0; 2033: 93.6162; 2034: 4.4036; 2035: 0; 2036: 2.8339; 2039: 0.020795; 2040: 0.13788
2018-08-28 18:00 | 8 | 17 | 3 | 1 | 1 | 0.0013946 | 1.7537 | 3.5075 | 0.011156 | 26.4696 | 16.7219 | 17.0341 | 17.0341 | 92.8411 | 0.011156 | 0 | 2024: 92.5457; 2025: 0.29531; 2026: 0; 2027: 0.19004; 2028: 0; 2029: 0; 2030: 3.4963; 2031: 0; 2032: 0; 2033: 92.5457; 2034: 0.29531; 2035: 0; 2036: 0.19004; 2039: 0.0013946; 2040: 0.027871
2018-08-28 19:00 | 8 | 18 | 3 | 1 | 1 | 0 | 1.5916 | 3.1833 | 0 | 26.4696 | 16.7219 | 17.0341 | 17.0341 | 84.2602 | 0 | 0 | 2024: 84.2602; 2025: 0; 2026: 0; 2027: 0; 2028: 0; 2029: 0; 2030: 3.1833; 2031: 0; 2032: 0; 2033: 84.2602; 2034: 0; 2035: 0; 2036: 0; 2039: 0; 2040: 0
2018-08-28 20:00 | 8 | 19 | 3 | 1 | 0 | 0 | 1.4598 | 2.9196 | 0 | 20.3125 | 10.5647 | 17.0341 | 17.0341 | 59.3046 | 0 | 0 | 2024: 59.3046; 2025: 0; 2026: 0; 2027: 0; 2028: 0; 2029: 0; 2030: 2.9196; 2031: 0; 2032: 0; 2033: 59.3046; 2034: 0; 2035: 0; 2036: 0; 2039: 0; 2040: 0
2018-08-28 21:00 | 8 | 20 | 3 | 1 | 0 | 0 | 1.2386 | 2.4772 | 0 | 20.3125 | 10.5647 | 17.0341 | 17.0341 | 50.3181 | 0 | 0 | 2024: 50.3181; 2025: 0; 2026: 0; 2027: 0; 2028: 0; 2029: 0; 2030: 2.4772; 2031: 0; 2032: 0; 2033: 50.3181; 2034: 0; 2035: 0; 2036: 0; 2039: 0; 2040: 0
2018-08-28 22:00 | 8 | 21 | 3 | 1 | 0 | 0 | 0.88926 | 1.7785 | 0 | 20.3125 | 10.5647 | 17.0341 | 17.0341 | 36.1261 | 0 | 0 | 2024: 36.1261; 2025: 0; 2026: 0; 2027: 0; 2028: 0; 2029: 0; 2030: 1.7785; 2031: 0; 2032: 0; 2033: 36.1261; 2034: 0; 2035: 0; 2036: 0; 2039: 0; 2040: 0
2018-08-28 23:00 | 8 | 22 | 3 | 1 | 0 | 0 | 0.74513 | 1.4903 | 0 | 20.3125 | 10.5647 | 17.0341 | 17.0341 | 30.2708 | 0 | 0 | 2024: 30.2708; 2025: 0; 2026: 0; 2027: 0; 2028: 0; 2029: 0; 2030: 1.4903; 2031: 0; 2032: 0; 2033: 30.2708; 2034: 0; 2035: 0; 2036: 0; 2039: 0; 2040: 0
2018-08-29 | 8 | 23 | 3 | 1 | 0 | 0 | 0.6283 | 1.2566 | 0 | 20.3125 | 10.5647 | 17.0341 | 17.0341 | 25.5247 | 0 | 0 | 2024: 25.5247; 2025: 0; 2026: 0; 2027: 0; 2028: 0; 2029: 0; 2030: 1.2566; 2031: 0; 2032: 0; 2033: 25.5247; 2034: 0; 2035: 0; 2036: 0; 2039: 0; 2040: 0
2018-08-29 01:00 | 8 | 0 | 4 | 1 | 0 | 0 | 0.54087 | 1.0817 | 0 | 20.3125 | 10.5647 | 17.0341 | 17.0341 | 21.9727 | 0 | 0 | 2024: 21.9727; 2025: 0; 2026: 0; 2027: 0; 2028: 0; 2029: 0; 2030: 1.0817; 2031: 0; 2032: 0; 2033: 21.9727; 2034: 0; 2035: 0; 2036: 0; 2039: 0; 2040: 0
2018-08-29 02:00 | 8 | 1 | 4 | 1 | 0 | 0 | 0.50762 | 1.0152 | 0 | 20.3125 | 10.5647 | 17.0341 | 17.0341 | 20.6221 | 0 | 0 | 2024: 20.6221; 2025: 0; 2026: 0; 2027: 0; 2028: 0; 2029: 0; 2030: 1.0152; 2031: 0; 2032: 0; 2033: 20.6221; 2034: 0; 2035: 0; 2036: 0; 2039: 0; 2040: 0
2018-08-29 03:00 | 8 | 2 | 4 | 1 | 0 | 0 | 0.49507 | 0.99014 | 0 | 20.3125 | 10.5647 | 17.0341 | 17.0341 | 20.1122 | 0 | 0 | 2024: 20.1122; 2025: 0; 2026: 0; 2027: 0; 2028: 0; 2029: 0; 2030: 0.99014; 2031: 0; 2032: 0; 2033: 20.1122; 2034: 0; 2035: 0; 2036: 0; 2039: 0; 2040: 0
2018-08-29 04:00 | 8 | 3 | 4 | 1 | 0 | 0 | 0.53271 | 1.0654 | 0 | 20.3125 | 10.5647 | 17.0341 | 17.0341 | 21.6415 | 0 | 0 | 2024: 21.6415; 2025: 0; 2026: 0; 2027: 0; 2028: 0; 2029: 0; 2030: 1.0654; 2031: 0; 2032: 0; 2033: 21.6415; 2034: 0; 2035: 0; 2036: 0; 2039: 0; 2040: 0
2018-08-29 05:00 | 8 | 4 | 4 | 1 | 0 | 0 | 0.62617 | 1.2523 | 0 | 20.3125 | 10.5647 | 17.0341 | 17.0341 | 25.4381 | 0 | 0 | 2024: 25.4381; 2025: 0; 2026: 0; 2027: 0; 2028: 0; 2029: 0; 2030: 1.2523; 2031: 0; 2032: 0; 2033: 25.4381; 2034: 0; 2035: 0; 2036: 0; 2039: 0; 2040: 0
2018-08-29 06:00 | 8 | 5 | 4 | 1 | 0 | 0.014627 | 0.70623 | 1.4125 | 0.11702 | 20.3125 | 10.5647 | 17.0341 | 17.0341 | 28.6907 | 0.11702 | 0 | 2024: 26.3138; 2025: 2.3769; 2026: 0; 2027: 1.9933; 2028: 0; 2029: 0; 2030: 1.2954; 2031: 0; 2032: 0; 2033: 26.3138; 2034: 2.3769; 2035: 0; 2036: 1.9933; 2039: 0.014627; 2040: 0.0094623
2018-08-29 07:00 | 8 | 6 | 4 | 1 | 0 | 0.15048 | 0.75139 | 1.5028 | 1.2038 | 20.3125 | 10.5647 | 17.0341 | 17.0341 | 30.5251 | 1.2038 | 0 | 2024: 6.0724; 2025: 24.4527; 2026: 0; 2027: 20.5061; 2028: 0; 2029: 0; 2030: 0.29895; 2031: 0; 2032: 0; 2033: 6.0724; 2034: 24.4527; 2035: 0; 2036: 20.5061; 2039: 0.15048; 2040: 0.078765
2018-08-29 08:00 | 8 | 7 | 4 | 1 | 0 | 0.13375 | 0.85849 | 1.717 | 1.07 | 20.3125 | 10.5647 | 17.0341 | 17.0341 | 34.8762 | 1.07 | 0 | 2024: 13.1423; 2025: 21.7339; 2026: 0; 2027: 18.2261; 2028: 0; 2029: 0; 2030: 0.64701; 2031: 0; 2032: 0; 2033: 13.1423; 2034: 21.7339; 2035: 0; 2036: 18.2261; 2039: 0.13375; 2040: 0.23058
2018-08-29 09:00 | 8 | 8 | 4 | 1 | 0 | 0.21551 | 0.98245 | 1.9649 | 1.724 | 20.3125 | 10.5647 | 17.0341 | 17.0341 | 39.9119 | 1.724 | 0 | 2024: 4.8923; 2025: 35.0196; 2026: 0; 2027: 29.3675; 2028: 0; 2029: 0; 2030: 0.24085; 2031: 0; 2032: 0; 2033: 4.8923; 2034: 35.0196; 2035: 0; 2036: 29.3675; 2039: 0.21551; 2040: 0.38941
2018-08-29 10:00 | 8 | 9 | 4 | 1 | 0 | 0.57077 | 1.166 | 2.332 | 4.5662 | 20.3125 | 10.5647 | 17.0341 | 17.0341 | 47.3694 | 2.332 | 2.2341 | 2024: 0; 2025: 47.3694; 2026: 23.603; 2027: 77.7808; 2028: 2.2341; 2029: 2.2341; 2030: 0; 2031: 0; 2032: 0; 2033: 0; 2034: 47.3694; 2035: 0; 2036: 77.7808; 2039: 0.57077; 2040: 0.42623
2018-08-29 11:00 | 8 | 10 | 4 | 1 | 0 | 0.62991 | 1.2729 | 2.5459 | 5.0393 | 20.3125 | 10.5647 | 17.0341 | 17.0341 | 51.7135 | 2.5459 | 2.4934 | 2024: 0; 2025: 51.7135; 2026: 26.3418; 2027: 85.8396; 2028: 2.4934; 2029: 4.7275; 2030: 0; 2031: 0; 2032: 0; 2033: 0; 2034: 51.7135; 2035: 0; 2036: 85.8396; 2039: 0.62991; 2040: 0.37634
2018-08-29 12:00 | 8 | 11 | 4 | 1 | 0 | 0.65541 | 1.3618 | 2.7236 | 5.2433 | 20.3125 | 10.5647 | 17.0341 | 17.0341 | 55.3235 | 2.7236 | 2.5197 | 2024: 0; 2025: 55.3235; 2026: 26.62; 2027: 89.3155; 2028: 2.5197; 2029: 7.2472; 2030: 0; 2031: 0; 2032: 0; 2033: 0; 2034: 55.3235; 2035: 0; 2036: 89.3155; 2039: 0.65541; 2040: 0.32596
2018-08-29 13:00 | 8 | 12 | 4 | 1 | 0 | 0.63155 | 1.439 | 2.878 | 5.0524 | 20.3125 | 10.5647 | 17.0341 | 17.0341 | 58.4597 | 2.878 | 2.1744 | 2024: 0; 2025: 58.4597; 2026: 22.9716; 2027: 86.063; 2028: 2.1744; 2029: 9.4216; 2030: 0; 2031: 0; 2032: 0; 2033: 0; 2034: 58.4597; 2035: 0; 2036: 86.063; 2039: 0.63155; 2040: 0.34981
2018-08-29 14:00 | 8 | 13 | 4 | 1 | 0 | 0.43518 | 1.5947 | 3.1894 | 3.4815 | 20.3125 | 10.5647 | 17.0341 | 17.0341 | 64.7852 | 3.1894 | 0.29204 | 2024: 0; 2025: 64.7852; 2026: 3.0853; 2027: 59.3038; 2028: 0.29204; 2029: 9.7136; 2030: 0; 2031: 0; 2032: 0; 2033: 0; 2034: 64.7852; 2035: 0; 2036: 59.3038; 2039: 0.43518; 2040: 0.31385
2018-08-29 15:00 | 8 | 14 | 4 | 1 | 0 | 0.052528 | 1.6176 | 3.2351 | 0.42022 | 20.3125 | 10.5647 | 17.0341 | 17.0341 | 65.7137 | 0.42022 | 0 | 2024: 57.178; 2025: 8.5358; 2026: 0; 2027: 7.1581; 2028: 0; 2029: 9.7136; 2030: 2.8149; 2031: 2.8149; 2032: 0; 2033: 0; 2034: 65.7137; 2035: 0; 2036: 7.1581; 2039: 0.052528; 2040: 0.34788
2018-08-29 16:00 | 8 | 15 | 4 | 1 | 1 | 0.21635 | 1.6363 | 3.2725 | 1.7308 | 26.4696 | 16.7219 | 17.0341 | 17.0341 | 86.6225 | 1.7308 | 0 | 2024: 40.8088; 2025: 45.8137; 2026: 0; 2027: 29.4827; 2028: 0; 2029: 6.6539; 2030: 1.5417; 2031: 1.5417; 2032: 0; 2033: 0; 2034: 86.6225; 2035: 0; 2036: 29.4827; 2039: 0.21635; 2040: 0.29171
2018-08-29 17:00 | 8 | 16 | 4 | 1 | 1 | 0.18138 | 1.6298 | 3.2595 | 1.451 | 26.4696 | 16.7219 | 17.0341 | 17.0341 | 86.2789 | 1.451 | 0 | 2024: 47.8714; 2025: 38.4075; 2026: 0; 2027: 24.7165; 2028: 0; 2029: 4.9781; 2030: 1.8085; 2031: 1.8085; 2032: 0; 2033: 0; 2034: 86.2789; 2035: 0; 2036: 24.7165; 2039: 0.18138; 2040: 0.13791
2018-08-29 18:00 | 8 | 17 | 4 | 1 | 1 | 0.028085 | 1.5943 | 3.1887 | 0.22468 | 26.4696 | 16.7219 | 17.0341 | 17.0341 | 84.4026 | 0.22468 | 0 | 2024: 78.4553; 2025: 5.9472; 2026: 0; 2027: 3.8273; 2028: 0; 2029: 3.0123; 2030: 2.964; 2031: 2.7714; 2032: 0; 2033: 5.0986; 2034: 79.3039; 2035: 0; 2036: 3.8273; 2039: 0.028085; 2040: 0.030149
2018-08-29 19:00 | 8 | 18 | 4 | 1 | 1 | 0 | 1.5192 | 3.0385 | 0 | 26.4696 | 16.7219 | 17.0341 | 17.0341 | 80.4272 | 0 | 0 | 2024: 80.4272; 2025: 0; 2026: 0; 2027: 0; 2028: 0; 2029: 0; 2030: 3.0385; 2031: 0; 2032: 0; 2033: 80.4272; 2034: 0; 2035: 0; 2036: 0; 2039: 0; 2040: 0
2018-08-29 20:00 | 8 | 19 | 4 | 1 | 0 | 0 | 1.3734 | 2.7469 | 0 | 20.3125 | 10.5647 | 17.0341 | 17.0341 | 55.7957 | 0 | 0 | 2024: 55.7957; 2025: 0; 2026: 0; 2027: 0; 2028: 0; 2029: 0; 2030: 2.7469; 2031: 0; 2032: 0; 2033: 55.7957; 2034: 0; 2035: 0; 2036: 0; 2039: 0; 2040: 0
2018-08-29 21:00 | 8 | 20 | 4 | 1 | 0 | 0 | 1.0735 | 2.1469 | 0 | 20.3125 | 10.5647 | 17.0341 | 17.0341 | 43.6096 | 0 | 0 | 2024: 43.6096; 2025: 0; 2026: 0; 2027: 0; 2028: 0; 2029: 0; 2030: 2.1469; 2031: 0; 2032: 0; 2033: 43.6096; 2034: 0; 2035: 0; 2036: 0; 2039: 0; 2040: 0
2018-08-29 22:00 | 8 | 21 | 4 | 1 | 0 | 0 | 0.76177 | 1.5235 | 0 | 20.3125 | 10.5647 | 17.0341 | 17.0341 | 30.9467 | 0 | 0 | 2024: 30.9467; 2025: 0; 2026: 0; 2027: 0; 2028: 0; 2029: 0; 2030: 1.5235; 2031: 0; 2032: 0; 2033: 30.9467; 2034: 0; 2035: 0; 2036: 0; 2039: 0; 2040: 0
2018-08-29 23:00 | 8 | 22 | 4 | 1 | 0 | 0 | 0.62462 | 1.2492 | 0 | 20.3125 | 10.5647 | 17.0341 | 17.0341 | 25.3754 | 0 | 0 | 2024: 25.3754; 2025: 0; 2026: 0; 2027: 0; 2028: 0; 2029: 0; 2030: 1.2492; 2031: 0; 2032: 0; 2033: 25.3754; 2034: 0; 2035: 0; 2036: 0; 2039: 0; 2040: 0
2018-08-30 | 8 | 23 | 4 | 1 | 0 | 0 | 0.53589 | 1.0718 | 0 | 20.3125 | 10.5647 | 17.0341 | 17.0341 | 21.7704 | 0 | 0 | 2024: 21.7704; 2025: 0; 2026: 0; 2027: 0; 2028: 0; 2029: 0; 2030: 1.0718; 2031: 0; 2032: 0; 2033: 21.7704; 2034: 0; 2035: 0; 2036: 0; 2039: 0; 2040: 0
2018-08-30 01:00 | 8 | 0 | 5 | 1 | 0 | 0 | 0.46268 | 0.92537 | 0 | 20.3125 | 10.5647 | 17.0341 | 17.0341 | 18.7966 | 0 | 0 | 2024: 18.7966; 2025: 0; 2026: 0; 2027: 0; 2028: 0; 2029: 0; 2030: 0.92537; 2031: 0; 2032: 0; 2033: 18.7966; 2034: 0; 2035: 0; 2036: 0; 2039: 0; 2040: 0
2018-08-30 02:00 | 8 | 1 | 5 | 1 | 0 | 0 | 0.43747 | 0.87494 | 0 | 20.3125 | 10.5647 | 17.0341 | 17.0341 | 17.7723 | 0 | 0 | 2024: 17.7723; 2025: 0; 2026: 0; 2027: 0; 2028: 0; 2029: 0; 2030: 0.87494; 2031: 0; 2032: 0; 2033: 17.7723; 2034: 0; 2035: 0; 2036: 0; 2039: 0; 2040: 0
2018-08-30 03:00 | 8 | 2 | 5 | 1 | 0 | 0 | 0.44166 | 0.88331 | 0 | 20.3125 | 10.5647 | 17.0341 | 17.0341 | 17.9423 | 0 | 0 | 2024: 17.9423; 2025: 0; 2026: 0; 2027: 0; 2028: 0; 2029: 0; 2030: 0.88331; 2031: 0; 2032: 0; 2033: 17.9423; 2034: 0; 2035: 0; 2036: 0; 2039: 0; 2040: 0
2018-08-30 04:00 | 8 | 3 | 5 | 1 | 0 | 0 | 0.49396 | 0.98792 | 0 | 20.3125 | 10.5647 | 17.0341 | 17.0341 | 20.067 | 0 | 0 | 2024: 20.067; 2025: 0; 2026: 0; 2027: 0; 2028: 0; 2029: 0; 2030: 0.98792; 2031: 0; 2032: 0; 2033: 20.067; 2034: 0; 2035: 0; 2036: 0; 2039: 0; 2040: 0
2018-08-30 05:00 | 8 | 4 | 5 | 1 | 0 | 0 | 0.60271 | 1.2054 | 0 | 20.3125 | 10.5647 | 17.0341 | 17.0341 | 24.485 | 0 | 0 | 2024: 24.485; 2025: 0; 2026: 0; 2027: 0; 2028: 0; 2029: 0; 2030: 1.2054; 2031: 0; 2032: 0; 2033: 24.485; 2034: 0; 2035: 0; 2036: 0; 2039: 0; 2040: 0
2018-08-30 06:00 | 8 | 5 | 5 | 1 | 0 | 0.014095 | 0.70674 | 1.4135 | 0.11276 | 20.3125 | 10.5647 | 17.0341 | 17.0341 | 28.7114 | 0.11276 | 0 | 2024: 26.4209; 2025: 2.2905; 2026: 0; 2027: 1.9208; 2028: 0; 2029: 0; 2030: 1.3007; 2031: 0; 2032: 0; 2033: 26.4209; 2034: 2.2905; 2035: 0; 2036: 1.9208; 2039: 0.014095; 2040: 0.010088
2018-08-30 07:00 | 8 | 6 | 5 | 1 | 0 | 0.04861 | 0.74209 | 1.4842 | 0.38888 | 20.3125 | 10.5647 | 17.0341 | 17.0341 | 30.1472 | 0.38888 | 0 | 2024: 22.2482; 2025: 7.8991; 2026: 0; 2027: 6.6242; 2028: 0; 2029: 0; 2030: 1.0953; 2031: 0; 2032: 0; 2033: 22.2482; 2034: 7.8991; 2035: 0; 2036: 6.6242; 2039: 0.04861; 2040: 0.11967
2018-08-30 08:00 | 8 | 7 | 5 | 1 | 0 | 0.072702 | 0.77752 | 1.555 | 0.58162 | 20.3125 | 10.5647 | 17.0341 | 17.0341 | 31.5867 | 0.58162 | 0 | 2024: 19.7726; 2025: 11.8141; 2026: 0; 2027: 9.9073; 2028: 0; 2029: 0; 2030: 0.97342; 2031: 0; 2032: 0; 2033: 19.7726; 2034: 11.8141; 2035: 0; 2036: 9.9073; 2039: 0.072702; 2040: 0.24295
2018-08-30 09:00 | 8 | 8 | 5 | 1 | 0 | 0.057426 | 0.92718 | 1.8544 | 0.45941 | 20.3125 | 10.5647 | 17.0341 | 17.0341 | 37.6666 | 0.45941 | 0 | 2024: 28.3348; 2025: 9.3318; 2026: 0; 2027: 7.8257; 2028: 0; 2029: 0; 2030: 1.3949; 2031: 0; 2032: 0; 2033: 28.3348; 2034: 9.3318; 2035: 0; 2036: 7.8257; 2039: 0.057426; 2040: 0.36603
2018-08-30 10:00 | 8 | 9 | 5 | 1 | 0 | 0.54681 | 1.1039 | 2.2077 | 4.3745 | 20.3125 | 10.5647 | 17.0341 | 17.0341 | 44.8445 | 2.2077 | 2.1668 | 2024: 0; 2025: 44.8445; 2026: 22.8914; 2027: 74.5159; 2028: 2.1668; 2029: 2.1668; 2030: 0; 2031: 0; 2032: 0; 2033: 0; 2034: 44.8445; 2035: 0; 2036: 74.5159; 2039: 0.54681; 2040: 0.48522
2018-08-30 11:00 | 8 | 10 | 5 | 1 | 0 | 0.61311 | 1.2241 | 2.4482 | 4.9049 | 20.3125 | 10.5647 | 17.0341 | 17.0341 | 49.7292 | 2.4482 | 2.4566 | 2024: 0; 2025: 49.7292; 2026: 25.9538; 2027: 83.55; 2028: 2.4566; 2029: 4.6234; 2030: 0; 2031: 0; 2032: 0; 2033: 0; 2034: 49.7292; 2035: 0; 2036: 83.55; 2039: 0.61311; 2040: 0.46836
2018-08-30 12:00 | 8 | 11 | 5 | 1 | 0 | 0.64201 | 1.3325 | 2.665 | 5.1361 | 20.3125 | 10.5647 | 17.0341 | 17.0341 | 54.1323 | 2.665 | 2.4711 | 2024: 0; 2025: 54.1323; 2026: 26.1065; 2027: 87.4886; 2028: 2.4711; 2029: 7.0945; 2030: 0; 2031: 0; 2032: 0; 2033: 0; 2034: 54.1323; 2035: 0; 2036: 87.4886; 2039: 0.64201; 2040: 0.5343
2018-08-30 13:00 | 8 | 12 | 5 | 1 | 0 | 0.13181 | 1.4963 | 2.9926 | 1.0545 | 20.3125 | 10.5647 | 17.0341 | 17.0341 | 60.7875 | 1.0545 | 0 | 2024: 39.3679; 2025: 21.4196; 2026: 0; 2027: 17.9626; 2028: 0; 2029: 7.0945; 2030: 1.9381; 2031: 1.9381; 2032: 0; 2033: 0; 2034: 60.7875; 2035: 0; 2036: 17.9626; 2039: 0.13181; 2040: 0.61146
2018-08-30 14:00 | 8 | 13 | 5 | 1 | 0 | 0.40114 | 1.668 | 3.336 | 3.2091 | 20.3125 | 10.5647 | 17.0341 | 17.0341 | 67.7627 | 3.2091 | 0 | 2024: 2.5777; 2025: 65.1849; 2026: 0; 2027: 54.6643; 2028: 0; 2029: 4.9879; 2030: 0.1269; 2031: 0.1269; 2032: 0; 2033: 0; 2034: 67.7627; 2035: 0; 2036: 54.6643; 2039: 0.40114; 2040: 0.39724
2018-08-30 15:00 | 8 | 14 | 5 | 1 | 0 | 0.36983 | 1.8464 | 3.6928 | 2.9587 | 20.3125 | 10.5647 | 17.0341 | 17.0341 | 75.0094 | 2.9587 | 0 | 2024: 14.9114; 2025: 60.098; 2026: 0; 2027: 50.3984; 2028: 0; 2029: 4.8499; 2030: 0.7341; 2031: 0.7341; 2032: 0; 2033: 0; 2034: 75.0094; 2035: 0; 2036: 50.3984; 2039: 0.36983; 2040: 0.4914
2018-08-30 16:00 | 8 | 15 | 5 | 1 | 1 | 0.26514 | 1.9324 | 3.8647 | 2.1212 | 26.4696 | 16.7219 | 17.0341 | 17.0341 | 102.2975 | 2.1212 | 0 | 2024: 46.1514; 2025: 56.1461; 2026: 0; 2027: 36.132; 2028: 0; 2029: 4.052; 2030: 1.7436; 2031: 1.7436; 2032: 0; 2033: 0; 2034: 102.2975; 2035: 0; 2036: 36.132; 2039: 0.26514; 2040: 0.26774
2018-08-30 17:00 | 8 | 16 | 5 | 1 | 1 | 0.045724 | 1.8622 | 3.7243 | 0.36579 | 26.4696 | 16.7219 | 17.0341 | 17.0341 | 98.5813 | 0.36579 | 0 | 2024: 88.899; 2025: 9.6823; 2026: 0; 2027: 6.2309; 2028: 0; 2029: 2.1568; 2030: 3.3585; 2031: 1.9843; 2032: 0; 2033: 36.3756; 2034: 62.2057; 2035: 0; 2036: 6.2309; 2039: 0.045724; 2040: 0.1342
2018-08-30 18:00 | 8 | 17 | 5 | 1 | 1 | 0.026953 | 1.7068 | 3.4136 | 0.21562 | 26.4696 | 16.7219 | 17.0341 | 17.0341 | 90.3578 | 0.21562 | 0 | 2024: 84.6504; 2025: 5.7075; 2026: 0; 2027: 3.673; 2028: 0; 2029: 0; 2030: 3.198; 2031: 0; 2032: 0; 2033: 84.6504; 2034: 5.7075; 2035: 0; 2036: 3.673; 2039: 0.026953; 2040: 0.026603
2018-08-30 19:00 | 8 | 18 | 5 | 1 | 1 | 0 | 1.6096 | 3.2193 | 0 | 26.4696 | 16.7219 | 17.0341 | 17.0341 | 85.2132 | 0 | 0 | 2024: 85.2132; 2025: 0; 2026: 0; 2027: 0; 2028: 0; 2029: 0; 2030: 3.2193; 2031: 0; 2032: 0; 2033: 85.2132; 2034: 0; 2035: 0; 2036: 0; 2039: 0; 2040: 0
2018-08-30 20:00 | 8 | 19 | 5 | 1 | 0 | 0 | 1.4614 | 2.9227 | 0 | 20.3125 | 10.5647 | 17.0341 | 17.0341 | 59.3681 | 0 | 0 | 2024: 59.3681; 2025: 0; 2026: 0; 2027: 0; 2028: 0; 2029: 0; 2030: 2.9227; 2031: 0; 2032: 0; 2033: 59.3681; 2034: 0; 2035: 0; 2036: 0; 2039: 0; 2040: 0
2018-08-30 21:00 | 8 | 20 | 5 | 1 | 0 | 0 | 1.1418 | 2.2837 | 0 | 20.3125 | 10.5647 | 17.0341 | 17.0341 | 46.3876 | 0 | 0 | 2024: 46.3876; 2025: 0; 2026: 0; 2027: 0; 2028: 0; 2029: 0; 2030: 2.2837; 2031: 0; 2032: 0; 2033: 46.3876; 2034: 0; 2035: 0; 2036: 0; 2039: 0; 2040: 0
2018-08-30 22:00 | 8 | 21 | 5 | 1 | 0 | 0 | 0.78559 | 1.5712 | 0 | 20.3125 | 10.5647 | 17.0341 | 17.0341 | 31.9144 | 0 | 0 | 2024: 31.9144; 2025: 0; 2026: 0; 2027: 0; 2028: 0; 2029: 0; 2030: 1.5712; 2031: 0; 2032: 0; 2033: 31.9144; 2034: 0; 2035: 0; 2036: 0; 2039: 0; 2040: 0
2018-08-30 23:00 | 8 | 22 | 5 | 1 | 0 | 0 | 0.7337 | 1.4674 | 0 | 20.3125 | 10.5647 | 17.0341 | 17.0341 | 29.8064 | 0 | 0 | 2024: 29.8064; 2025: 0; 2026: 0; 2027: 0; 2028: 0; 2029: 0; 2030: 1.4674; 2031: 0; 2032: 0; 2033: 29.8064; 2034: 0; 2035: 0; 2036: 0; 2039: 0; 2040: 0
2018-08-31 | 8 | 23 | 5 | 1 | 0 | 0 | 0.61848 | 1.237 | 0 | 20.3125 | 10.5647 | 17.0341 | 17.0341 | 25.1257 | 0 | 0 | 2024: 25.1257; 2025: 0; 2026: 0; 2027: 0; 2028: 0; 2029: 0; 2030: 1.237; 2031: 0; 2032: 0; 2033: 25.1257; 2034: 0; 2035: 0; 2036: 0; 2039: 0; 2040: 0
2018-08-31 01:00 | 8 | 0 | 6 | 1 | 0 | 0 | 0.51734 | 1.0347 | 0 | 20.3125 | 10.5647 | 17.0341 | 17.0341 | 21.0171 | 0 | 0 | 2024: 21.0171; 2025: 0; 2026: 0; 2027: 0; 2028: 0; 2029: 0; 2030: 1.0347; 2031: 0; 2032: 0; 2033: 21.0171; 2034: 0; 2035: 0; 2036: 0; 2039: 0; 2040: 0
2018-08-31 02:00 | 8 | 1 | 6 | 1 | 0 | 0 | 0.47364 | 0.94728 | 0 | 20.3125 | 10.5647 | 17.0341 | 17.0341 | 19.2417 | 0 | 0 | 2024: 19.2417; 2025: 0; 2026: 0; 2027: 0; 2028: 0; 2029: 0; 2030: 0.94728; 2031: 0; 2032: 0; 2033: 19.2417; 2034: 0; 2035: 0; 2036: 0; 2039: 0; 2040: 0
2018-08-31 03:00 | 8 | 2 | 6 | 1 | 0 | 0 | 0.48178 | 0.96355 | 0 | 20.3125 | 10.5647 | 17.0341 | 17.0341 | 19.5721 | 0 | 0 | 2024: 19.5721; 2025: 0; 2026: 0; 2027: 0; 2028: 0; 2029: 0; 2030: 0.96355; 2031: 0; 2032: 0; 2033: 19.5721; 2034: 0; 2035: 0; 2036: 0; 2039: 0; 2040: 0
2018-08-31 04:00 | 8 | 3 | 6 | 1 | 0 | 0 | 0.52691 | 1.0538 | 0 | 20.3125 | 10.5647 | 17.0341 | 17.0341 | 21.4056 | 0 | 0 | 2024: 21.4056; 2025: 0; 2026: 0; 2027: 0; 2028: 0; 2029: 0; 2030: 1.0538; 2031: 0; 2032: 0; 2033: 21.4056; 2034: 0; 2035: 0; 2036: 0; 2039: 0; 2040: 0
2018-08-31 05:00 | 8 | 4 | 6 | 1 | 0 | 0 | 0.64942 | 1.2988 | 0 | 20.3125 | 10.5647 | 17.0341 | 17.0341 | 26.3826 | 0 | 0 | 2024: 26.3826; 2025: 0; 2026: 0; 2027: 0; 2028: 0; 2029: 0; 2030: 1.2988; 2031: 0; 2032: 0; 2033: 26.3826; 2034: 0; 2035: 0; 2036: 0; 2039: 0; 2040: 0
2018-08-31 06:00 | 8 | 5 | 6 | 1 | 0 | 0.013393 | 0.72348 | 1.447 | 0.10715 | 20.3125 | 10.5647 | 17.0341 | 17.0341 | 29.3914 | 0.10715 | 0 | 2024: 27.215; 2025: 2.1764; 2026: 0; 2027: 1.8251; 2028: 0; 2029: 0; 2030: 1.3398; 2031: 0; 2032: 0; 2033: 27.215; 2034: 2.1764; 2035: 0; 2036: 1.8251; 2039: 0.013393; 2040: 0.009092
2018-08-31 07:00 | 8 | 6 | 6 | 1 | 0 | 0.1492 | 0.7903 | 1.5806 | 1.1936 | 20.3125 | 10.5647 | 17.0341 | 17.0341 | 32.1059 | 1.1936 | 0 | 2024: 7.8613; 2025: 24.2447; 2026: 0; 2027: 20.3317; 2028: 0; 2029: 0; 2030: 0.38702; 2031: 0; 2032: 0; 2033: 7.8613; 2034: 24.2447; 2035: 0; 2036: 20.3317; 2039: 0.1492; 2040: 0.10096
2018-08-31 08:00 | 8 | 7 | 6 | 1 | 0 | 0.32985 | 0.86076 | 1.7215 | 2.6388 | 20.3125 | 10.5647 | 17.0341 | 17.0341 | 34.9683 | 1.7215 | 0.91732 | 2024: 0; 2025: 34.9683; 2026: 9.6912; 2027: 44.9502; 2028: 0.91732; 2029: 0.91732; 2030: 0; 2031: 0; 2032: 0; 2033: 0; 2034: 34.9683; 2035: 0; 2036: 44.9502; 2039: 0.32985; 2040: 0.2666
2018-08-31 09:00 | 8 | 8 | 6 | 1 | 0 | 0.47157 | 0.96829 | 1.9366 | 3.7725 | 20.3125 | 10.5647 | 17.0341 | 17.0341 | 39.3368 | 1.9366 | 1.836 | 2024: 0; 2025: 39.3368; 2026: 19.3965; 2027: 64.2621; 2028: 1.836; 2029: 2.7533; 2030: 0; 2031: 0; 2032: 0; 2033: 0; 2034: 39.3368; 2035: 0; 2036: 64.2621; 2039: 0.47157; 2040: 0.35441
2018-08-31 10:00 | 8 | 9 | 6 | 1 | 0 | 0.57762 | 1.1461 | 2.2922 | 4.6209 | 20.3125 | 10.5647 | 17.0341 | 17.0341 | 46.5594 | 2.2922 | 2.3288 | 2024: 0; 2025: 46.5594; 2026: 24.603; 2027: 78.7138; 2028: 2.3288; 2029: 5.0821; 2030: 0; 2031: 0; 2032: 0; 2033: 0; 2034: 46.5594; 2035: 0; 2036: 78.7138; 2039: 0.57762; 2040: 0.44878
2018-08-31 11:00 | 8 | 10 | 6 | 1 | 0 | 0.63924 | 1.2617 | 2.5233 | 5.1139 | 20.3125 | 10.5647 | 17.0341 | 17.0341 | 51.2552 | 2.5233 | 2.5906 | 2024: 0; 2025: 51.2552; 2026: 27.3689; 2027: 87.1114; 2028: 2.5906; 2029: 7.6727; 2030: 0; 2031: 0; 2032: 0; 2033: 0; 2034: 51.2552; 2035: 0; 2036: 87.1114; 2039: 0.63924; 2040: 0.59853
2018-08-31 12:00 | 8 | 11 | 6 | 1 | 0 | 0.44302 | 1.4364 | 2.8727 | 3.5442 | 20.3125 | 10.5647 | 17.0341 | 17.0341 | 58.3517 | 2.8727 | 0.67148 | 2024: 0; 2025: 58.3517; 2026: 7.094; 2027: 60.372; 2028: 0.67148; 2029: 8.3441; 2030: 0; 2031: 0; 2032: 0; 2033: 0; 2034: 58.3517; 2035: 0; 2036: 60.372; 2039: 0.44302; 2040: 0.63078
2018-08-31 13:00 | 8 | 12 | 6 | 1 | 0 | 0.64393 | 1.5773 | 3.1546 | 5.1515 | 20.3125 | 10.5647 | 17.0341 | 17.0341 | 64.0775 | 3.1546 | 1.9969 | 2024: 0; 2025: 64.0775; 2026: 21.0964; 2027: 87.7506; 2028: 1.9969; 2029: 10.341; 2030: 0; 2031: 0; 2032: 0; 2033: 0; 2034: 64.0775; 2035: 0; 2036: 87.7506; 2039: 0.64393; 2040: 0.68017
2018-08-31 14:00 | 8 | 13 | 6 | 1 | 0 | 0.34959 | 1.7325 | 3.465 | 2.7967 | 20.3125 | 10.5647 | 17.0341 | 17.0341 | 70.3821 | 2.7967 | 0 | 2024: 13.5738; 2025: 56.8084; 2026: 0; 2027: 47.6397; 2028: 0; 2029: 10.341; 2030: 0.66825; 2031: 0.66825; 2032: 0; 2033: 0; 2034: 70.3821; 2035: 0; 2036: 47.6397; 2039: 0.34959; 2040: 0.59854
2018-08-31 15:00 | 8 | 14 | 6 | 1 | 0 | 0.487 | 2.0013 | 4.0026 | 3.896 | 20.3125 | 10.5647 | 17.0341 | 17.0341 | 81.302 | 3.896 | 0 | 2024: 2.1652; 2025: 79.1369; 2026: 0; 2027: 66.3645; 2028: 0; 2029: 9.6147; 2030: 0.10659; 2031: 0.10659; 2032: 0; 2033: 0; 2034: 81.302; 2035: 0; 2036: 66.3645; 2039: 0.487; 2040: 0.41268
2018-08-31 16:00 | 8 | 15 | 6 | 1 | 1 | 0.35155 | 2.0378 | 4.0756 | 2.8124 | 26.4696 | 16.7219 | 17.0341 | 17.0341 | 107.8792 | 2.8124 | 0 | 2024: 33.4364; 2025: 74.4428; 2026: 0; 2027: 47.9066; 2028: 0; 2029: 9.4988; 2030: 1.2632; 2031: 1.2632; 2032: 0; 2033: 0; 2034: 107.8792; 2035: 0; 2036: 47.9066; 2039: 0.35155; 2040: 0.33846
2018-08-31 17:00 | 8 | 16 | 6 | 1 | 1 | 0.17537 | 2.0063 | 4.0126 | 1.4029 | 26.4696 | 16.7219 | 17.0341 | 17.0341 | 106.2123 | 1.4029 | 0 | 2024: 69.0773; 2025: 37.135; 2026: 0; 2027: 23.8977; 2028: 0; 2029: 8.1258; 2030: 2.6097; 2031: 2.6097; 2032: 0; 2033: 0; 2034: 106.2123; 2035: 0; 2036: 23.8977; 2039: 0.17537; 2040: 0.13623
2018-08-31 18:00 | 8 | 17 | 6 | 1 | 1 | 0.025962 | 1.8617 | 3.7234 | 0.2077 | 26.4696 | 16.7219 | 17.0341 | 17.0341 | 98.556 | 0.2077 | 0 | 2024: 93.0582; 2025: 5.4977; 2026: 0; 2027: 3.538; 2028: 0; 2029: 5.2891; 2030: 3.5157; 2031: 3.5157; 2032: 0; 2033: 0; 2034: 98.556; 2035: 0; 2036: 3.538; 2039: 0.025962; 2040: 0.027228
2018-08-31 19:00 | 8 | 18 | 6 | 1 | 1 | 0 | 1.6126 | 3.2251 | 0 | 26.4696 | 16.7219 | 17.0341 | 17.0341 | 85.3682 | 0 | 0 | 2024: 85.3682; 2025: 0; 2026: 0; 2027: 0; 2028: 0; 2029: 1.4678; 2030: 3.2251; 2031: 1.3504; 2032: 0; 2033: 49.6248; 2034: 35.7434; 2035: 0; 2036: 0; 2039: 0; 2040: 0
2018-08-31 20:00 | 8 | 19 | 6 | 1 | 0 | 0 | 1.4754 | 2.9508 | 0 | 20.3125 | 10.5647 | 17.0341 | 17.0341 | 59.9376 | 0 | 0 | 2024: 59.9376; 2025: 0; 2026: 0; 2027: 0; 2028: 0; 2029: 0; 2030: 2.9508; 2031: 0; 2032: 0; 2033: 59.9376; 2034: 0; 2035: 0; 2036: 0; 2039: 0; 2040: 0
2018-08-31 21:00 | 8 | 20 | 6 | 1 | 0 | 0 | 1.1259 | 2.2518 | 0 | 20.3125 | 10.5647 | 17.0341 | 17.0341 | 45.7404 | 0 | 0 | 2024: 45.7404; 2025: 0; 2026: 0; 2027: 0; 2028: 0; 2029: 0; 2030: 2.2518; 2031: 0; 2032: 0; 2033: 45.7404; 2034: 0; 2035: 0; 2036: 0; 2039: 0; 2040: 0
2018-08-31 22:00 | 8 | 21 | 6 | 1 | 0 | 0 | 0.7854 | 1.5708 | 0 | 20.3125 | 10.5647 | 17.0341 | 17.0341 | 31.9068 | 0 | 0 | 2024: 31.9068; 2025: 0; 2026: 0; 2027: 0; 2028: 0; 2029: 0; 2030: 1.5708; 2031: 0; 2032: 0; 2033: 31.9068; 2034: 0; 2035: 0; 2036: 0; 2039: 0; 2040: 0
2018-08-31 23:00 | 8 | 22 | 6 | 1 | 0 | 0 | 0.74239 | 1.4848 | 0 | 20.3125 | 10.5647 | 17.0341 | 17.0341 | 30.1595 | 0 | 0 | 2024: 30.1595; 2025: 0; 2026: 0; 2027: 0; 2028: 0; 2029: 0; 2030: 1.4848; 2031: 0; 2032: 0; 2033: 30.1595; 2034: 0; 2035: 0; 2036: 0; 2039: 0; 2040: 0
2018-09-01 | 8 | 23 | 6 | 1 | 0 | 0 | 0.66751 | 1.335 | 0 | 20.3125 | 10.5647 | 17.0341 | 17.0341 | 27.1175 | 0 | 0 | 2024: 27.1175; 2025: 0; 2026: 0; 2027: 0; 2028: 0; 2029: 0; 2030: 1.335; 2031: 0; 2032: 0; 2033: 27.1175; 2034: 0; 2035: 0; 2036: 0; 2039: 0; 2040: 0
2018-09-01 01:00 | 9 | 0 | 7 | 1 | 0 | 0 | 0.59563 | 1.1913 | 0 | 20.3125 | 10.5647 | 17.0341 | 17.0341 | 24.1975 | 0 | 0 | 2024: 24.1975; 2025: 0; 2026: 0; 2027: 0; 2028: 0; 2029: 0; 2030: 1.1913; 2031: 0; 2032: 0; 2033: 24.1975; 2034: 0; 2035: 0; 2036: 0; 2039: 0; 2040: 0
2018-09-01 02:00 | 9 | 1 | 7 | 1 | 0 | 0 | 0.57267 | 1.1453 | 0 | 20.3125 | 10.5647 | 17.0341 | 17.0341 | 23.2649 | 0 | 0 | 2024: 23.2649; 2025: 0; 2026: 0; 2027: 0; 2028: 0; 2029: 0; 2030: 1.1453; 2031: 0; 2032: 0; 2033: 23.2649; 2034: 0; 2035: 0; 2036: 0; 2039: 0; 2040: 0
2018-09-01 03:00 | 9 | 2 | 7 | 1 | 0 | 0 | 0.56292 | 1.1258 | 0 | 20.3125 | 10.5647 | 17.0341 | 17.0341 | 22.8686 | 0 | 0 | 2024: 22.8686; 2025: 0; 2026: 0; 2027: 0; 2028: 0; 2029: 0; 2030: 1.1258; 2031: 0; 2032: 0; 2033: 22.8686; 2034: 0; 2035: 0; 2036: 0; 2039: 0; 2040: 0
2018-09-01 04:00 | 9 | 3 | 7 | 1 | 0 | 0 | 0.56846 | 1.1369 | 0 | 20.3125 | 10.5647 | 17.0341 | 17.0341 | 23.0938 | 0 | 0 | 2024: 23.0938; 2025: 0; 2026: 0; 2027: 0; 2028: 0; 2029: 0; 2030: 1.1369; 2031: 0; 2032: 0; 2033: 23.0938; 2034: 0; 2035: 0; 2036: 0; 2039: 0; 2040: 0
2018-09-01 05:00 | 9 | 4 | 7 | 1 | 0 | 0 | 0.59813 | 1.1963 | 0 | 20.3125 | 10.5647 | 17.0341 | 17.0341 | 24.2991 | 0 | 0 | 2024: 24.2991; 2025: 0; 2026: 0; 2027: 0; 2028: 0; 2029: 0; 2030: 1.1963; 2031: 0; 2032: 0; 2033: 24.2991; 2034: 0; 2035: 0; 2036: 0; 2039: 0; 2040: 0
2018-09-01 06:00 | 9 | 5 | 7 | 1 | 0 | 0.011846 | 0.72525 | 1.4505 | 0.094768 | 20.3125 | 10.5647 | 17.0341 | 17.0341 | 29.4634 | 0.094768 | 0 | 2024: 27.5384; 2025: 1.925; 2026: 0; 2027: 1.6143; 2028: 0; 2029: 0; 2030: 1.3557; 2031: 0; 2032: 0; 2033: 27.5384; 2034: 1.925; 2035: 0; 2036: 1.6143; 2039: 0.011846; 2040: 0.013645
2018-09-01 07:00 | 9 | 6 | 7 | 1 | 0 | 0.13387 | 0.91448 | 1.829 | 1.0709 | 20.3125 | 10.5647 | 17.0341 | 17.0341 | 37.1507 | 1.0709 | 0 | 2024: 15.3975; 2025: 21.7532; 2026: 0; 2027: 18.2423; 2028: 0; 2029: 0; 2030: 0.75803; 2031: 0; 2032: 0; 2033: 15.3975; 2034: 21.7532; 2035: 0; 2036: 18.2423; 2039: 0.13387; 2040: 0.16313
2018-09-01 08:00 | 9 | 7 | 7 | 1 | 0 | 0.25618 | 1.1597 | 2.3195 | 2.0494 | 20.3125 | 10.5647 | 17.0341 | 17.0341 | 47.1141 | 2.0494 | 0 | 2024: 5.4849; 2025: 41.6293; 2026: 0; 2027: 34.9105; 2028: 0; 2029: 0; 2030: 0.27003; 2031: 0; 2032: 0; 2033: 5.4849; 2034: 41.6293; 2035: 0; 2036: 34.9105; 2039: 0.25618; 2040: 0.32943
2018-09-01 09:00 | 9 | 8 | 7 | 1 | 0 | 0.42778 | 1.3813 | 2.7625 | 3.4222 | 20.3125 | 10.5647 | 17.0341 | 17.0341 | 56.1141 | 2.7625 | 0.6597 | 2024: 0; 2025: 56.1141; 2026: 6.9696; 2027: 58.2949; 2028: 0.6597; 2029: 0.6597; 2030: 0; 2031: 0; 2032: 0; 2033: 0; 2034: 56.1141; 2035: 0; 2036: 58.2949; 2039: 0.42778; 2040: 0.49727
2018-09-01 10:00 | 9 | 9 | 7 | 1 | 0 | 0.54249 | 1.7415 | 3.4831 | 4.3399 | 20.3125 | 10.5647 | 17.0341 | 17.0341 | 70.7502 | 3.4831 | 0.8568 | 2024: 0; 2025: 70.7502; 2026: 9.0519; 2027: 73.9263; 2028: 0.8568; 2029: 1.5165; 2030: 0; 2031: 0; 2032: 0; 2033: 0; 2034: 70.7502; 2035: 0; 2036: 73.9263; 2039: 0.54249; 2040: 0.62074
2018-09-01 11:00 | 9 | 10 | 7 | 1 | 0 | 0.46275 | 1.7981 | 3.5962 | 3.702 | 20.3125 | 10.5647 | 17.0341 | 17.0341 | 73.0475 | 3.5962 | 0.10582 | 2024: 0; 2025: 73.0475; 2026: 1.118; 2027: 63.0605; 2028: 0.10582; 2029: 1.6223; 2030: 0; 2031: 0; 2032: 0; 2033: 0; 2034: 73.0475; 2035: 0; 2036: 63.0605; 2039: 0.46275; 2040: 0.62602
2018-09-01 12:00 | 9 | 11 | 7 | 1 | 0 | 0.48857 | 1.8747 | 3.7493 | 3.9086 | 20.3125 | 10.5647 | 17.0341 | 17.0341 | 76.1586 | 3.7493 | 0.15921 | 2024: 0; 2025: 76.1586; 2026: 1.6821; 2027: 66.579; 2028: 0.15921; 2029: 1.7815; 2030: 0; 2031: 0; 2032: 0; 2033: 0; 2034: 76.1586; 2035: 0; 2036: 66.579; 2039: 0.48857; 2040: 0.65441
2018-09-01 13:00 | 9 | 12 | 7 | 1 | 0 | 0.4025 | 1.8515 | 3.703 | 3.22 | 20.3125 | 10.5647 | 17.0341 | 17.0341 | 75.2164 | 3.22 | 0 | 2024: 9.8099; 2025: 65.4064; 2026: 0; 2027: 54.8501; 2028: 0; 2029: 1.7815; 2030: 0.48295; 2031: 0.48295; 2032: 0; 2033: 0; 2034: 75.2164; 2035: 0; 2036: 54.8501; 2039: 0.4025; 2040: 0.60492
2018-09-01 14:00 | 9 | 13 | 7 | 1 | 0 | 0.53397 | 1.9939 | 3.9877 | 4.2718 | 20.3125 | 10.5647 | 17.0341 | 17.0341 | 81.001 | 3.9877 | 0.28404 | 2024: 0; 2025: 81.001; 2026: 3.0008; 2027: 72.766; 2028: 0.28404; 2029: 1.5406; 2030: 0; 2031: 0; 2032: 0; 2033: 0; 2034: 81.001; 2035: 0; 2036: 72.766; 2039: 0.53397; 2040: 0.61641
2018-09-01 15:00 | 9 | 14 | 7 | 1 | 0 | 0.17334 | 2.2325 | 4.4649 | 1.3867 | 20.3125 | 10.5647 | 17.0341 | 17.0341 | 90.6935 | 1.3867 | 0 | 2024: 62.5253; 2025: 28.1682; 2026: 0; 2027: 23.622; 2028: 0; 2029: 1.5406; 2030: 3.0782; 2031: 1.4174; 2032: 0; 2033: 33.7348; 2034: 56.9587; 2035: 0; 2036: 23.622; 2039: 0.17334; 2040: 0.43135
2018-09-01 16:00 | 9 | 15 | 7 | 1 | 1 | 0.07985 | 2.2316 | 4.4632 | 0.6388 | 26.4696 | 16.7219 | 17.0341 | 17.0341 | 118.14 | 0.6388 | 0 | 2024: 101.2311; 2025: 16.9088; 2026: 0; 2027: 10.8814; 2028: 0; 2029: 0; 2030: 3.8244; 2031: 0; 2032: 0; 2033: 101.2311; 2034: 16.9088; 2035: 0; 2036: 10.8814; 2039: 0.07985; 2040: 0.29511
2018-09-01 17:00 | 9 | 16 | 7 | 1 | 1 | 0.021142 | 2.1527 | 4.3053 | 0.16914 | 26.4696 | 16.7219 | 17.0341 | 17.0341 | 113.9606 | 0.16914 | 0 | 2024: 109.4836; 2025: 4.477; 2026: 0; 2027: 2.8811; 2028: 0; 2029: 0; 2030: 4.1362; 2031: 0; 2032: 0; 2033: 109.4836; 2034: 4.477; 2035: 0; 2036: 2.8811; 2039: 0.021142; 2040: 0.13807
2018-09-01 18:00 | 9 | 17 | 7 | 1 | 1 | 0.0078302 | 2.1215 | 4.243 | 0.062641 | 26.4696 | 16.7219 | 17.0341 | 17.0341 | 112.3114 | 0.062641 | 0 | 2024: 110.6533; 2025: 1.6581; 2026: 0; 2027: 1.067; 2028: 0; 2029: 0; 2030: 4.1804; 2031: 0; 2032: 0; 2033: 110.6533; 2034: 1.6581; 2035: 0; 2036: 1.067; 2039: 0.0078302; 2040: 0.023068
2018-09-01 19:00 | 9 | 18 | 7 | 1 | 1 | 0 | 1.9581 | 3.9161 | 0 | 26.4696 | 16.7219 | 17.0341 | 17.0341 | 103.6589 | 0 | 0 | 2024: 103.6589; 2025: 0; 2026: 0; 2027: 0; 2028: 0; 2029: 0; 2030: 3.9161; 2031: 0; 2032: 0; 2033: 103.6589; 2034: 0; 2035: 0; 2036: 0; 2039: 0; 2040: 0
2018-09-01 20:00 | 9 | 19 | 7 | 1 | 0 | 0 | 1.7378 | 3.4755 | 0 | 20.3125 | 10.5647 | 17.0341 | 17.0341 | 70.597 | 0 | 0 | 2024: 70.597; 2025: 0; 2026: 0; 2027: 0; 2028: 0; 2029: 0; 2030: 3.4755; 2031: 0; 2032: 0; 2033: 70.597; 2034: 0; 2035: 0; 2036: 0; 2039: 0; 2040: 0
2018-09-01 21:00 | 9 | 20 | 7 | 1 | 0 | 0 | 1.4768 | 2.9536 | 0 | 20.3125 | 10.5647 | 17.0341 | 17.0341 | 59.9956 | 0 | 0 | 2024: 59.9956; 2025: 0; 2026: 0; 2027: 0; 2028: 0; 2029: 0; 2030: 2.9536; 2031: 0; 2032: 0; 2033: 59.9956; 2034: 0; 2035: 0; 2036: 0; 2039: 0; 2040: 0
2018-09-01 22:00 | 9 | 21 | 7 | 1 | 0 | 0 | 1.2017 | 2.4033 | 0 | 20.3125 | 10.5647 | 17.0341 | 17.0341 | 48.8173 | 0 | 0 | 2024: 48.8173; 2025: 0; 2026: 0; 2027: 0; 2028: 0; 2029: 0; 2030: 2.4033; 2031: 0; 2032: 0; 2033: 48.8173; 2034: 0; 2035: 0; 2036: 0; 2039: 0; 2040: 0
2018-09-01 23:00 | 9 | 22 | 7 | 1 | 0 | 0 | 0.94106 | 1.8821 | 0 | 20.3125 | 10.5647 | 17.0341 | 17.0341 | 38.2307 | 0 | 0 | 2024: 38.2307; 2025: 0; 2026: 0; 2027: 0; 2028: 0; 2029: 0; 2030: 1.8821; 2031: 0; 2032: 0; 2033: 38.2307; 2034: 0; 2035: 0; 2036: 0; 2039: 0; 2040: 0
2018-09-02 | 9 | 23 | 7 | 1 | 0 | 0 | 0.83766 | 1.6753 | 0 | 20.3125 | 10.5647 | 17.0341 | 17.0341 | 34.0299 | 0 | 0 | 2024: 34.0299; 2025: 0; 2026: 0; 2027: 0; 2028: 0; 2029: 0; 2030: 1.6753; 2031: 0; 2032: 0; 2033: 34.0299; 2034: 0; 2035: 0; 2036: 0; 2039: 0; 2040: 0
2018-09-02 01:00 | 9 | 0 | 1 | 1 | 0 | 0 | 0.78349 | 1.567 | 0 | 20.3125 | 10.5647 | 17.0341 | 17.0341 | 31.8293 | 0 | 0 | 2024: 31.8293; 2025: 0; 2026: 0; 2027: 0; 2028: 0; 2029: 0; 2030: 1.567; 2031: 0; 2032: 0; 2033: 31.8293; 2034: 0; 2035: 0; 2036: 0; 2039: 0; 2040: 0
2018-09-02 02:00 | 9 | 1 | 1 | 1 | 0 | 0 | 0.76065 | 1.5213 | 0 | 20.3125 | 10.5647 | 17.0341 | 17.0341 | 30.9012 | 0 | 0 | 2024: 30.9012; 2025: 0; 2026: 0; 2027: 0; 2028: 0; 2029: 0; 2030: 1.5213; 2031: 0; 2032: 0; 2033: 30.9012; 2034: 0; 2035: 0; 2036: 0; 2039: 0; 2040: 0
2018-09-02 03:00 | 9 | 2 | 1 | 1 | 0 | 0 | 0.73449 | 1.469 | 0 | 20.3125 | 10.5647 | 17.0341 | 17.0341 | 29.8387 | 0 | 0 | 2024: 29.8387; 2025: 0; 2026: 0; 2027: 0; 2028: 0; 2029: 0; 2030: 1.469; 2031: 0; 2032: 0; 2033: 29.8387; 2034: 0; 2035: 0; 2036: 0; 2039: 0; 2040: 0
2018-09-02 04:00 | 9 | 3 | 1 | 1 | 0 | 0 | 0.70609 | 1.4122 | 0 | 20.3125 | 10.5647 | 17.0341 | 17.0341 | 28.6848 | 0 | 0 | 2024: 28.6848; 2025: 0; 2026: 0; 2027: 0; 2028: 0; 2029: 0; 2030: 1.4122; 2031: 0; 2032: 0; 2033: 28.6848; 2034: 0; 2035: 0; 2036: 0; 2039: 0; 2040: 0
2018-09-02 05:00 | 9 | 4 | 1 | 1 | 0 | 0 | 0.76209 | 1.5242 | 0 | 20.3125 | 10.5647 | 17.0341 | 17.0341 | 30.9601 | 0 | 0 | 2024: 30.9601; 2025: 0; 2026: 0; 2027: 0; 2028: 0; 2029: 0; 2030: 1.5242; 2031: 0; 2032: 0; 2033: 30.9601; 2034: 0; 2035: 0; 2036: 0; 2039: 0; 2040: 0
2018-09-02 06:00 | 9 | 5 | 1 | 1 | 0 | 0.0076894 | 0.91944 | 1.8389 | 0.061515 | 20.3125 | 10.5647 | 17.0341 | 17.0341 | 37.3524 | 0.061515 | 0 | 2024: 36.1028; 2025: 1.2495; 2026: 0; 2027: 1.0479; 2028: 0; 2029: 0; 2030: 1.7774; 2031: 0; 2032: 0; 2033: 36.1028; 2034: 1.2495; 2035: 0; 2036: 1.0479; 2039: 0.0076894; 2040: 0.011468
2018-09-02 07:00 | 9 | 6 | 1 | 1 | 0 | 0.057904 | 1.1427 | 2.2853 | 0.46323 | 20.3125 | 10.5647 | 17.0341 | 17.0341 | 46.4209 | 0.46323 | 0 | 2024: 37.0115; 2025: 9.4094; 2026: 0; 2027: 7.8907; 2028: 0; 2029: 0; 2030: 1.8221; 2031: 0; 2032: 0; 2033: 37.0115; 2034: 9.4094; 2035: 0; 2036: 7.8907; 2039: 0.057904; 2040: 0.14306
2018-09-02 08:00 | 9 | 7 | 1 | 1 | 0 | 0.051227 | 1.3305 | 2.661 | 0.40982 | 20.3125 | 10.5647 | 17.0341 | 17.0341 | 54.0517 | 0.40982 | 0 | 2024: 45.7273; 2025: 8.3244; 2026: 0; 2027: 6.9809; 2028: 0; 2029: 0; 2030: 2.2512; 2031: 0; 2032: 0; 2033: 45.7273; 2034: 8.3244; 2035: 0; 2036: 6.9809; 2039: 0.051227; 2040: 0.27051
2018-09-02 09:00 | 9 | 8 | 1 | 1 | 0 | 0.15282 | 1.5831 | 3.1662 | 1.2225 | 20.3125 | 10.5647 | 17.0341 | 17.0341 | 64.3136 | 1.2225 | 0 | 2024: 39.481; 2025: 24.8326; 2026: 0; 2027: 20.8247; 2028: 0; 2029: 0; 2030: 1.9437; 2031: 0; 2032: 0; 2033: 39.481; 2034: 24.8326; 2035: 0; 2036: 20.8247; 2039: 0.15282; 2040: 0.40486
2018-09-02 10:00 | 9 | 9 | 1 | 1 | 0 | 0.083663 | 1.751 | 3.5019 | 0.6693 | 20.3125 | 10.5647 | 17.0341 | 17.0341 | 71.1327 | 0.6693 | 0 | 2024: 57.5376; 2025: 13.5952; 2026: 0; 2027: 11.401; 2028: 0; 2029: 0; 2030: 2.8326; 2031: 0; 2032: 0; 2033: 57.5376; 2034: 13.5952; 2035: 0; 2036: 11.401; 2039: 0.083663; 2040: 0.45703
2018-09-02 11:00 | 9 | 10 | 1 | 1 | 0 | 0.34141 | 1.8697 | 3.7394 | 2.7313 | 20.3125 | 10.5647 | 17.0341 | 17.0341 | 75.957 | 2.7313 | 0 | 2024: 20.4774; 2025: 55.4796; 2026: 0; 2027: 46.5254; 2028: 0; 2029: 0; 2030: 1.0081; 2031: 0; 2032: 0; 2033: 20.4774; 2034: 55.4796; 2035: 0; 2036: 46.5254; 2039: 0.34141; 2040: 0.60623
2018-09-02 12:00 | 9 | 11 | 1 | 1 | 0 | 0.51992 | 2.0471 | 4.0942 | 4.1594 | 20.3125 | 10.5647 | 17.0341 | 17.0341 | 83.1637 | 4.0942 | 0.065139 | 2024: 0; 2025: 83.1637; 2026: 0.68818; 2027: 70.851; 2028: 0.065139; 2029: 0.065139; 2030: 0; 2031: 0; 2032: 0; 2033: 0; 2034: 83.1637; 2035: 0; 2036: 70.851; 2039: 0.51992; 2040: 0.69616
2018-09-02 13:00 | 9 | 12 | 1 | 1 | 0 | 0.48411 | 2.0766 | 4.1532 | 3.8729 | 20.3125 | 10.5647 | 17.0341 | 17.0341 | 84.3625 | 3.8729 | 0 | 2024: 5.695; 2025: 78.6676; 2026: 0; 2027: 65.9709; 2028: 0; 2029: 0.065139; 2030: 0.28037; 2031: 0.059928; 2032: 0; 2033: 4.4777; 2034: 79.8848; 2035: 0; 2036: 65.9709; 2039: 0.48411; 2040: 0.65301
2018-09-02 14:00 | 9 | 13 | 1 | 1 | 0 | 0.39914 | 2.0081 | 4.0161 | 3.1931 | 20.3125 | 10.5647 | 17.0341 | 17.0341 | 81.5779 | 3.1931 | 0 | 2024: 16.718; 2025: 64.8599; 2026: 0; 2027: 54.3918; 2028: 0; 2029: 0; 2030: 0.82304; 2031: 0; 2032: 0; 2033: 16.718; 2034: 64.8599; 2035: 0; 2036: 54.3918; 2039: 0.39914; 2040: 0.585
2018-09-02 15:00 | 9 | 14 | 1 | 1 | 0 | 0.31148 | 2.1354 | 4.2708 | 2.4919 | 20.3125 | 10.5647 | 17.0341 | 17.0341 | 86.7516 | 2.4919 | 0 | 2024: 36.1356; 2025: 50.616; 2026: 0; 2027: 42.4468; 2028: 0; 2029: 0; 2030: 1.779; 2031: 0; 2032: 0; 2033: 36.1356; 2034: 50.616; 2035: 0; 2036: 42.4468; 2039: 0.31148; 2040: 0.47989
2018-09-02 16:00 | 9 | 15 | 1 | 1 | 1 | 0.19189 | 2.1562 | 4.3124 | 1.5351 | 26.4696 | 16.7219 | 17.0341 | 17.0341 | 114.1477 | 1.5351 | 0 | 2024: 73.5143; 2025: 40.6335; 2026: 0; 2027: 26.149; 2028: 0; 2029: 0; 2030: 2.7773; 2031: 0; 2032: 0; 2033: 73.5143; 2034: 40.6335; 2035: 0; 2036: 26.149; 2039: 0.19189; 2040: 0.34523
2018-09-02 17:00 | 9 | 16 | 1 | 1 | 1 | 0.12565 | 2.1651 | 4.3301 | 1.0052 | 26.4696 | 16.7219 | 17.0341 | 17.0341 | 114.6173 | 1.0052 | 0 | 2024: 88.0091; 2025: 26.6081; 2026: 0; 2027: 17.1233; 2028: 0; 2029: 0; 2030: 3.3249; 2031: 0; 2032: 0; 2033: 88.0091; 2034: 26.6081; 2035: 0; 2036: 17.1233; 2039: 0.12565; 2040: 0.17037
2018-09-02 18:00 | 9 | 17 | 1 | 1 | 1 | 0.019752 | 2.0007 | 4.0015 | 0.15802 | 26.4696 | 16.7219 | 17.0341 | 17.0341 | 105.9176 | 0.15802 | 0 | 2024: 101.7349; 2025: 4.1827; 2026: 0; 2027: 2.6917; 2028: 0; 2029: 0; 2030: 3.8435; 2031: 0; 2032: 0; 2033: 101.7349; 2034: 4.1827; 2035: 0; 2036: 2.6917; 2039: 0.019752; 2040: 0.02428
2018-09-02 19:00 | 9 | 18 | 1 | 1 | 1 | 0 | 1.9374 | 3.8747 | 0 | 26.4696 | 16.7219 | 17.0341 | 17.0341 | 102.5621 | 0 | 0 | 2024: 102.5621; 2025: 0; 2026: 0; 2027: 0; 2028: 0; 2029: 0; 2030: 3.8747; 2031: 0; 2032: 0; 2033: 102.5621; 2034: 0; 2035: 0; 2036: 0; 2039: 0; 2040: 0
2018-09-02 20:00 | 9 | 19 | 1 | 1 | 0 | 0 | 1.832 | 3.6639 | 0 | 20.3125 | 10.5647 | 17.0341 | 17.0341 | 74.4234 | 0 | 0 | 2024: 74.4234; 2025: 0; 2026: 0; 2027: 0; 2028: 0; 2029: 0; 2030: 3.6639; 2031: 0; 2032: 0; 2033: 74.4234; 2034: 0; 2035: 0; 2036: 0; 2039: 0; 2040: 0
2018-09-02 21:00 | 9 | 20 | 1 | 1 | 0 | 0 | 1.4595 | 2.9189 | 0 | 20.3125 | 10.5647 | 17.0341 | 17.0341 | 59.2907 | 0 | 0 | 2024: 59.2907; 2025: 0; 2026: 0; 2027: 0; 2028: 0; 2029: 0; 2030: 2.9189; 2031: 0; 2032: 0; 2033: 59.2907; 2034: 0; 2035: 0; 2036: 0; 2039: 0; 2040: 0
2018-09-02 22:00 | 9 | 21 | 1 | 1 | 0 | 0 | 1.0811 | 2.1622 | 0 | 20.3125 | 10.5647 | 17.0341 | 17.0341 | 43.9193 | 0 | 0 | 2024: 43.9193; 2025: 0; 2026: 0; 2027: 0; 2028: 0; 2029: 0; 2030: 2.1622; 2031: 0; 2032: 0; 2033: 43.9193; 2034: 0; 2035: 0; 2036: 0; 2039: 0; 2040: 0
2018-09-02 23:00 | 9 | 22 | 1 | 1 | 0 | 0 | 0.95395 | 1.9079 | 0 | 20.3125 | 10.5647 | 17.0341 | 17.0341 | 38.7542 | 0 | 0 | 2024: 38.7542; 2025: 0; 2026: 0; 2027: 0; 2028: 0; 2029: 0; 2030: 1.9079; 2031: 0; 2032: 0; 2033: 38.7542; 2034: 0; 2035: 0; 2036: 0; 2039: 0; 2040: 0
2018-09-03 | 9 | 23 | 1 | 1 | 0 | 0 | 0.84421 | 1.6884 | 0 | 20.3125 | 10.5647 | 17.0341 | 17.0341 | 34.2962 | 0 | 0 | 2024: 34.2962; 2025: 0; 2026: 0; 2027: 0; 2028: 0; 2029: 0; 2030: 1.6884; 2031: 0; 2032: 0; 2033: 34.2962; 2034: 0; 2035: 0; 2036: 0; 2039: 0; 2040: 0
2018-09-03 01:00 | 9 | 0 | 2 | 1 | 0 | 0 | 0.75815 | 1.5163 | 0 | 20.3125 | 10.5647 | 17.0341 | 17.0341 | 30.7999 | 0 | 0 | 2024: 30.7999; 2025: 0; 2026: 0; 2027: 0; 2028: 0; 2029: 0; 2030: 1.5163; 2031: 0; 2032: 0; 2033: 30.7999; 2034: 0; 2035: 0; 2036: 0; 2039: 0; 2040: 0
2018-09-03 02:00 | 9 | 1 | 2 | 1 | 0 | 0 | 0.72448 | 1.449 | 0 | 20.3125 | 10.5647 | 17.0341 | 17.0341 | 29.4321 | 0 | 0 | 2024: 29.4321; 2025: 0; 2026: 0; 2027: 0; 2028: 0; 2029: 0; 2030: 1.449; 2031: 0; 2032: 0; 2033: 29.4321; 2034: 0; 2035: 0; 2036: 0; 2039: 0; 2040: 0
2018-09-03 03:00 | 9 | 2 | 2 | 1 | 0 | 0 | 0.69932 | 1.3986 | 0 | 20.3125 | 10.5647 | 17.0341 | 17.0341 | 28.4098 | 0 | 0 | 2024: 28.4098; 2025: 0; 2026: 0; 2027: 0; 2028: 0; 2029: 0; 2030: 1.3986; 2031: 0; 2032: 0; 2033: 28.4098; 2034: 0; 2035: 0; 2036: 0; 2039: 0; 2040: 0
2018-09-03 04:00 | 9 | 3 | 2 | 1 | 0 | 0 | 0.72345 | 1.4469 | 0 | 20.3125 | 10.5647 | 17.0341 | 17.0341 | 29.39 | 0 | 0 | 2024: 29.39; 2025: 0; 2026: 0; 2027: 0; 2028: 0; 2029: 0; 2030: 1.4469; 2031: 0; 2032: 0; 2033: 29.39; 2034: 0; 2035: 0; 2036: 0; 2039: 0; 2040: 0
2018-09-03 05:00 | 9 | 4 | 2 | 1 | 0 | 0 | 0.84139 | 1.6828 | 0 | 20.3125 | 10.5647 | 17.0341 | 17.0341 | 34.1816 | 0 | 0 | 2024: 34.1816; 2025: 0; 2026: 0; 2027: 0; 2028: 0; 2029: 0; 2030: 1.6828; 2031: 0; 2032: 0; 2033: 34.1816; 2034: 0; 2035: 0; 2036: 0; 2039: 0; 2040: 0
2018-09-03 06:00 | 9 | 5 | 2 | 1 | 0 | 0.010093 | 0.95612 | 1.9122 | 0.080746 | 20.3125 | 10.5647 | 17.0341 | 17.0341 | 38.8424 | 0.080746 | 0 | 2024: 37.2022; 2025: 1.6401; 2026: 0; 2027: 1.3754; 2028: 0; 2029: 0; 2030: 1.8315; 2031: 0; 2032: 0; 2033: 37.2022; 2034: 1.6401; 2035: 0; 2036: 1.3754; 2039: 0.010093; 2040: 0.010812
2018-09-03 07:00 | 9 | 6 | 2 | 1 | 0 | 0.14889 | 1.0102 | 2.0204 | 1.1911 | 20.3125 | 10.5647 | 17.0341 | 17.0341 | 41.0394 | 1.1911 | 0 | 2024: 16.8449; 2025: 24.1945; 2026: 0; 2027: 20.2896; 2028: 0; 2029: 0; 2030: 0.82929; 2031: 0; 2032: 0; 2033: 16.8449; 2034: 24.1945; 2035: 0; 2036: 20.2896; 2039: 0.14889; 2040: 0.164
2018-09-03 08:00 | 9 | 7 | 2 | 1 | 0 | 0.33853 | 1.0651 | 2.1302 | 2.7082 | 20.3125 | 10.5647 | 17.0341 | 17.0341 | 43.2703 | 2.1302 | 0.578 | 2024: 0; 2025: 43.2703; 2026: 6.1064; 2027: 46.1324; 2028: 0.578; 2029: 0.578; 2030: 0; 2031: 0; 2032: 0; 2033: 0; 2034: 43.2703; 2035: 0; 2036: 46.1324; 2039: 0.33853; 2040: 0.36905
2018-09-03 09:00 | 9 | 8 | 2 | 1 | 0 | 0.48413 | 1.2084 | 2.4168 | 3.873 | 20.3125 | 10.5647 | 17.0341 | 17.0341 | 49.091 | 2.4168 | 1.4562 | 2024: 0; 2025: 49.091; 2026: 15.3846; 2027: 65.9735; 2028: 1.4562; 2029: 2.0342; 2030: 0; 2031: 0; 2032: 0; 2033: 0; 2034: 49.091; 2035: 0; 2036: 65.9735; 2039: 0.48413; 2040: 0.52561
2018-09-03 10:00 | 9 | 9 | 2 | 1 | 0 | 0.59225 | 1.3307 | 2.6614 | 4.738 | 20.3125 | 10.5647 | 17.0341 | 17.0341 | 54.0598 | 2.6614 | 2.0766 | 2024: 0; 2025: 54.0598; 2026: 21.9388; 2027: 80.7079; 2028: 2.0766; 2029: 4.1108; 2030: 0; 2031: 0; 2032: 0; 2033: 0; 2034: 54.0598; 2035: 0; 2036: 80.7079; 2039: 0.59225; 2040: 0.64113
2018-09-03 11:00 | 9 | 10 | 2 | 1 | 0 | 0.65785 | 1.4897 | 2.9794 | 5.2628 | 20.3125 | 10.5647 | 17.0341 | 17.0341 | 60.5185 | 2.9794 | 2.2834 | 2024: 0; 2025: 60.5185; 2026: 24.1237; 2027: 89.6472; 2028: 2.2834; 2029: 6.3943; 2030: 0; 2031: 0; 2032: 0; 2033: 0; 2034: 60.5185; 2035: 0; 2036: 89.6472; 2039: 0.65785; 2040: 0.70786
2018-09-03 12:00 | 9 | 11 | 2 | 1 | 0 | 0.67813 | 1.6959 | 3.3917 | 5.425 | 20.3125 | 10.5647 | 17.0341 | 17.0341 | 68.8947 | 3.3917 | 2.0333 | 2024: 0; 2025: 68.8947; 2026: 21.4814; 2027: 92.4111; 2028: 2.0333; 2029: 8.4276; 2030: 0; 2031: 0; 2032: 0; 2033: 0; 2034: 68.8947; 2035: 0; 2036: 92.4111; 2039: 0.67813; 2040: 0.72143
2018-09-03 13:00 | 9 | 12 | 2 | 1 | 0 | 0.65624 | 1.7612 | 3.5225 | 5.2499 | 20.3125 | 10.5647 | 17.0341 | 17.0341 | 71.5504 | 3.5225 | 1.7274 | 2024: 0; 2025: 71.5504; 2026: 18.2499; 2027: 89.4279; 2028: 1.7274; 2029: 10.155; 2030: 0; 2031: 0; 2032: 0; 2033: 0; 2034: 71.5504; 2035: 0; 2036: 89.4279; 2039: 0.65624; 2040: 0.70184
2018-09-03 14:00 | 9 | 13 | 2 | 1 | 0 | 0.58743 | 1.8237 | 3.6474 | 4.6994 | 20.3125 | 10.5647 | 17.0341 | 17.0341 | 74.0884 | 3.6474 | 1.052 | 2024: 0; 2025: 74.0884; 2026: 11.114; 2027: 80.0507; 2028: 1.052; 2029: 11.207; 2030: 0; 2031: 0; 2032: 0; 2033: 0; 2034: 74.0884; 2035: 0; 2036: 80.0507; 2039: 0.58743; 2040: 0.63066
2018-09-03 15:00 | 9 | 14 | 2 | 1 | 0 | 0.47585 | 1.8698 | 3.7396 | 3.8068 | 20.3125 | 10.5647 | 17.0341 | 17.0341 | 75.9612 | 3.7396 | 0.067212 | 2024: 0; 2025: 75.9612; 2026: 0.71007; 2027: 64.8463; 2028: 0.067212; 2029: 11.2742; 2030: 0; 2031: 0; 2032: 0; 2033: 0; 2034: 75.9612; 2035: 0; 2036: 64.8463; 2039: 0.47585; 2040: 0.49302
2018-09-03 16:00 | 9 | 15 | 2 | 1 | 1 | 0.08438 | 1.9332 | 3.8663 | 0.67504 | 26.4696 | 16.7219 | 17.0341 | 17.0341 | 102.3406 | 0.67504 | 0 | 2024: 84.4724; 2025: 17.8682; 2026: 0; 2027: 11.4988; 2028: 0; 2029: 11.2742; 2030: 3.1913; 2031: 3.1913; 2032: 0; 2033: 0; 2034: 102.3406; 2035: 0; 2036: 11.4988; 2039: 0.08438; 2040: 0.26835
2018-09-03 17:00 | 9 | 16 | 2 | 1 | 1 | 0.063376 | 1.8229 | 3.6457 | 0.50701 | 26.4696 | 16.7219 | 17.0341 | 17.0341 | 96.501 | 0.50701 | 0 | 2024: 83.0806; 2025: 13.4204; 2026: 0; 2027: 8.6365; 2028: 0; 2029: 7.8054; 2030: 3.1387; 2031: 3.1387; 2032: 0; 2033: 0; 2034: 96.501; 2035: 0; 2036: 8.6365; 2039: 0.063376; 2040: 0.14496
2018-09-03 18:00 | 9 | 17 | 2 | 1 | 1 | 0.0087457 | 1.7654 | 3.5307 | 0.069966 | 26.4696 | 16.7219 | 17.0341 | 17.0341 | 93.4565 | 0.069966 | 0 | 2024: 91.6045; 2025: 1.852; 2026: 0; 2027: 1.1918; 2028: 0; 2029: 4.3938; 2030: 3.4607; 2031: 3.4607; 2032: 0; 2033: 0; 2034: 93.4565; 2035: 0; 2036: 1.1918; 2039: 0.0087457; 2040: 0.020121
2018-09-03 19:00 | 9 | 18 | 2 | 1 | 1 | 0 | 1.7944 | 3.5888 | 0 | 26.4696 | 16.7219 | 17.0341 | 17.0341 | 94.9953 | 0 | 0 | 2024: 94.9953; 2025: 0; 2026: 0; 2027: 0; 2028: 0; 2029: 0.63209; 2030: 3.5888; 2031: 0.58153; 2032: 0; 2033: 79.6025; 2034: 15.3928; 2035: 0; 2036: 0; 2039: 0; 2040: 0
2018-09-03 20:00 | 9 | 19 | 2 | 1 | 0 | 0 | 1.6753 | 3.3506 | 0 | 20.3125 | 10.5647 | 17.0341 | 17.0341 | 68.0587 | 0 | 0 | 2024: 68.0587; 2025: 0; 2026: 0; 2027: 0; 2028: 0; 2029: 0; 2030: 3.3506; 2031: 0; 2032: 0; 2033: 68.0587; 2034: 0; 2035: 0; 2036: 0; 2039: 0; 2040: 0
2018-09-03 21:00 | 9 | 20 | 2 | 1 | 0 | 0 | 1.398 | 2.7961 | 0 | 20.3125 | 10.5647 | 17.0341 | 17.0341 | 56.7951 | 0 | 0 | 2024: 56.7951; 2025: 0; 2026: 0; 2027: 0; 2028: 0; 2029: 0; 2030: 2.7961; 2031: 0; 2032: 0; 2033: 56.7951; 2034: 0; 2035: 0; 2036: 0; 2039: 0; 2040: 0
2018-09-03 22:00 | 9 | 21 | 2 | 1 | 0 | 0 | 1.0664 | 2.1327 | 0 | 20.3125 | 10.5647 | 17.0341 | 17.0341 | 43.3213 | 0 | 0 | 2024: 43.3213; 2025: 0; 2026: 0; 2027: 0; 2028: 0; 2029: 0; 2030: 2.1327; 2031: 0; 2032: 0; 2033: 43.3213; 2034: 0; 2035: 0; 2036: 0; 2039: 0; 2040: 0
2018-09-03 23:00 | 9 | 22 | 2 | 1 | 0 | 0 | 0.84844 | 1.6969 | 0 | 20.3125 | 10.5647 | 17.0341 | 17.0341 | 34.4678 | 0 | 0 | 2024: 34.4678; 2025: 0; 2026: 0; 2027: 0; 2028: 0; 2029: 0; 2030: 1.6969; 2031: 0; 2032: 0; 2033: 34.4678; 2034: 0; 2035: 0; 2036: 0; 2039: 0; 2040: 0
2018-09-04 | 9 | 23 | 2 | 1 | 0 | 0 | 0.72949 | 1.459 | 0 | 20.3125 | 10.5647 | 17.0341 | 17.0341 | 29.6356 | 0 | 0 | 2024: 29.6356; 2025: 0; 2026: 0; 2027: 0; 2028: 0; 2029: 0; 2030: 1.459; 2031: 0; 2032: 0; 2033: 29.6356; 2034: 0; 2035: 0; 2036: 0; 2039: 0; 2040: 0
2018-09-04 01:00 | 9 | 0 | 3 | 1 | 0 | 0 | 0.72432 | 1.4486 | 0 | 20.3125 | 10.5647 | 17.0341 | 17.0341 | 29.4255 | 0 | 0 | 2024: 29.4255; 2025: 0; 2026: 0; 2027: 0; 2028: 0; 2029: 0; 2030: 1.4486; 2031: 0; 2032: 0; 2033: 29.4255; 2034: 0; 2035: 0; 2036: 0; 2039: 0; 2040: 0
2018-09-04 02:00 | 9 | 1 | 3 | 1 | 0 | 0 | 0.69693 | 1.3939 | 0 | 20.3125 | 10.5647 | 17.0341 | 17.0341 | 28.3127 | 0 | 0 | 2024: 28.3127; 2025: 0; 2026: 0; 2027: 0; 2028: 0; 2029: 0; 2030: 1.3939; 2031: 0; 2032: 0; 2033: 28.3127; 2034: 0; 2035: 0; 2036: 0; 2039: 0; 2040: 0
2018-09-04 03:00 | 9 | 2 | 3 | 1 | 0 | 0 | 0.66637 | 1.3327 | 0 | 20.3125 | 10.5647 | 17.0341 | 17.0341 | 27.0712 | 0 | 0 | 2024: 27.0712; 2025: 0; 2026: 0; 2027: 0; 2028: 0; 2029: 0; 2030: 1.3327; 2031: 0; 2032: 0; 2033: 27.0712; 2034: 0; 2035: 0; 2036: 0; 2039: 0; 2040: 0
2018-09-04 04:00 | 9 | 3 | 3 | 1 | 0 | 0 | 0.71112 | 1.4222 | 0 | 20.3125 | 10.5647 | 17.0341 | 17.0341 | 28.8892 | 0 | 0 | 2024: 28.8892; 2025: 0; 2026: 0; 2027: 0; 2028: 0; 2029: 0; 2030: 1.4222; 2031: 0; 2032: 0; 2033: 28.8892; 2034: 0; 2035: 0; 2036: 0; 2039: 0; 2040: 0
2018-09-04 05:00 | 9 | 4 | 3 | 1 | 0 | 0 | 0.82294 | 1.6459 | 0 | 20.3125 | 10.5647 | 17.0341 | 17.0341 | 33.432 | 0 | 0 | 2024: 33.432; 2025: 0; 2026: 0; 2027: 0; 2028: 0; 2029: 0; 2030: 1.6459; 2031: 0; 2032: 0; 2033: 33.432; 2034: 0; 2035: 0; 2036: 0; 2039: 0; 2040: 0
2018-09-04 06:00 | 9 | 5 | 3 | 1 | 0 | 0.0084673 | 0.90771 | 1.8154 | 0.067739 | 20.3125 | 10.5647 | 17.0341 | 17.0341 | 36.8757 | 0.067739 | 0 | 2024: 35.4997; 2025: 1.3759; 2026: 0; 2027: 1.1539; 2028: 0; 2029: 0; 2030: 1.7477; 2031: 0; 2032: 0; 2033: 35.4997; 2034: 1.3759; 2035: 0; 2036: 1.1539; 2039: 0.0084673; 2040: 0.0099487
2018-09-04 07:00 | 9 | 6 | 3 | 1 | 0 | 0.15603 | 0.89101 | 1.782 | 1.2483 | 20.3125 | 10.5647 | 17.0341 | 17.0341 | 36.1975 | 1.2483 | 0 | 2024: 10.8421; 2025: 25.3554; 2026: 0; 2027: 21.2631; 2028: 0; 2029: 0; 2030: 0.53376; 2031: 0; 2032: 0; 2033: 10.8421; 2034: 25.3554; 2035: 0; 2036: 21.2631; 2039: 0.15603; 2040: 0.1628
2018-09-04 08:00 | 9 | 7 | 3 | 1 | 0 | 0.35085 | 0.88788 | 1.7758 | 2.8068 | 20.3125 | 10.5647 | 17.0341 | 17.0341 | 36.07 | 1.7758 | 1.031 | 2024: 0; 2025: 36.07; 2026: 10.8925; 2027: 47.811; 2028: 1.031; 2029: 1.031; 2030: 0; 2031: 0; 2032: 0; 2033: 0; 2034: 36.07; 2035: 0; 2036: 47.811; 2039: 0.35085; 2040: 0.36461
2018-09-04 09:00 | 9 | 8 | 3 | 1 | 0 | 0.50227 | 0.88886 | 1.7777 | 4.0181 | 20.3125 | 10.5647 | 17.0341 | 17.0341 | 36.11 | 1.7777 | 2.2404 | 2024: 0; 2025: 36.11; 2026: 23.6693; 2027: 68.4454; 2028: 2.2404; 2029: 3.2714; 2030: 0; 2031: 0; 2032: 0; 2033: 0; 2034: 36.11; 2035: 0; 2036: 68.4454; 2039: 0.50227; 2040: 0.5205
2018-09-04 10:00 | 9 | 9 | 3 | 1 | 0 | 0.6144 | 1.0448 | 2.0895 | 4.9152 | 20.3125 | 10.5647 | 17.0341 | 17.0341 | 42.4437 | 2.0895 | 2.8257 | 2024: 0; 2025: 42.4437; 2026: 29.8524; 2027: 83.7262; 2028: 2.8257; 2029: 6.0971; 2030: 0; 2031: 0; 2032: 0; 2033: 0; 2034: 42.4437; 2035: 0; 2036: 83.7262; 2039: 0.6144; 2040: 0.63655
2018-09-04 11:00 | 9 | 10 | 3 | 1 | 0 | 0.6819 | 1.1484 | 2.2969 | 5.4552 | 20.3125 | 10.5647 | 17.0341 | 17.0341 | 46.6553 | 2.2969 | 3.1584 | 2024: 0; 2025: 46.6553; 2026: 33.3673; 2027: 92.9253; 2028: 3.1584; 2029: 9.2555; 2030: 0; 2031: 0; 2032: 0; 2033: 0; 2034: 46.6553; 2035: 0; 2036: 92.9253; 2039: 0.6819; 2040: 0.70638
2018-09-04 12:00 | 9 | 11 | 3 | 1 | 0 | 0.70431 | 1.2097 | 2.4195 | 5.6345 | 20.3125 | 10.5647 | 17.0341 | 17.0341 | 49.1451 | 2.4195 | 3.2151 | 2024: 0; 2025: 49.1451; 2026: 33.9663; 2027: 95.9791; 2028: 3.2151; 2029: 12.4705; 2030: 0; 2031: 0; 2032: 0; 2033: 0; 2034: 49.1451; 2035: 0; 2036: 95.9791; 2039: 0.70431; 2040: 0.72896
2018-09-04 13:00 | 9 | 12 | 3 | 1 | 0 | 0.68306 | 1.189 | 2.3779 | 5.4645 | 20.3125 | 10.5647 | 17.0341 | 17.0341 | 48.302 | 2.3779 | 3.0865 | 2024: 0; 2025: 48.302; 2026: 32.6084; 2027: 93.0827; 2028: 0.029484; 2029: 12.5; 2030: 0; 2031: 0; 2032: 3.0571; 2033: 0; 2034: 48.302; 2035: 32.2969; 2036: 93.0827; 2039: 0.68306; 2040: 0.65864
2018-09-04 14:00 | 9 | 13 | 3 | 1 | 0 | 0.61772 | 1.2216 | 2.4432 | 4.9418 | 20.3125 | 10.5647 | 17.0341 | 17.0341 | 49.6276 | 2.4432 | 2.4986 | 2024: 0; 2025: 49.6276; 2026: 26.3966; 2027: 84.1787; 2028: 0; 2029: 12.5; 2030: 0; 2031: 0; 2032: 2.4986; 2033: 0; 2034: 49.6276; 2035: 26.3966; 2036: 84.1787; 2039: 0.61772; 2040: 0.59407
2018-09-04 15:00 | 9 | 14 | 3 | 1 | 0 | 0.5103 | 1.3589 | 2.7178 | 4.0824 | 20.3125 | 10.5647 | 17.0341 | 17.0341 | 55.2056 | 2.7178 | 1.3646 | 2024: 0; 2025: 55.2056; 2026: 14.4163; 2027: 69.5399; 2028: 0; 2029: 12.5; 2030: 0; 2031: 0; 2032: 1.3646; 2033: 0; 2034: 55.2056; 2035: 14.4163; 2036: 69.5399; 2039: 0.5103; 2040: 0.53363
2018-09-04 16:00 | 9 | 15 | 3 | 1 | 1 | 0.3665 | 1.4412 | 2.8825 | 2.932 | 26.4696 | 16.7219 | 17.0341 | 17.0341 | 76.2984 | 2.8825 | 0.049538 | 2024: 0; 2025: 76.2984; 2026: 0.82837; 2027: 49.9445; 2028: 0; 2029: 12.5; 2030: 0; 2031: 0; 2032: 0.049538; 2033: 0; 2034: 76.2984; 2035: 0.82837; 2036: 49.9445; 2039: 0.3665; 2040: 0.37981
2018-09-04 17:00 | 9 | 16 | 3 | 1 | 1 | 0.17421 | 1.4176 | 2.8353 | 1.3937 | 26.4696 | 16.7219 | 17.0341 | 17.0341 | 75.0484 | 1.3937 | 0 | 2024: 38.1588; 2025: 36.8896; 2026: 0; 2027: 23.7397; 2028: 0; 2029: 12.5; 2030: 1.4416; 2031: 1.4416; 2032: 0; 2033: 0; 2034: 75.0484; 2035: 0; 2036: 23.7397; 2039: 0.17421; 2040: 0.18107
2018-09-04 18:00 | 9 | 17 | 3 | 1 | 1 | 0.018103 | 1.2746 | 2.5492 | 0.14483 | 26.4696 | 16.7219 | 17.0341 | 17.0341 | 67.477 | 0.14483 | 0 | 2024: 63.6436; 2025: 3.8335; 2026: 0; 2027: 2.467; 2028: 0; 2029: 10.933; 2030: 2.4044; 2031: 2.4044; 2032: 0; 2033: 0; 2034: 67.477; 2035: 0; 2036: 2.467; 2039: 0.018103; 2040: 0.020809
2018-09-04 19:00 | 9 | 18 | 3 | 1 | 1 | 0 | 1.2189 | 2.4378 | 0 | 26.4696 | 16.7219 | 17.0341 | 17.0341 | 64.5282 | 0 | 0 | 2024: 64.5282; 2025: 0; 2026: 0; 2027: 0; 2028: 0; 2029: 8.3196; 2030: 2.4378; 2031: 2.4378; 2032: 0; 2033: 0; 2034: 64.5282; 2035: 0; 2036: 0; 2039: 0; 2040: 0
2018-09-04 20:00 | 9 | 19 | 3 | 1 | 0 | 0 | 1.1301 | 2.2602 | 0 | 20.3125 | 10.5647 | 17.0341 | 17.0341 | 45.9096 | 0 | 0 | 2024: 45.9096; 2025: 0; 2026: 0; 2027: 0; 2028: 0; 2029: 5.6698; 2030: 2.2602; 2031: 2.2602; 2032: 0; 2033: 0; 2034: 45.9096; 2035: 0; 2036: 0; 2039: 0; 2040: 0
2018-09-04 21:00 | 9 | 20 | 3 | 1 | 0 | 0 | 0.84689 | 1.6938 | 0 | 20.3125 | 10.5647 | 17.0341 | 17.0341 | 34.4051 | 0 | 0 | 2024: 34.4051; 2025: 0; 2026: 0; 2027: 0; 2028: 0; 2029: 3.2131; 2030: 1.6938; 2031: 1.6938; 2032: 0; 2033: 0; 2034: 34.4051; 2035: 0; 2036: 0; 2039: 0; 2040: 0
2018-09-04 22:00 | 9 | 21 | 3 | 1 | 0 | 0 | 0.61415 | 1.2283 | 0 | 20.3125 | 10.5647 | 17.0341 | 17.0341 | 24.9499 | 0 | 0 | 2024: 24.9499; 2025: 0; 2026: 0; 2027: 0; 2028: 0; 2029: 1.372; 2030: 1.2283; 2031: 1.2283; 2032: 0; 2033: 0; 2034: 24.9499; 2035: 0; 2036: 0; 2039: 0; 2040: 0
2018-09-04 23:00 | 9 | 22 | 3 | 1 | 0 | 0 | 0.51472 | 1.0294 | 0 | 20.3125 | 10.5647 | 17.0341 | 17.0341 | 20.9103 | 0 | 0 | 2024: 20.9103; 2025: 0; 2026: 0; 2027: 0; 2028: 0; 2029: 0.036871; 2030: 1.0294; 2031: 0.033921; 2032: 0; 2033: 20.2213; 2034: 0.68902; 2035: 0; 2036: 0; 2039: 0; 2040: 0
2018-09-05 | 9 | 23 | 3 | 1 | 0 | 0 | 0.44215 | 0.8843 | 0 | 20.3125 | 10.5647 | 17.0341 | 17.0341 | 17.9624 | 0 | 0 | 2024: 17.9624; 2025: 0; 2026: 0; 2027: 0; 2028: 0; 2029: 0; 2030: 0.8843; 2031: 0; 2032: 0; 2033: 17.9624; 2034: 0; 2035: 0; 2036: 0; 2039: 0; 2040: 0
2018-09-05 01:00 | 9 | 0 | 4 | 1 | 0 | 0 | 0.42542 | 0.85085 | 0 | 20.3125 | 10.5647 | 17.0341 | 17.0341 | 17.2829 | 0 | 0 | 2024: 17.2829; 2025: 0; 2026: 0; 2027: 0; 2028: 0; 2029: 0; 2030: 0.85085; 2031: 0; 2032: 0; 2033: 17.2829; 2034: 0; 2035: 0; 2036: 0; 2039: 0; 2040: 0
2018-09-05 02:00 | 9 | 1 | 4 | 1 | 0 | 0 | 0.43531 | 0.87062 | 0 | 20.3125 | 10.5647 | 17.0341 | 17.0341 | 17.6845 | 0 | 0 | 2024: 17.6845; 2025: 0; 2026: 0; 2027: 0; 2028: 0; 2029: 0; 2030: 0.87062; 2031: 0; 2032: 0; 2033: 17.6845; 2034: 0; 2035: 0; 2036: 0; 2039: 0; 2040: 0
2018-09-05 03:00 | 9 | 2 | 4 | 1 | 0 | 0 | 0.45917 | 0.91834 | 0 | 20.3125 | 10.5647 | 17.0341 | 17.0341 | 18.6538 | 0 | 0 | 2024: 18.6538; 2025: 0; 2026: 0; 2027: 0; 2028: 0; 2029: 0; 2030: 0.91834; 2031: 0; 2032: 0; 2033: 18.6538; 2034: 0; 2035: 0; 2036: 0; 2039: 0; 2040: 0
2018-09-05 04:00 | 9 | 3 | 4 | 1 | 0 | 0 | 0.48617 | 0.97233 | 0 | 20.3125 | 10.5647 | 17.0341 | 17.0341 | 19.7505 | 0 | 0 | 2024: 19.7505; 2025: 0; 2026: 0; 2027: 0; 2028: 0; 2029: 0; 2030: 0.97233; 2031: 0; 2032: 0; 2033: 19.7505; 2034: 0; 2035: 0; 2036: 0; 2039: 0; 2040: 0
2018-09-05 05:00 | 9 | 4 | 4 | 1 | 0 | 0 | 0.60897 | 1.2179 | 0 | 20.3125 | 10.5647 | 17.0341 | 17.0341 | 24.7393 | 0 | 0 | 2024: 24.7393; 2025: 0; 2026: 0; 2027: 0; 2028: 0; 2029: 0; 2030: 1.2179; 2031: 0; 2032: 0; 2033: 24.7393; 2034: 0; 2035: 0; 2036: 0; 2039: 0; 2040: 0
2018-09-05 06:00 | 9 | 5 | 4 | 1 | 0 | 0 | 0.73362 | 1.4672 | 0 | 20.3125 | 10.5647 | 17.0341 | 17.0341 | 29.8032 | 0 | 0 | 2024: 29.8032; 2025: 0; 2026: 0; 2027: 0; 2028: 0; 2029: 0; 2030: 1.4672; 2031: 0; 2032: 0; 2033: 29.8032; 2034: 0; 2035: 0; 2036: 0; 2039: 0; 2040: 0.0065233
2018-09-05 07:00 | 9 | 6 | 4 | 1 | 0 | 0.064198 | 0.75477 | 1.5095 | 0.51358 | 20.3125 | 10.5647 | 17.0341 | 17.0341 | 30.6625 | 0.51358 | 0 | 2024: 20.2304; 2025: 10.4321; 2026: 0; 2027: 8.7484; 2028: 0; 2029: 0; 2030: 0.99596; 2031: 0; 2032: 0; 2033: 20.2304; 2034: 10.4321; 2035: 0; 2036: 8.7484; 2039: 0.064198; 2040: 0.12434
2018-09-05 08:00 | 9 | 7 | 4 | 1 | 0 | 0.11467 | 0.78824 | 1.5765 | 0.91734 | 20.3125 | 10.5647 | 17.0341 | 17.0341 | 32.0223 | 0.91734 | 0 | 2024: 13.3887; 2025: 18.6336; 2026: 0; 2027: 15.6262; 2028: 0; 2029: 0; 2030: 0.65914; 2031: 0; 2032: 0; 2033: 13.3887; 2034: 18.6336; 2035: 0; 2036: 15.6262; 2039: 0.11467; 2040: 0.28959
2018-09-05 09:00 | 9 | 8 | 4 | 1 | 0 | 0.15651 | 0.70516 | 1.4103 | 1.2521 | 20.3125 | 10.5647 | 17.0341 | 17.0341 | 28.647 | 1.2521 | 0 | 2024: 3.2137; 2025: 25.4334; 2026: 0; 2027: 21.3285; 2028: 0; 2029: 0; 2030: 0.15821; 2031: 0; 2032: 0; 2033: 3.2137; 2034: 25.4334; 2035: 0; 2036: 21.3285; 2039: 0.15651; 2040: 0.39242
2018-09-05 10:00 | 9 | 9 | 4 | 1 | 0 | 0.23832 | 0.70113 | 1.4023 | 1.9066 | 20.3125 | 10.5647 | 17.0341 | 17.0341 | 28.4834 | 1.4023 | 0.50432 | 2024: 0; 2025: 28.4834; 2026: 5.328; 2027: 32.4769; 2028: 0.50432; 2029: 0.50432; 2030: 0; 2031: 0; 2032: 0; 2033: 0; 2034: 28.4834; 2035: 0; 2036: 32.4769; 2039: 0.23832; 2040: 0.50827
2018-09-05 11:00 | 9 | 10 | 4 | 1 | 0 | 0.61862 | 0.72827 | 1.4565 | 4.9489 | 20.3125 | 10.5647 | 17.0341 | 17.0341 | 29.586 | 1.4565 | 3.4924 | 2024: 0; 2025: 29.586; 2026: 36.896; 2027: 84.3006; 2028: 3.4924; 2029: 3.9967; 2030: 0; 2031: 0; 2032: 0; 2033: 0; 2034: 29.586; 2035: 0; 2036: 84.3006; 2039: 0.61862; 2040: 0.62294
2018-09-05 12:00 | 9 | 11 | 4 | 1 | 0 | 0.23491 | 0.654 | 1.308 | 1.8793 | 20.3125 | 10.5647 | 17.0341 | 17.0341 | 26.5689 | 1.308 | 0.57127 | 2024: 0; 2025: 26.5689; 2026: 6.0353; 2027: 32.0118; 2028: 0.57127; 2029: 4.568; 2030: 0; 2031: 0; 2032: 0; 2033: 0; 2034: 26.5689; 2035: 0; 2036: 32.0118; 2039: 0.23491; 2040: 0.55713
2018-09-05 13:00 | 9 | 12 | 4 | 1 | 0 | 0.26197 | 0.69862 | 1.3972 | 2.0957 | 20.3125 | 10.5647 | 17.0341 | 17.0341 | 28.3814 | 1.3972 | 0.69849 | 2024: 0; 2025: 28.3814; 2026: 7.3794; 2027: 35.6989; 2028: 0.69849; 2029: 5.2665; 2030: 0; 2031: 0; 2032: 0; 2033: 0; 2034: 28.3814; 2035: 0; 2036: 35.6989; 2039: 0.26197; 2040: 0.56296
2018-09-05 14:00 | 9 | 13 | 4 | 1 | 0 | 0.12551 | 0.8198 | 1.6396 | 1.0041 | 20.3125 | 10.5647 | 17.0341 | 17.0341 | 33.3046 | 1.0041 | 0 | 2024: 12.909; 2025: 20.3955; 2026: 0; 2027: 17.1038; 2028: 0; 2029: 5.2665; 2030: 0.63552; 2031: 0.63552; 2032: 0; 2033: 0; 2034: 33.3046; 2035: 0; 2036: 17.1038; 2039: 0.12551; 2040: 0.47469
2018-09-05 15:00 | 9 | 14 | 4 | 1 | 0 | 0.25059 | 0.87671 | 1.7534 | 2.0047 | 20.3125 | 10.5647 | 17.0341 | 17.0341 | 35.6163 | 1.7534 | 0.25126 | 2024: 0; 2025: 35.6163; 2026: 2.6545; 2027: 34.148; 2028: 0.25126; 2029: 4.8269; 2030: 0; 2031: 0; 2032: 0; 2033: 0; 2034: 35.6163; 2035: 0; 2036: 34.148; 2039: 0.25059; 2040: 0.43332
2018-09-05 16:00 | 9 | 15 | 4 | 1 | 1 | 0.21552 | 1.0031 | 2.0061 | 1.7242 | 26.4696 | 16.7219 | 17.0341 | 17.0341 | 53.1019 | 1.7242 | 0 | 2024: 7.4636; 2025: 45.6383; 2026: 0; 2027: 29.3699; 2028: 0; 2029: 4.8269; 2030: 0.28197; 2031: 0.28197; 2032: 0; 2033: 0; 2034: 53.1019; 2035: 0; 2036: 29.3699; 2039: 0.21552; 2040: 0.31192
2018-09-05 17:00 | 9 | 16 | 4 | 1 | 1 | 0.15687 | 1.0381 | 2.0763 | 1.255 | 26.4696 | 16.7219 | 17.0341 | 17.0341 | 54.9589 | 1.255 | 0 | 2024: 21.7399; 2025: 33.219; 2026: 0; 2027: 21.3776; 2028: 0; 2029: 4.5204; 2030: 0.82132; 2031: 0.82132; 2032: 0; 2033: 0; 2034: 54.9589; 2035: 0; 2036: 21.3776; 2039: 0.15687; 2040: 0.17352
2018-09-05 18:00 | 9 | 17 | 4 | 1 | 1 | 0.016912 | 1.04 | 2.0799 | 0.1353 | 26.4696 | 16.7219 | 17.0341 | 17.0341 | 55.0549 | 0.1353 | 0 | 2024: 51.4737; 2025: 3.5812; 2026: 0; 2027: 2.3046; 2028: 0; 2029: 3.6277; 2030: 1.9446; 2031: 1.9446; 2032: 0; 2033: 0; 2034: 55.0549; 2035: 0; 2036: 2.3046; 2039: 0.016912; 2040: 0.018495
2018-09-05 19:00 | 9 | 18 | 4 | 1 | 1 | 0 | 0.98961 | 1.9792 | 0 | 26.4696 | 16.7219 | 17.0341 | 17.0341 | 52.3895 | 0 | 0 | 2024: 52.3895; 2025: 0; 2026: 0; 2027: 0; 2028: 0; 2029: 1.514; 2030: 1.9792; 2031: 1.3929; 2032: 0; 2033: 15.5209; 2034: 36.8686; 2035: 0; 2036: 0; 2039: 0; 2040: 0
2018-09-05 20:00 | 9 | 19 | 4 | 1 | 0 | 0 | 0.93467 | 1.8693 | 0 | 20.3125 | 10.5647 | 17.0341 | 17.0341 | 37.9708 | 0 | 0 | 2024: 37.9708; 2025: 0; 2026: 0; 2027: 0; 2028: 0; 2029: 0; 2030: 1.8693; 2031: 0; 2032: 0; 2033: 37.9708; 2034: 0; 2035: 0; 2036: 0; 2039: 0; 2040: 0
2018-09-05 21:00 | 9 | 20 | 4 | 1 | 0 | 0 | 0.73524 | 1.4705 | 0 | 20.3125 | 10.5647 | 17.0341 | 17.0341 | 29.8691 | 0 | 0 | 2024: 29.8691; 2025: 0; 2026: 0; 2027: 0; 2028: 0; 2029: 0; 2030: 1.4705; 2031: 0; 2032: 0; 2033: 29.8691; 2034: 0; 2035: 0; 2036: 0; 2039: 0; 2040: 0
2018-09-05 22:00 | 9 | 21 | 4 | 1 | 0 | 0 | 0.57176 | 1.1435 | 0 | 20.3125 | 10.5647 | 17.0341 | 17.0341 | 23.2278 | 0 | 0 | 2024: 23.2278; 2025: 0; 2026: 0; 2027: 0; 2028: 0; 2029: 0; 2030: 1.1435; 2031: 0; 2032: 0; 2033: 23.2278; 2034: 0; 2035: 0; 2036: 0; 2039: 0; 2040: 0
2018-09-05 23:00 | 9 | 22 | 4 | 1 | 0 | 0 | 0.48294 | 0.96589 | 0 | 20.3125 | 10.5647 | 17.0341 | 17.0341 | 19.6196 | 0 | 0 | 2024: 19.6196; 2025: 0; 2026: 0; 2027: 0; 2028: 0; 2029: 0; 2030: 0.96589; 2031: 0; 2032: 0; 2033: 19.6196; 2034: 0; 2035: 0; 2036: 0; 2039: 0; 2040: 0
2018-09-06 | 9 | 23 | 4 | 1 | 0 | 0 | 0.45963 | 0.91925 | 0 | 20.3125 | 10.5647 | 17.0341 | 17.0341 | 18.6723 | 0 | 0 | 2024: 18.6723; 2025: 0; 2026: 0; 2027: 0; 2028: 0; 2029: 0; 2030: 0.91925; 2031: 0; 2032: 0; 2033: 18.6723; 2034: 0; 2035: 0; 2036: 0; 2039: 0; 2040: 0
2018-09-06 01:00 | 9 | 0 | 5 | 1 | 0 | 0 | 0.43842 | 0.87683 | 0 | 20.3125 | 10.5647 | 17.0341 | 17.0341 | 17.8107 | 0 | 0 | 2024: 17.8107; 2025: 0; 2026: 0; 2027: 0; 2028: 0; 2029: 0; 2030: 0.87683; 2031: 0; 2032: 0; 2033: 17.8107; 2034: 0; 2035: 0; 2036: 0; 2039: 0; 2040: 0
2018-09-06 02:00 | 9 | 1 | 5 | 1 | 0 | 0 | 0.44067 | 0.88134 | 0 | 20.3125 | 10.5647 | 17.0341 | 17.0341 | 17.9022 | 0 | 0 | 2024: 17.9022; 2025: 0; 2026: 0; 2027: 0; 2028: 0; 2029: 0; 2030: 0.88134; 2031: 0; 2032: 0; 2033: 17.9022; 2034: 0; 2035: 0; 2036: 0; 2039: 0; 2040: 0
2018-09-06 03:00 | 9 | 2 | 5 | 1 | 0 | 0 | 0.45828 | 0.91657 | 0 | 20.3125 | 10.5647 | 17.0341 | 17.0341 | 18.6178 | 0 | 0 | 2024: 18.6178; 2025: 0; 2026: 0; 2027: 0; 2028: 0; 2029: 0; 2030: 0.91657; 2031: 0; 2032: 0; 2033: 18.6178; 2034: 0; 2035: 0; 2036: 0; 2039: 0; 2040: 0
2018-09-06 04:00 | 9 | 3 | 5 | 1 | 0 | 0 | 0.51561 | 1.0312 | 0 | 20.3125 | 10.5647 | 17.0341 | 17.0341 | 20.9468 | 0 | 0 | 2024: 20.9468; 2025: 0; 2026: 0; 2027: 0; 2028: 0; 2029: 0; 2030: 1.0312; 2031: 0; 2032: 0; 2033: 20.9468; 2034: 0; 2035: 0; 2036: 0; 2039: 0; 2040: 0
2018-09-06 05:00 | 9 | 4 | 5 | 1 | 0 | 0 | 0.65295 | 1.3059 | 0 | 20.3125 | 10.5647 | 17.0341 | 17.0341 | 26.5261 | 0 | 0 | 2024: 26.5261; 2025: 0; 2026: 0; 2027: 0; 2028: 0; 2029: 0; 2030: 1.3059; 2031: 0; 2032: 0; 2033: 26.5261; 2034: 0; 2035: 0; 2036: 0; 2039: 0; 2040: 0
2018-09-06 06:00 | 9 | 5 | 5 | 1 | 0 | 0.0052909 | 0.75673 | 1.5135 | 0.042327 | 20.3125 | 10.5647 | 17.0341 | 17.0341 | 30.7423 | 0.042327 | 0 | 2024: 29.8825; 2025: 0.85977; 2026: 0; 2027: 0.72101; 2028: 0; 2029: 0; 2030: 1.4711; 2031: 0; 2032: 0; 2033: 29.8825; 2034: 0.85977; 2035: 0; 2036: 0.72101; 2039: 0.0052909; 2040: 0.00737
2018-09-06 07:00 | 9 | 6 | 5 | 1 | 0 | 0.060522 | 0.79303 | 1.5861 | 0.48418 | 20.3125 | 10.5647 | 17.0341 | 17.0341 | 32.2169 | 0.48418 | 0 | 2024: 22.382; 2025: 9.8348; 2026: 0; 2027: 8.2475; 2028: 0; 2029: 0; 2030: 1.1019; 2031: 0; 2032: 0; 2033: 22.382; 2034: 9.8348; 2035: 0; 2036: 8.2475; 2039: 0.060522; 2040: 0.11579
2018-09-06 08:00 | 9 | 7 | 5 | 1 | 0 | 0.078081 | 0.76545 | 1.5309 | 0.62464 | 20.3125 | 10.5647 | 17.0341 | 17.0341 | 31.0963 | 0.62464 | 0 | 2024: 18.4082; 2025: 12.6881; 2026: 0; 2027: 10.6403; 2028: 0; 2029: 0; 2030: 0.90625; 2031: 0; 2032: 0; 2033: 18.4082; 2034: 12.6881; 2035: 0; 2036: 10.6403; 2039: 0.078081; 2040: 0.23487
2018-09-06 09:00 | 9 | 8 | 5 | 1 | 0 | 0.18368 | 0.72688 | 1.4538 | 1.4695 | 20.3125 | 10.5647 | 17.0341 | 17.0341 | 29.5294 | 1.4538 | 0.015717 | 2024: 0; 2025: 29.5294; 2026: 0.16605; 2027: 25.0312; 2028: 0.015717; 2029: 0.015717; 2030: 0; 2031: 0; 2032: 0; 2033: 0; 2034: 29.5294; 2035: 0; 2036: 25.0312; 2039: 0.18368; 2040: 0.40177
2018-09-06 10:00 | 9 | 9 | 5 | 1 | 0 | 0.28052 | 0.70153 | 1.4031 | 2.2442 | 20.3125 | 10.5647 | 17.0341 | 17.0341 | 28.4997 | 1.4031 | 0.84111 | 2024: 0; 2025: 28.4997; 2026: 8.8861; 2027: 38.2275; 2028: 0.84111; 2029: 0.85682; 2030: 0; 2031: 0; 2032: 0; 2033: 0; 2034: 28.4997; 2035: 0; 2036: 38.2275; 2039: 0.28052; 2040: 0.52601
2018-09-06 11:00 | 9 | 10 | 5 | 1 | 0 | 0.28525 | 0.74492 | 1.4898 | 2.282 | 20.3125 | 10.5647 | 17.0341 | 17.0341 | 30.2625 | 1.4898 | 0.79212 | 2024: 0; 2025: 30.2625; 2026: 8.3685; 2027: 38.8714; 2028: 0.79212; 2029: 1.6489; 2030: 0; 2031: 0; 2032: 0; 2033: 0; 2034: 30.2625; 2035: 0; 2036: 38.8714; 2039: 0.28525; 2040: 0.47055
2018-09-06 12:00 | 9 | 11 | 5 | 1 | 0 | 0.053578 | 0.71342 | 1.4268 | 0.42862 | 20.3125 | 10.5647 | 17.0341 | 17.0341 | 28.9828 | 0.42862 | 0 | 2024: 20.2764; 2025: 8.7063; 2026: 0; 2027: 7.3012; 2028: 0; 2029: 1.6489; 2030: 0.99822; 2031: 0.99822; 2032: 0; 2033: 0; 2034: 28.9828; 2035: 0; 2036: 7.3012; 2039: 0.053578; 2040: 0.40863
2018-09-06 13:00 | 9 | 12 | 5 | 1 | 0 | 0.08484 | 0.6959 | 1.3918 | 0.67872 | 20.3125 | 10.5647 | 17.0341 | 17.0341 | 28.2708 | 0.67872 | 0 | 2024: 14.4843; 2025: 13.7865; 2026: 0; 2027: 11.5614; 2028: 0; 2029: 0.56392; 2030: 0.71307; 2031: 0.5188; 2032: 0; 2033: 3.9461; 2034: 24.3247; 2035: 0; 2036: 11.5614; 2039: 0.08484; 2040: 0.42235
2018-09-06 14:00 | 9 | 13 | 5 | 1 | 0 | 0.1691 | 0.77376 | 1.5475 | 1.3528 | 20.3125 | 10.5647 | 17.0341 | 17.0341 | 31.434 | 1.3528 | 0 | 2024: 3.9553; 2025: 27.4788; 2026: 0; 2027: 23.0438; 2028: 0; 2029: 0; 2030: 0.19472; 2031: 0; 2032: 0; 2033: 3.9553; 2034: 27.4788; 2035: 0; 2036: 23.0438; 2039: 0.1691; 2040: 0.41022
2018-09-06 15:00 | 9 | 14 | 5 | 1 | 0 | 0.43201 | 0.84991 | 1.6998 | 3.4561 | 20.3125 | 10.5647 | 17.0341 | 17.0341 | 34.5278 | 1.6998 | 1.7563 | 2024: 0; 2025: 34.5278; 2026: 18.5546; 2027: 58.8718; 2028: 1.7563; 2029: 1.7563; 2030: 0; 2031: 0; 2032: 0; 2033: 0; 2034: 34.5278; 2035: 0; 2036: 58.8718; 2039: 0.43201; 2040: 0.50012
2018-09-06 16:00 | 9 | 15 | 5 | 1 | 1 | 0.32712 | 0.96354 | 1.9271 | 2.6169 | 26.4696 | 16.7219 | 17.0341 | 17.0341 | 51.009 | 1.9271 | 0.68985 | 2024: 0; 2025: 51.009; 2026: 11.5356; 2027: 44.5771; 2028: 0.68985; 2029: 2.4461; 2030: 0; 2031: 0; 2032: 0; 2033: 0; 2034: 51.009; 2035: 0; 2036: 44.5771; 2039: 0.32712; 2040: 0.34488
2018-09-06 17:00 | 9 | 16 | 5 | 1 | 1 | 0.1171 | 0.97811 | 1.9562 | 0.93678 | 26.4696 | 16.7219 | 17.0341 | 17.0341 | 51.7804 | 0.93678 | 0 | 2024: 26.9842; 2025: 24.7961; 2026: 0; 2027: 15.9572; 2028: 0; 2029: 2.4461; 2030: 1.0194; 2031: 1.0194; 2032: 0; 2033: 0; 2034: 51.7804; 2035: 0; 2036: 15.9572; 2039: 0.1171; 2040: 0.14741
2018-09-06 18:00 | 9 | 17 | 5 | 1 | 1 | 0.014066 | 0.951 | 1.902 | 0.11253 | 26.4696 | 16.7219 | 17.0341 | 17.0341 | 50.3452 | 0.11253 | 0 | 2024: 47.3665; 2025: 2.9787; 2026: 0; 2027: 1.9169; 2028: 0; 2029: 1.338; 2030: 1.7895; 2031: 1.231; 2032: 0; 2033: 14.7824; 2034: 35.5627; 2035: 0; 2036: 1.9169; 2039: 0.014066; 2040: 0.014524
2018-09-06 19:00 | 9 | 18 | 5 | 1 | 1 | 0 | 1.0498 | 2.0997 | 0 | 26.4696 | 16.7219 | 17.0341 | 17.0341 | 55.5773 | 0 | 0 | 2024: 55.5773; 2025: 0; 2026: 0; 2027: 0; 2028: 0; 2029: 0; 2030: 2.0997; 2031: 0; 2032: 0; 2033: 55.5773; 2034: 0; 2035: 0; 2036: 0; 2039: 0; 2040: 0
2018-09-06 20:00 | 9 | 19 | 5 | 1 | 0 | 0 | 0.99669 | 1.9934 | 0 | 20.3125 | 10.5647 | 17.0341 | 17.0341 | 40.4907 | 0 | 0 | 2024: 40.4907; 2025: 0; 2026: 0; 2027: 0; 2028: 0; 2029: 0; 2030: 1.9934; 2031: 0; 2032: 0; 2033: 40.4907; 2034: 0; 2035: 0; 2036: 0; 2039: 0; 2040: 0
2018-09-06 21:00 | 9 | 20 | 5 | 1 | 0 | 0 | 0.76678 | 1.5336 | 0 | 20.3125 | 10.5647 | 17.0341 | 17.0341 | 31.1503 | 0 | 0 | 2024: 31.1503; 2025: 0; 2026: 0; 2027: 0; 2028: 0; 2029: 0; 2030: 1.5336; 2031: 0; 2032: 0; 2033: 31.1503; 2034: 0; 2035: 0; 2036: 0; 2039: 0; 2040: 0
2018-09-06 22:00 | 9 | 21 | 5 | 1 | 0 | 0 | 0.55427 | 1.1085 | 0 | 20.3125 | 10.5647 | 17.0341 | 17.0341 | 22.5171 | 0 | 0 | 2024: 22.5171; 2025: 0; 2026: 0; 2027: 0; 2028: 0; 2029: 0; 2030: 1.1085; 2031: 0; 2032: 0; 2033: 22.5171; 2034: 0; 2035: 0; 2036: 0; 2039: 0; 2040: 0
2018-09-06 23:00 | 9 | 22 | 5 | 1 | 0 | 0 | 0.52195 | 1.0439 | 0 | 20.3125 | 10.5647 | 17.0341 | 17.0341 | 21.2043 | 0 | 0 | 2024: 21.2043; 2025: 0; 2026: 0; 2027: 0; 2028: 0; 2029: 0; 2030: 1.0439; 2031: 0; 2032: 0; 2033: 21.2043; 2034: 0; 2035: 0; 2036: 0; 2039: 0; 2040: 0
2018-09-07 | 9 | 23 | 5 | 1 | 0 | 0 | 0.45938 | 0.91876 | 0 | 20.3125 | 10.5647 | 17.0341 | 17.0341 | 18.6622 | 0 | 0 | 2024: 18.6622; 2025: 0; 2026: 0; 2027: 0; 2028: 0; 2029: 0; 2030: 0.91876; 2031: 0; 2032: 0; 2033: 18.6622; 2034: 0; 2035: 0; 2036: 0; 2039: 0; 2040: 0
2018-09-07 01:00 | 9 | 0 | 6 | 1 | 0 | 0 | 0.44431 | 0.88863 | 0 | 20.3125 | 10.5647 | 17.0341 | 17.0341 | 18.0502 | 0 | 0 | 2024: 18.0502; 2025: 0; 2026: 0; 2027: 0; 2028: 0; 2029: 0; 2030: 0.88863; 2031: 0; 2032: 0; 2033: 18.0502; 2034: 0; 2035: 0; 2036: 0; 2039: 0; 2040: 0
2018-09-07 02:00 | 9 | 1 | 6 | 1 | 0 | 0 | 0.4651 | 0.9302 | 0 | 20.3125 | 10.5647 | 17.0341 | 17.0341 | 18.8947 | 0 | 0 | 2024: 18.8947; 2025: 0; 2026: 0; 2027: 0; 2028: 0; 2029: 0; 2030: 0.9302; 2031: 0; 2032: 0; 2033: 18.8947; 2034: 0; 2035: 0; 2036: 0; 2039: 0; 2040: 0
2018-09-07 03:00 | 9 | 2 | 6 | 1 | 0 | 0 | 0.50673 | 1.0135 | 0 | 20.3125 | 10.5647 | 17.0341 | 17.0341 | 20.5858 | 0 | 0 | 2024: 20.5858; 2025: 0; 2026: 0; 2027: 0; 2028: 0; 2029: 0; 2030: 1.0135; 2031: 0; 2032: 0; 2033: 20.5858; 2034: 0; 2035: 0; 2036: 0; 2039: 0; 2040: 0
2018-09-07 04:00 | 9 | 3 | 6 | 1 | 0 | 0 | 0.58434 | 1.1687 | 0 | 20.3125 | 10.5647 | 17.0341 | 17.0341 | 23.739 | 0 | 0 | 2024: 23.739; 2025: 0; 2026: 0; 2027: 0; 2028: 0; 2029: 0; 2030: 1.1687; 2031: 0; 2032: 0; 2033: 23.739; 2034: 0; 2035: 0; 2036: 0; 2039: 0; 2040: 0
2018-09-07 05:00 | 9 | 4 | 6 | 1 | 0 | 0 | 0.72869 | 1.4574 | 0 | 20.3125 | 10.5647 | 17.0341 | 17.0341 | 29.6032 | 0 | 0 | 2024: 29.6032; 2025: 0; 2026: 0; 2027: 0; 2028: 0; 2029: 0; 2030: 1.4574; 2031: 0; 2032: 0; 2033: 29.6032; 2034: 0; 2035: 0; 2036: 0; 2039: 0; 2040: 0
2018-09-07 06:00 | 9 | 5 | 6 | 1 | 0 | 0.0056226 | 0.84092 | 1.6818 | 0.04498 | 20.3125 | 10.5647 | 17.0341 | 17.0341 | 34.1623 | 0.04498 | 0 | 2024: 33.2487; 2025: 0.91367; 2026: 0; 2027: 0.7662; 2028: 0; 2029: 0; 2030: 1.6369; 2031: 0; 2032: 0; 2033: 33.2487; 2034: 0.91367; 2035: 0; 2036: 0.7662; 2039: 0.0056226; 2040: 0.0023017
2018-09-07 07:00 | 9 | 6 | 6 | 1 | 0 | 0.12091 | 0.80981 | 1.6196 | 0.96727 | 20.3125 | 10.5647 | 17.0341 | 17.0341 | 32.8984 | 0.96727 | 0 | 2024: 13.2506; 2025: 19.6477; 2026: 0; 2027: 16.4767; 2028: 0; 2029: 0; 2030: 0.65234; 2031: 0; 2032: 0; 2033: 13.2506; 2034: 19.6477; 2035: 0; 2036: 16.4767; 2039: 0.12091; 2040: 0.064418
2018-09-07 08:00 | 9 | 7 | 6 | 1 | 0 | 0.28868 | 0.79025 | 1.5805 | 2.3094 | 20.3125 | 10.5647 | 17.0341 | 17.0341 | 32.1041 | 1.5805 | 0.72892 | 2024: 0; 2025: 32.1041; 2026: 7.7009; 2027: 39.3392; 2028: 0.72892; 2029: 0.72892; 2030: 0; 2031: 0; 2032: 0; 2033: 0; 2034: 32.1041; 2035: 0; 2036: 39.3392; 2039: 0.28868; 2040: 0.19734
2018-09-07 09:00 | 9 | 8 | 6 | 1 | 0 | 0.29713 | 0.82085 | 1.6417 | 2.3771 | 20.3125 | 10.5647 | 17.0341 | 17.0341 | 33.347 | 1.6417 | 0.73538 | 2024: 0; 2025: 33.347; 2026: 7.7691; 2027: 40.4915; 2028: 0.73538; 2029: 1.4643; 2030: 0; 2031: 0; 2032: 0; 2033: 0; 2034: 33.347; 2035: 0; 2036: 40.4915; 2039: 0.29713; 2040: 0.21755
2018-09-07 10:00 | 9 | 9 | 6 | 1 | 0 | 0.55158 | 0.74829 | 1.4966 | 4.4127 | 20.3125 | 10.5647 | 17.0341 | 17.0341 | 30.3991 | 1.4966 | 2.9161 | 2024: 0; 2025: 30.3991; 2026: 30.8077; 2027: 75.166; 2028: 2.9161; 2029: 4.3804; 2030: 0; 2031: 0; 2032: 0; 2033: 0; 2034: 30.3991; 2035: 0; 2036: 75.166; 2039: 0.55158; 2040: 0.3386
2018-09-07 11:00 | 9 | 10 | 6 | 1 | 0 | 0.47209 | 0.72699 | 1.454 | 3.7767 | 20.3125 | 10.5647 | 17.0341 | 17.0341 | 29.5338 | 1.454 | 2.3227 | 2024: 0; 2025: 29.5338; 2026: 24.539; 2027: 64.3328; 2028: 2.3227; 2029: 6.7031; 2030: 0; 2031: 0; 2032: 0; 2033: 0; 2034: 29.5338; 2035: 0; 2036: 64.3328; 2039: 0.47209; 2040: 0.27664
2018-09-07 12:00 | 9 | 11 | 6 | 1 | 0 | 0.55633 | 0.65351 | 1.307 | 4.4506 | 20.3125 | 10.5647 | 17.0341 | 17.0341 | 26.5488 | 1.307 | 3.1436 | 2024: 0; 2025: 26.5488; 2026: 33.2115; 2027: 75.8128; 2028: 3.1436; 2029: 9.8467; 2030: 0; 2031: 0; 2032: 0; 2033: 0; 2034: 26.5488; 2035: 0; 2036: 75.8128; 2039: 0.55633; 2040: 0.43021
2018-09-07 13:00 | 9 | 12 | 6 | 1 | 0 | 0.59164 | 0.63798 | 1.276 | 4.7331 | 20.3125 | 10.5647 | 17.0341 | 17.0341 | 25.918 | 1.276 | 3.4571 | 2024: 0; 2025: 25.918; 2026: 36.5238; 2027: 80.6244; 2028: 2.6533; 2029: 12.5; 2030: 0; 2031: 0; 2032: 0.80388; 2033: 0; 2034: 25.918; 2035: 8.4928; 2036: 80.6244; 2039: 0.59164; 2040: 0.35093
2018-09-07 14:00 | 9 | 13 | 6 | 1 | 0 | 0.4325 | 0.67924 | 1.3585 | 3.46 | 20.3125 | 10.5647 | 17.0341 | 17.0341 | 27.5941 | 1.3585 | 2.1015 | 2024: 0; 2025: 27.5941; 2026: 22.2016; 2027: 58.9375; 2028: 0; 2029: 12.5; 2030: 0; 2031: 0; 2032: 2.1015; 2033: 0; 2034: 27.5941; 2035: 22.2016; 2036: 58.9375; 2039: 0.4325; 2040: 0.25578
2018-09-07 15:00 | 9 | 14 | 6 | 1 | 0 | 0.33423 | 0.76418 | 1.5284 | 2.6738 | 20.3125 | 10.5647 | 17.0341 | 17.0341 | 31.0447 | 1.5284 | 1.1455 | 2024: 0; 2025: 31.0447; 2026: 12.1016; 2027: 45.5463; 2028: 0; 2029: 12.5; 2030: 0; 2031: 0; 2032: 1.1455; 2033: 0; 2034: 31.0447; 2035: 12.1016; 2036: 45.5463; 2039: 0.33423; 2040: 0.20383
2018-09-07 16:00 | 9 | 15 | 6 | 1 | 1 | 0.21579 | 0.95789 | 1.9158 | 1.7263 | 26.4696 | 16.7219 | 17.0341 | 17.0341 | 50.7098 | 1.7263 | 0 | 2024: 5.0157; 2025: 45.694; 2026: 0; 2027: 29.4057; 2028: 0; 2029: 12.5; 2030: 0.18949; 2031: 0.18949; 2032: 0; 2033: 0; 2034: 50.7098; 2035: 0; 2036: 29.4057; 2039: 0.21579; 2040: 0.18438
2018-09-07 17:00 | 9 | 16 | 6 | 1 | 1 | 0.098597 | 1.0181 | 2.0361 | 0.78877 | 26.4696 | 16.7219 | 17.0341 | 17.0341 | 53.8949 | 0.78877 | 0 | 2024: 33.0164; 2025: 20.8785; 2026: 0; 2027: 13.4361; 2028: 0; 2029: 12.294; 2030: 1.2473; 2031: 1.2473; 2032: 0; 2033: 0; 2034: 53.8949; 2035: 0; 2036: 13.4361; 2039: 0.098597; 2040: 0.062007
2018-09-07 18:00 | 9 | 17 | 6 | 1 | 1 | 0.0096691 | 1.0761 | 2.1521 | 0.077353 | 26.4696 | 16.7219 | 17.0341 | 17.0341 | 56.9662 | 0.077353 | 0 | 2024: 54.9187; 2025: 2.0475; 2026: 0; 2027: 1.3176; 2028: 0; 2029: 10.9382; 2030: 2.0748; 2031: 2.0748; 2032: 0; 2033: 0; 2034: 56.9662; 2035: 0; 2036: 1.3176; 2039: 0.0096691; 2040: 0.0042153
2018-09-07 19:00 | 9 | 18 | 6 | 1 | 1 | 0 | 1.1243 | 2.2486 | 0 | 26.4696 | 16.7219 | 17.0341 | 17.0341 | 59.5195 | 0 | 0 | 2024: 59.5195; 2025: 0; 2026: 0; 2027: 0; 2028: 0; 2029: 8.683; 2030: 2.2486; 2031: 2.2486; 2032: 0; 2033: 0; 2034: 59.5195; 2035: 0; 2036: 0; 2039: 0; 2040: 0
2018-09-07 20:00 | 9 | 19 | 6 | 1 | 0 | 0 | 1.1472 | 2.2944 | 0 | 20.3125 | 10.5647 | 17.0341 | 17.0341 | 46.6055 | 0 | 0 | 2024: 46.6055; 2025: 0; 2026: 0; 2027: 0; 2028: 0; 2029: 6.2389; 2030: 2.2944; 2031: 2.2944; 2032: 0; 2033: 0; 2034: 46.6055; 2035: 0; 2036: 0; 2039: 0; 2040: 0
2018-09-07 21:00 | 9 | 20 | 6 | 1 | 0 | 0 | 0.86557 | 1.7311 | 0 | 20.3125 | 10.5647 | 17.0341 | 17.0341 | 35.1636 | 0 | 0 | 2024: 35.1636; 2025: 0; 2026: 0; 2027: 0; 2028: 0; 2029: 3.745; 2030: 1.7311; 2031: 1.7311; 2032: 0; 2033: 0; 2034: 35.1636; 2035: 0; 2036: 0; 2039: 0; 2040: 0
2018-09-07 22:00 | 9 | 21 | 6 | 1 | 0 | 0 | 0.60414 | 1.2083 | 0 | 20.3125 | 10.5647 | 17.0341 | 17.0341 | 24.5433 | 0 | 0 | 2024: 24.5433; 2025: 0; 2026: 0; 2027: 0; 2028: 0; 2029: 1.8633; 2030: 1.2083; 2031: 1.2083; 2032: 0; 2033: 0; 2034: 24.5433; 2035: 0; 2036: 0; 2039: 0; 2040: 0
2018-09-07 23:00 | 9 | 22 | 6 | 1 | 0 | 0 | 0.54782 | 1.0956 | 0 | 20.3125 | 10.5647 | 17.0341 | 17.0341 | 22.2553 | 0 | 0 | 2024: 22.2553; 2025: 0; 2026: 0; 2027: 0; 2028: 0; 2029: 0.54996; 2030: 1.0956; 2031: 0.50596; 2032: 0; 2033: 11.978; 2034: 10.2774; 2035: 0; 2036: 0; 2039: 0; 2040: 0
2018-09-08 | 9 | 23 | 6 | 1 | 0 | 0 | 0.52091 | 1.0418 | 0 | 20.3125 | 10.5647 | 17.0341 | 17.0341 | 21.1618 | 0 | 0 | 2024: 21.1618; 2025: 0; 2026: 0; 2027: 0; 2028: 0; 2029: 0; 2030: 1.0418; 2031: 0; 2032: 0; 2033: 21.1618; 2034: 0; 2035: 0; 2036: 0; 2039: 0; 2040: 0
2018-09-08 01:00 | 9 | 0 | 7 | 1 | 0 | 0 | 0.50191 | 1.0038 | 0 | 20.3125 | 10.5647 | 17.0341 | 17.0341 | 20.3901 | 0 | 0 | 2024: 20.3901; 2025: 0; 2026: 0; 2027: 0; 2028: 0; 2029: 0; 2030: 1.0038; 2031: 0; 2032: 0; 2033: 20.3901; 2034: 0; 2035: 0; 2036: 0; 2039: 0; 2040: 0
2018-09-08 02:00 | 9 | 1 | 7 | 1 | 0 | 0 | 0.49587 | 0.99173 | 0 | 20.3125 | 10.5647 | 17.0341 | 17.0341 | 20.1446 | 0 | 0 | 2024: 20.1446; 2025: 0; 2026: 0; 2027: 0; 2028: 0; 2029: 0; 2030: 0.99173; 2031: 0; 2032: 0; 2033: 20.1446; 2034: 0; 2035: 0; 2036: 0; 2039: 0; 2040: 0
2018-09-08 03:00 | 9 | 2 | 7 | 1 | 0 | 0 | 0.49549 | 0.99099 | 0 | 20.3125 | 10.5647 | 17.0341 | 17.0341 | 20.1294 | 0 | 0 | 2024: 20.1294; 2025: 0; 2026: 0; 2027: 0; 2028: 0; 2029: 0; 2030: 0.99099; 2031: 0; 2032: 0; 2033: 20.1294; 2034: 0; 2035: 0; 2036: 0; 2039: 0; 2040: 0
2018-09-08 04:00 | 9 | 3 | 7 | 1 | 0 | 0 | 0.52103 | 1.0421 | 0 | 20.3125 | 10.5647 | 17.0341 | 17.0341 | 21.167 | 0 | 0 | 2024: 21.167; 2025: 0; 2026: 0; 2027: 0; 2028: 0; 2029: 0; 2030: 1.0421; 2031: 0; 2032: 0; 2033: 21.167; 2034: 0; 2035: 0; 2036: 0; 2039: 0; 2040: 0
2018-09-08 05:00 | 9 | 4 | 7 | 1 | 0 | 0 | 0.59082 | 1.1816 | 0 | 20.3125 | 10.5647 | 17.0341 | 17.0341 | 24.0022 | 0 | 0 | 2024: 24.0022; 2025: 0; 2026: 0; 2027: 0; 2028: 0; 2029: 0; 2030: 1.1816; 2031: 0; 2032: 0; 2033: 24.0022; 2034: 0; 2035: 0; 2036: 0; 2039: 0; 2040: 0
2018-09-08 06:00 | 9 | 5 | 7 | 1 | 0 | 0 | 0.72882 | 1.4576 | 0 | 20.3125 | 10.5647 | 17.0341 | 17.0341 | 29.6084 | 0 | 0 | 2024: 29.6084; 2025: 0; 2026: 0; 2027: 0; 2028: 0; 2029: 0; 2030: 1.4576; 2031: 0; 2032: 0; 2033: 29.6084; 2034: 0; 2035: 0; 2036: 0; 2039: 0; 2040: 0.00031533
2018-09-08 07:00 | 9 | 6 | 7 | 1 | 0 | 0 | 0.90341 | 1.8068 | 0 | 20.3125 | 10.5647 | 17.0341 | 17.0341 | 36.7009 | 0 | 0 | 2024: 36.7009; 2025: 0; 2026: 0; 2027: 0; 2028: 0; 2029: 0; 2030: 1.8068; 2031: 0; 2032: 0; 2033: 36.7009; 2034: 0; 2035: 0; 2036: 0; 2039: 0; 2040: 0.011682
2018-09-08 08:00 | 9 | 7 | 7 | 1 | 0 | 0.018016 | 1.0587 | 2.1174 | 0.14413 | 20.3125 | 10.5647 | 17.0341 | 17.0341 | 43.0104 | 0.14413 | 0 | 2024: 40.0828; 2025: 2.9276; 2026: 0; 2027: 2.4551; 2028: 0; 2029: 0; 2030: 1.9733; 2031: 0; 2032: 0; 2033: 40.0828; 2034: 2.9276; 2035: 0; 2036: 2.4551; 2039: 0.018016; 2040: 0.005759
2018-09-08 09:00 | 9 | 8 | 7 | 1 | 0 | 0.060859 | 1.1913 | 2.3826 | 0.48687 | 20.3125 | 10.5647 | 17.0341 | 17.0341 | 48.3973 | 0.48687 | 0 | 2024: 38.5076; 2025: 9.8896; 2026: 0; 2027: 8.2935; 2028: 0; 2029: 0; 2030: 1.8958; 2031: 0; 2032: 0; 2033: 38.5076; 2034: 9.8896; 2035: 0; 2036: 8.2935; 2039: 0.060859; 2040: 0.027864
2018-09-08 10:00 | 9 | 9 | 7 | 1 | 0 | 0.14478 | 1.332 | 2.664 | 1.1582 | 20.3125 | 10.5647 | 17.0341 | 17.0341 | 54.1126 | 1.1582 | 0 | 2024: 30.5858; 2025: 23.5268; 2026: 0; 2027: 19.7296; 2028: 0; 2029: 0; 2030: 1.5058; 2031: 0; 2032: 0; 2033: 30.5858; 2034: 23.5268; 2035: 0; 2036: 19.7296; 2039: 0.14478; 2040: 0.072121
2018-09-08 11:00 | 9 | 10 | 7 | 1 | 0 | 0.11507 | 1.5331 | 3.0663 | 0.92056 | 20.3125 | 10.5647 | 17.0341 | 17.0341 | 62.2834 | 0.92056 | 0 | 2024: 43.5846; 2025: 18.6989; 2026: 0; 2027: 15.681; 2028: 0; 2029: 0; 2030: 2.1457; 2031: 0; 2032: 0; 2033: 43.5846; 2034: 18.6989; 2035: 0; 2036: 15.681; 2039: 0.11507; 2040: 0.10224
2018-09-08 12:00 | 9 | 11 | 7 | 1 | 0 | 0.10586 | 1.638 | 3.276 | 0.84687 | 20.3125 | 10.5647 | 17.0341 | 17.0341 | 66.5443 | 0.84687 | 0 | 2024: 49.3422; 2025: 17.2021; 2026: 0; 2027: 14.4257; 2028: 0; 2029: 0; 2030: 2.4292; 2031: 0; 2032: 0; 2033: 49.3422; 2034: 17.2021; 2035: 0; 2036: 14.4257; 2039: 0.10586; 2040: 0.086333
2018-09-08 13:00 | 9 | 12 | 7 | 1 | 0 | 0.10271 | 1.8084 | 3.6168 | 0.82166 | 20.3125 | 10.5647 | 17.0341 | 17.0341 | 73.4661 | 0.82166 | 0 | 2024: 56.7761; 2025: 16.6901; 2026: 0; 2027: 13.9963; 2028: 0; 2029: 0; 2030: 2.7951; 2031: 0; 2032: 0; 2033: 56.7761; 2034: 16.6901; 2035: 0; 2036: 13.9963; 2039: 0.10271; 2040: 0.32465
2018-09-08 14:00 | 9 | 13 | 7 | 1 | 0 | 0.12952 | 1.9726 | 3.9452 | 1.0362 | 20.3125 | 10.5647 | 17.0341 | 17.0341 | 80.1369 | 1.0362 | 0 | 2024: 59.0899; 2025: 21.047; 2026: 0; 2027: 17.6501; 2028: 0; 2029: 0; 2030: 2.909; 2031: 0; 2032: 0; 2033: 59.0899; 2034: 21.047; 2035: 0; 2036: 17.6501; 2039: 0.12952; 2040: 0.20626
2018-09-08 15:00 | 9 | 14 | 7 | 1 | 0 | 0.083871 | 2.0779 | 4.1557 | 0.67096 | 20.3125 | 10.5647 | 17.0341 | 17.0341 | 84.4127 | 0.67096 | 0 | 2024: 70.7837; 2025: 13.629; 2026: 0; 2027: 11.4293; 2028: 0; 2029: 0; 2030: 3.4847; 2031: 0; 2032: 0; 2033: 70.7837; 2034: 13.629; 2035: 0; 2036: 11.4293; 2039: 0.083871; 2040: 0.1908
2018-09-08 16:00 | 9 | 15 | 7 | 1 | 1 | 0.092834 | 1.7997 | 3.5994 | 0.74267 | 26.4696 | 16.7219 | 17.0341 | 17.0341 | 95.2738 | 0.74267 | 0 | 2024: 75.6156; 2025: 19.6582; 2026: 0; 2027: 12.6507; 2028: 0; 2029: 0; 2030: 2.8567; 2031: 0; 2032: 0; 2033: 75.6156; 2034: 19.6582; 2035: 0; 2036: 12.6507; 2039: 0.092834; 2040: 0.1177
2018-09-08 17:00 | 9 | 16 | 7 | 1 | 1 | 0.0492 | 1.66 | 3.3199 | 0.3936 | 26.4696 | 16.7219 | 17.0341 | 17.0341 | 87.8774 | 0.3936 | 0 | 2024: 77.4588; 2025: 10.4185; 2026: 0; 2027: 6.7047; 2028: 0; 2029: 0; 2030: 2.9263; 2031: 0; 2032: 0; 2033: 77.4588; 2034: 10.4185; 2035: 0; 2036: 6.7047; 2039: 0.0492; 2040: 0.085869
2018-09-08 18:00 | 9 | 17 | 7 | 1 | 1 | 0.0093375 | 1.7015 | 3.4031 | 0.0747 | 26.4696 | 16.7219 | 17.0341 | 17.0341 | 90.0786 | 0.0747 | 0 | 2024: 88.1013; 2025: 1.9773; 2026: 0; 2027: 1.2725; 2028: 0; 2029: 0; 2030: 3.3284; 2031: 0; 2032: 0; 2033: 88.1013; 2034: 1.9773; 2035: 0; 2036: 1.2725; 2039: 0.0093375; 2040: 0.0092263
2018-09-08 19:00 | 9 | 18 | 7 | 1 | 1 | 0 | 1.6469 | 3.2939 | 0 | 26.4696 | 16.7219 | 17.0341 | 17.0341 | 87.188 | 0 | 0 | 2024: 87.188; 2025: 0; 2026: 0; 2027: 0; 2028: 0; 2029: 0; 2030: 3.2939; 2031: 0; 2032: 0; 2033: 87.188; 2034: 0; 2035: 0; 2036: 0; 2039: 0; 2040: 0
2018-09-08 20:00 | 9 | 19 | 7 | 1 | 0 | 0 | 1.5923 | 3.1847 | 0 | 20.3125 | 10.5647 | 17.0341 | 17.0341 | 64.6892 | 0 | 0 | 2024: 64.6892; 2025: 0; 2026: 0; 2027: 0; 2028: 0; 2029: 0; 2030: 3.1847; 2031: 0; 2032: 0; 2033: 64.6892; 2034: 0; 2035: 0; 2036: 0; 2039: 0; 2040: 0
2018-09-08 21:00 | 9 | 20 | 7 | 1 | 0 | 0 | 1.2701 | 2.5402 | 0 | 20.3125 | 10.5647 | 17.0341 | 17.0341 | 51.5973 | 0 | 0 | 2024: 51.5973; 2025: 0; 2026: 0; 2027: 0; 2028: 0; 2029: 0; 2030: 2.5402; 2031: 0; 2032: 0; 2033: 51.5973; 2034: 0; 2035: 0; 2036: 0; 2039: 0; 2040: 0
2018-09-08 22:00 | 9 | 21 | 7 | 1 | 0 | 0 | 0.95323 | 1.9065 | 0 | 20.3125 | 10.5647 | 17.0341 | 17.0341 | 38.7251 | 0 | 0 | 2024: 38.7251; 2025: 0; 2026: 0; 2027: 0; 2028: 0; 2029: 0; 2030: 1.9065; 2031: 0; 2032: 0; 2033: 38.7251; 2034: 0; 2035: 0; 2036: 0; 2039: 0; 2040: 0
2018-09-08 23:00 | 9 | 22 | 7 | 1 | 0 | 0 | 0.83443 | 1.6689 | 0 | 20.3125 | 10.5647 | 17.0341 | 17.0341 | 33.8988 | 0 | 0 | 2024: 33.8988; 2025: 0; 2026: 0; 2027: 0; 2028: 0; 2029: 0; 2030: 1.6689; 2031: 0; 2032: 0; 2033: 33.8988; 2034: 0; 2035: 0; 2036: 0; 2039: 0; 2040: 0
2018-09-09 | 9 | 23 | 7 | 1 | 0 | 0 | 0.71029 | 1.4206 | 0 | 20.3125 | 10.5647 | 17.0341 | 17.0341 | 28.8555 | 0 | 0 | 2024: 28.8555; 2025: 0; 2026: 0; 2027: 0; 2028: 0; 2029: 0; 2030: 1.4206; 2031: 0; 2032: 0; 2033: 28.8555; 2034: 0; 2035: 0; 2036: 0; 2039: 0; 2040: 0
2018-09-09 01:00 | 9 | 0 | 1 | 1 | 0 | 0 | 0.63875 | 1.2775 | 0 | 20.3125 | 10.5647 | 17.0341 | 17.0341 | 25.9493 | 0 | 0 | 2024: 25.9493; 2025: 0; 2026: 0; 2027: 0; 2028: 0; 2029: 0; 2030: 1.2775; 2031: 0; 2032: 0; 2033: 25.9493; 2034: 0; 2035: 0; 2036: 0; 2039: 0; 2040: 0
2018-09-09 02:00 | 9 | 1 | 1 | 1 | 0 | 0 | 0.61022 | 1.2204 | 0 | 20.3125 | 10.5647 | 17.0341 | 17.0341 | 24.7903 | 0 | 0 | 2024: 24.7903; 2025: 0; 2026: 0; 2027: 0; 2028: 0; 2029: 0; 2030: 1.2204; 2031: 0; 2032: 0; 2033: 24.7903; 2034: 0; 2035: 0; 2036: 0; 2039: 0; 2040: 0
2018-09-09 03:00 | 9 | 2 | 1 | 1 | 0 | 0 | 0.57873 | 1.1575 | 0 | 20.3125 | 10.5647 | 17.0341 | 17.0341 | 23.511 | 0 | 0 | 2024: 23.511; 2025: 0; 2026: 0; 2027: 0; 2028: 0; 2029: 0; 2030: 1.1575; 2031: 0; 2032: 0; 2033: 23.511; 2034: 0; 2035: 0; 2036: 0; 2039: 0; 2040: 0
2018-09-09 04:00 | 9 | 3 | 1 | 1 | 0 | 0 | 0.58473 | 1.1695 | 0 | 20.3125 | 10.5647 | 17.0341 | 17.0341 | 23.7546 | 0 | 0 | 2024: 23.7546; 2025: 0; 2026: 0; 2027: 0; 2028: 0; 2029: 0; 2030: 1.1695; 2031: 0; 2032: 0; 2033: 23.7546; 2034: 0; 2035: 0; 2036: 0; 2039: 0; 2040: 0
2018-09-09 05:00 | 9 | 4 | 1 | 1 | 0 | 0 | 0.665 | 1.33 | 0 | 20.3125 | 10.5647 | 17.0341 | 17.0341 | 27.0157 | 0 | 0 | 2024: 27.0157; 2025: 0; 2026: 0; 2027: 0; 2028: 0; 2029: 0; 2030: 1.33; 2031: 0; 2032: 0; 2033: 27.0157; 2034: 0; 2035: 0; 2036: 0; 2039: 0; 2040: 0
2018-09-09 06:00 | 9 | 5 | 1 | 1 | 0 | 0.0044854 | 0.72444 | 1.4489 | 0.035883 | 20.3125 | 10.5647 | 17.0341 | 17.0341 | 29.4305 | 0.035883 | 0 | 2024: 28.7016; 2025: 0.72887; 2026: 0; 2027: 0.61123; 2028: 0; 2029: 0; 2030: 1.413; 2031: 0; 2032: 0; 2033: 28.7016; 2034: 0.72887; 2035: 0; 2036: 0.61123; 2039: 0.0044854; 2040: 0.004458
2018-09-09 07:00 | 9 | 6 | 1 | 1 | 0 | 0.111 | 0.89054 | 1.7811 | 0.88802 | 20.3125 | 10.5647 | 17.0341 | 17.0341 | 36.1783 | 0.88802 | 0 | 2024: 18.1405; 2025: 18.0378; 2026: 0; 2027: 15.1266; 2028: 0; 2029: 0; 2030: 0.89307; 2031: 0; 2032: 0; 2033: 18.1405; 2034: 18.0378; 2035: 0; 2036: 15.1266; 2039: 0.111; 2040: 0.083611
2018-09-09 08:00 | 9 | 7 | 1 | 1 | 0 | 0.055846 | 1.0446 | 2.0893 | 0.44677 | 20.3125 | 10.5647 | 17.0341 | 17.0341 | 42.4385 | 0.44677 | 0 | 2024: 33.3635; 2025: 9.075; 2026: 0; 2027: 7.6104; 2028: 0; 2029: 0; 2030: 1.6425; 2031: 0; 2032: 0; 2033: 33.3635; 2034: 9.075; 2035: 0; 2036: 7.6104; 2039: 0.055846; 2040: 0.16266
2018-09-09 09:00 | 9 | 8 | 1 | 1 | 0 | 0.12425 | 1.0671 | 2.1343 | 0.99399 | 20.3125 | 10.5647 | 17.0341 | 17.0341 | 43.352 | 0.99399 | 0 | 2024: 23.1616; 2025: 20.1905; 2026: 0; 2027: 16.9318; 2028: 0; 2029: 0; 2030: 1.1403; 2031: 0; 2032: 0; 2033: 23.1616; 2034: 20.1905; 2035: 0; 2036: 16.9318; 2039: 0.12425; 2040: 0.36474
2018-09-09 10:00 | 9 | 9 | 1 | 1 | 0 | 0.10859 | 1.0094 | 2.0189 | 0.86875 | 20.3125 | 10.5647 | 17.0341 | 17.0341 | 41.0083 | 0.86875 | 0 | 2024: 23.3618; 2025: 17.6465; 2026: 0; 2027: 14.7984; 2028: 0; 2029: 0; 2030: 1.1501; 2031: 0; 2032: 0; 2033: 23.3618; 2034: 17.6465; 2035: 0; 2036: 14.7984; 2039: 0.10859; 2040: 0.44204
2018-09-09 11:00 | 9 | 10 | 1 | 1 | 0 | 0.12642 | 1.2271 | 2.4541 | 1.0114 | 20.3125 | 10.5647 | 17.0341 | 17.0341 | 49.8495 | 1.0114 | 0 | 2024: 29.3061; 2025: 20.5434; 2026: 0; 2027: 17.2278; 2028: 0; 2029: 0; 2030: 1.4428; 2031: 0; 2032: 0; 2033: 29.3061; 2034: 20.5434; 2035: 0; 2036: 17.2278; 2039: 0.12642; 2040: 0.46484
2018-09-09 12:00 | 9 | 11 | 1 | 1 | 0 | 0.15918 | 1.3122 | 2.6243 | 1.2734 | 20.3125 | 10.5647 | 17.0341 | 17.0341 | 53.3067 | 1.2734 | 0 | 2024: 27.4406; 2025: 25.8661; 2026: 0; 2027: 21.6914; 2028: 0; 2029: 0; 2030: 1.3509; 2031: 0; 2032: 0; 2033: 27.4406; 2034: 25.8661; 2035: 0; 2036: 21.6914; 2039: 0.15918; 2040: 0.42906
2018-09-09 13:00 | 9 | 12 | 1 | 1 | 0 | 0.18302 | 1.2201 | 2.4402 | 1.4642 | 20.3125 | 10.5647 | 17.0341 | 17.0341 | 49.5669 | 1.4642 | 0 | 2024: 19.826; 2025: 29.7409; 2026: 0; 2027: 24.9408; 2028: 0; 2029: 0; 2030: 0.97605; 2031: 0; 2032: 0; 2033: 19.826; 2034: 29.7409; 2035: 0; 2036: 24.9408; 2039: 0.18302; 2040: 0.4365
2018-09-09 14:00 | 9 | 13 | 1 | 1 | 0 | 0.16991 | 1.3171 | 2.6343 | 1.3593 | 20.3125 | 10.5647 | 17.0341 | 17.0341 | 53.509 | 1.3593 | 0 | 2024: 25.8984; 2025: 27.6105; 2026: 0; 2027: 23.1543; 2028: 0; 2029: 0; 2030: 1.275; 2031: 0; 2032: 0; 2033: 25.8984; 2034: 27.6105; 2035: 0; 2036: 23.1543; 2039: 0.16991; 2040: 0.35139
2018-09-09 15:00 | 9 | 14 | 1 | 1 | 0 | 0.11442 | 1.4675 | 2.935 | 0.91535 | 20.3125 | 10.5647 | 17.0341 | 17.0341 | 59.6169 | 0.91535 | 0 | 2024: 41.0238; 2025: 18.5931; 2026: 0; 2027: 15.5922; 2028: 0; 2029: 0; 2030: 2.0196; 2031: 0; 2032: 0; 2033: 41.0238; 2034: 18.5931; 2035: 0; 2036: 15.5922; 2039: 0.11442; 2040: 0.29834
2018-09-09 16:00 | 9 | 15 | 1 | 1 | 1 | 0.10229 | 1.4745 | 2.949 | 0.81836 | 26.4696 | 16.7219 | 17.0341 | 17.0341 | 78.06 | 0.81836 | 0 | 2024: 56.3983; 2025: 21.6617; 2026: 0; 2027: 13.9401; 2028: 0; 2029: 0; 2030: 2.1307; 2031: 0; 2032: 0; 2033: 56.3983; 2034: 21.6617; 2035: 0; 2036: 13.9401; 2039: 0.10229; 2040: 0.16048
2018-09-09 17:00 | 9 | 16 | 1 | 1 | 1 | 0.12814 | 1.499 | 2.998 | 1.0251 | 26.4696 | 16.7219 | 17.0341 | 17.0341 | 79.3559 | 1.0251 | 0 | 2024: 52.2219; 2025: 27.1339; 2026: 0; 2027: 17.4616; 2028: 0; 2029: 0; 2030: 1.9729; 2031: 0; 2032: 0; 2033: 52.2219; 2034: 27.1339; 2035: 0; 2036: 17.4616; 2039: 0.12814; 2040: 0.12442
2018-09-09 18:00 | 9 | 17 | 1 | 1 | 1 | 0.0068792 | 1.4442 | 2.8883 | 0.055033 | 26.4696 | 16.7219 | 17.0341 | 17.0341 | 76.4526 | 0.055033 | 0 | 2024: 74.9959; 2025: 1.4567; 2026: 0; 2027: 0.93745; 2028: 0; 2029: 0; 2030: 2.8333; 2031: 0; 2032: 0; 2033: 74.9959; 2034: 1.4567; 2035: 0; 2036: 0.93745; 2039: 0.0068792; 2040: 0.0074157
2018-09-09 19:00 | 9 | 18 | 1 | 1 | 1 | 0 | 1.39 | 2.78 | 0 | 26.4696 | 16.7219 | 17.0341 | 17.0341 | 73.5857 | 0 | 0 | 2024: 73.5857; 2025: 0; 2026: 0; 2027: 0; 2028: 0; 2029: 0; 2030: 2.78; 2031: 0; 2032: 0; 2033: 73.5857; 2034: 0; 2035: 0; 2036: 0; 2039: 0; 2040: 0
2018-09-09 20:00 | 9 | 19 | 1 | 1 | 0 | 0 | 1.2751 | 2.5502 | 0 | 20.3125 | 10.5647 | 17.0341 | 17.0341 | 51.8 | 0 | 0 | 2024: 51.8; 2025: 0; 2026: 0; 2027: 0; 2028: 0; 2029: 0; 2030: 2.5502; 2031: 0; 2032: 0; 2033: 51.8; 2034: 0; 2035: 0; 2036: 0; 2039: 0; 2040: 0
2018-09-09 21:00 | 9 | 20 | 1 | 1 | 0 | 0 | 0.99135 | 1.9827 | 0 | 20.3125 | 10.5647 | 17.0341 | 17.0341 | 40.2737 | 0 | 0 | 2024: 40.2737; 2025: 0; 2026: 0; 2027: 0; 2028: 0; 2029: 0; 2030: 1.9827; 2031: 0; 2032: 0; 2033: 40.2737; 2034: 0; 2035: 0; 2036: 0; 2039: 0; 2040: 0
2018-09-09 22:00 | 9 | 21 | 1 | 1 | 0 | 0 | 0.75012 | 1.5002 | 0 | 20.3125 | 10.5647 | 17.0341 | 17.0341 | 30.4736 | 0 | 0 | 2024: 30.4736; 2025: 0; 2026: 0; 2027: 0; 2028: 0; 2029: 0; 2030: 1.5002; 2031: 0; 2032: 0; 2033: 30.4736; 2034: 0; 2035: 0; 2036: 0; 2039: 0; 2040: 0
2018-09-09 23:00 | 9 | 22 | 1 | 1 | 0 | 0 | 0.57555 | 1.1511 | 0 | 20.3125 | 10.5647 | 17.0341 | 17.0341 | 23.3819 | 0 | 0 | 2024: 23.3819; 2025: 0; 2026: 0; 2027: 0; 2028: 0; 2029: 0; 2030: 1.1511; 2031: 0; 2032: 0; 2033: 23.3819; 2034: 0; 2035: 0; 2036: 0; 2039: 0; 2040: 0
2018-09-10 | 9 | 23 | 1 | 1 | 0 | 0 | 0.48444 | 0.96887 | 0 | 20.3125 | 10.5647 | 17.0341 | 17.0341 | 19.6802 | 0 | 0 | 2024: 19.6802; 2025: 0; 2026: 0; 2027: 0; 2028: 0; 2029: 0; 2030: 0.96887; 2031: 0; 2032: 0; 2033: 19.6802; 2034: 0; 2035: 0; 2036: 0; 2039: 0; 2040: 0
2018-09-10 01:00 | 9 | 0 | 2 | 1 | 0 | 0 | 0.44816 | 0.89632 | 0 | 20.3125 | 10.5647 | 17.0341 | 17.0341 | 18.2065 | 0 | 0 | 2024: 18.2065; 2025: 0; 2026: 0; 2027: 0; 2028: 0; 2029: 0; 2030: 0.89632; 2031: 0; 2032: 0; 2033: 18.2065; 2034: 0; 2035: 0; 2036: 0; 2039: 0; 2040: 0
2018-09-10 02:00 | 9 | 1 | 2 | 1 | 0 | 0 | 0.43122 | 0.86244 | 0 | 20.3125 | 10.5647 | 17.0341 | 17.0341 | 17.5183 | 0 | 0 | 2024: 17.5183; 2025: 0; 2026: 0; 2027: 0; 2028: 0; 2029: 0; 2030: 0.86244; 2031: 0; 2032: 0; 2033: 17.5183; 2034: 0; 2035: 0; 2036: 0; 2039: 0; 2040: 0
2018-09-10 03:00 | 9 | 2 | 2 | 1 | 0 | 0 | 0.42735 | 0.8547 | 0 | 20.3125 | 10.5647 | 17.0341 | 17.0341 | 17.3612 | 0 | 0 | 2024: 17.3612; 2025: 0; 2026: 0; 2027: 0; 2028: 0; 2029: 0; 2030: 0.8547; 2031: 0; 2032: 0; 2033: 17.3612; 2034: 0; 2035: 0; 2036: 0; 2039: 0; 2040: 0
2018-09-10 04:00 | 9 | 3 | 2 | 1 | 0 | 0 | 0.48122 | 0.96244 | 0 | 20.3125 | 10.5647 | 17.0341 | 17.0341 | 19.5496 | 0 | 0 | 2024: 19.5496; 2025: 0; 2026: 0; 2027: 0; 2028: 0; 2029: 0; 2030: 0.96244; 2031: 0; 2032: 0; 2033: 19.5496; 2034: 0; 2035: 0; 2036: 0; 2039: 0; 2040: 0
2018-09-10 05:00 | 9 | 4 | 2 | 1 | 0 | 0 | 0.6165 | 1.233 | 0 | 20.3125 | 10.5647 | 17.0341 | 17.0341 | 25.0455 | 0 | 0 | 2024: 25.0455; 2025: 0; 2026: 0; 2027: 0; 2028: 0; 2029: 0; 2030: 1.233; 2031: 0; 2032: 0; 2033: 25.0455; 2034: 0; 2035: 0; 2036: 0; 2039: 0; 2040: 0
2018-09-10 06:00 | 9 | 5 | 2 | 1 | 0 | 0.0048662 | 0.72667 | 1.4533 | 0.03893 | 20.3125 | 10.5647 | 17.0341 | 17.0341 | 29.5211 | 0.03893 | 0 | 2024: 28.7303; 2025: 0.79076; 2026: 0; 2027: 0.66314; 2028: 0; 2029: 0; 2030: 1.4144; 2031: 0; 2032: 0; 2033: 28.7303; 2034: 0.79076; 2035: 0; 2036: 0.66314; 2039: 0.0048662; 2040: 0.005122
2018-09-10 07:00 | 9 | 6 | 2 | 1 | 0 | 0.090825 | 0.79282 | 1.5856 | 0.7266 | 20.3125 | 10.5647 | 17.0341 | 17.0341 | 32.2083 | 0.7266 | 0 | 2024: 17.4493; 2025: 14.759; 2026: 0; 2027: 12.377; 2028: 0; 2029: 0; 2030: 0.85904; 2031: 0; 2032: 0; 2033: 17.4493; 2034: 14.759; 2035: 0; 2036: 12.377; 2039: 0.090825; 2040: 0.10065
2018-09-10 08:00 | 9 | 7 | 2 | 1 | 0 | 0.053761 | 0.71324 | 1.4265 | 0.43009 | 20.3125 | 10.5647 | 17.0341 | 17.0341 | 28.9753 | 0.43009 | 0 | 2024: 20.2391; 2025: 8.7362; 2026: 0; 2027: 7.3262; 2028: 0; 2029: 0; 2030: 0.99639; 2031: 0; 2032: 0; 2033: 20.2391; 2034: 8.7362; 2035: 0; 2036: 7.3262; 2039: 0.053761; 2040: 0.25028
2018-09-10 09:00 | 9 | 8 | 2 | 1 | 0 | 0.10191 | 0.70688 | 1.4138 | 0.81526 | 20.3125 | 10.5647 | 17.0341 | 17.0341 | 28.7169 | 0.81526 | 0 | 2024: 12.1568; 2025: 16.5601; 2026: 0; 2027: 13.8873; 2028: 0; 2029: 0; 2030: 0.59849; 2031: 0; 2032: 0; 2033: 12.1568; 2034: 16.5601; 2035: 0; 2036: 13.8873; 2039: 0.10191; 2040: 0.37318
2018-09-10 10:00 | 9 | 9 | 2 | 1 | 0 | 0.080649 | 0.69223 | 1.3845 | 0.64519 | 20.3125 | 10.5647 | 17.0341 | 17.0341 | 28.1218 | 0.64519 | 0 | 2024: 15.0164; 2025: 13.1054; 2026: 0; 2027: 10.9903; 2028: 0; 2029: 0; 2030: 0.73927; 2031: 0; 2032: 0; 2033: 15.0164; 2034: 13.1054; 2035: 0; 2036: 10.9903; 2039: 0.080649; 2040: 0.44221
2018-09-10 11:00 | 9 | 10 | 2 | 1 | 0 | 0.14394 | 0.73481 | 1.4696 | 1.1516 | 20.3125 | 10.5647 | 17.0341 | 17.0341 | 29.8517 | 1.1516 | 0 | 2024: 6.4608; 2025: 23.3909; 2026: 0; 2027: 19.6157; 2028: 0; 2029: 0; 2030: 0.31807; 2031: 0; 2032: 0; 2033: 6.4608; 2034: 23.3909; 2035: 0; 2036: 19.6157; 2039: 0.14394; 2040: 0.50972
2018-09-10 12:00 | 9 | 11 | 2 | 1 | 0 | 0.13057 | 0.75391 | 1.5078 | 1.0446 | 20.3125 | 10.5647 | 17.0341 | 17.0341 | 30.6277 | 1.0446 | 0 | 2024: 9.4093; 2025: 21.2184; 2026: 0; 2027: 17.7939; 2028: 0; 2029: 0; 2030: 0.46323; 2031: 0; 2032: 0; 2033: 9.4093; 2034: 21.2184; 2035: 0; 2036: 17.7939; 2039: 0.13057; 2040: 0.22264
2018-09-10 13:00 | 9 | 12 | 2 | 1 | 0 | 0.12967 | 0.781 | 1.562 | 1.0374 | 20.3125 | 10.5647 | 17.0341 | 17.0341 | 31.7282 | 1.0374 | 0 | 2024: 10.6567; 2025: 21.0715; 2026: 0; 2027: 17.6707; 2028: 0; 2029: 0; 2030: 0.52464; 2031: 0; 2032: 0; 2033: 10.6567; 2034: 21.0715; 2035: 0; 2036: 17.6707; 2039: 0.12967; 2040: 0.090201
2018-09-10 14:00 | 9 | 13 | 2 | 1 | 0 | 0.09371 | 0.87771 | 1.7554 | 0.74968 | 20.3125 | 10.5647 | 17.0341 | 17.0341 | 35.657 | 0.74968 | 0 | 2024: 20.4292; 2025: 15.2279; 2026: 0; 2027: 12.7701; 2028: 0; 2029: 0; 2030: 1.0057; 2031: 0; 2032: 0; 2033: 20.4292; 2034: 15.2279; 2035: 0; 2036: 12.7701; 2039: 0.09371; 2040: 0.21449
2018-09-10 15:00 | 9 | 14 | 2 | 1 | 0 | 0.13306 | 0.98205 | 1.9641 | 1.0645 | 20.3125 | 10.5647 | 17.0341 | 17.0341 | 39.8958 | 1.0645 | 0 | 2024: 18.2738; 2025: 21.6219; 2026: 0; 2027: 18.1322; 2028: 0; 2029: 0; 2030: 0.89964; 2031: 0; 2032: 0; 2033: 18.2738; 2034: 21.6219; 2035: 0; 2036: 18.1322; 2039: 0.13306; 2040: 0.3239
2018-09-10 16:00 | 9 | 15 | 2 | 1 | 1 | 0.055876 | 1.0977 | 2.1955 | 0.44701 | 26.4696 | 16.7219 | 17.0341 | 17.0341 | 58.1135 | 0.44701 | 0 | 2024: 46.2814; 2025: 11.8321; 2026: 0; 2027: 7.6144; 2028: 0; 2029: 0; 2030: 1.7485; 2031: 0; 2032: 0; 2033: 46.2814; 2034: 11.8321; 2035: 0; 2036: 7.6144; 2039: 0.055876; 2040: 0.2316
2018-09-10 17:00 | 9 | 16 | 2 | 1 | 1 | 0.028141 | 1.1523 | 2.3047 | 0.22513 | 26.4696 | 16.7219 | 17.0341 | 17.0341 | 61.0045 | 0.22513 | 0 | 2024: 55.0454; 2025: 5.9591; 2026: 0; 2027: 3.8349; 2028: 0; 2029: 0; 2030: 2.0796; 2031: 0; 2032: 0; 2033: 55.0454; 2034: 5.9591; 2035: 0; 2036: 3.8349; 2039: 0.028141; 2040: 0.10218
2018-09-10 18:00 | 9 | 17 | 2 | 1 | 1 | 0 | 1.0538 | 2.1077 | 0 | 26.4696 | 16.7219 | 17.0341 | 17.0341 | 55.79 | 0 | 0 | 2024: 55.79; 2025: 0; 2026: 0; 2027: 0; 2028: 0; 2029: 0; 2030: 2.1077; 2031: 0; 2032: 0; 2033: 55.79; 2034: 0; 2035: 0; 2036: 0; 2039: 0; 2040: 0.0044887
2018-09-10 19:00 | 9 | 18 | 2 | 1 | 1 | 0 | 1.0967 | 2.1933 | 0 | 26.4696 | 16.7219 | 17.0341 | 17.0341 | 58.057 | 0 | 0 | 2024: 58.057; 2025: 0; 2026: 0; 2027: 0; 2028: 0; 2029: 0; 2030: 2.1933; 2031: 0; 2032: 0; 2033: 58.057; 2034: 0; 2035: 0; 2036: 0; 2039: 0; 2040: 0
2018-09-10 20:00 | 9 | 19 | 2 | 1 | 0 | 0 | 1.1427 | 2.2854 | 0 | 20.3125 | 10.5647 | 17.0341 | 17.0341 | 46.4229 | 0 | 0 | 2024: 46.4229; 2025: 0; 2026: 0; 2027: 0; 2028: 0; 2029: 0; 2030: 2.2854; 2031: 0; 2032: 0; 2033: 46.4229; 2034: 0; 2035: 0; 2036: 0; 2039: 0; 2040: 0
2018-09-10 21:00 | 9 | 20 | 2 | 1 | 0 | 0 | 0.88242 | 1.7648 | 0 | 20.3125 | 10.5647 | 17.0341 | 17.0341 | 35.8485 | 0 | 0 | 2024: 35.8485; 2025: 0; 2026: 0; 2027: 0; 2028: 0; 2029: 0; 2030: 1.7648; 2031: 0; 2032: 0; 2033: 35.8485; 2034: 0; 2035: 0; 2036: 0; 2039: 0; 2040: 0
2018-09-10 22:00 | 9 | 21 | 2 | 1 | 0 | 0 | 0.6358 | 1.2716 | 0 | 20.3125 | 10.5647 | 17.0341 | 17.0341 | 25.8294 | 0 | 0 | 2024: 25.8294; 2025: 0; 2026: 0; 2027: 0; 2028: 0; 2029: 0; 2030: 1.2716; 2031: 0; 2032: 0; 2033: 25.8294; 2034: 0; 2035: 0; 2036: 0; 2039: 0; 2040: 0
2018-09-10 23:00 | 9 | 22 | 2 | 1 | 0 | 0 | 0.49447 | 0.98895 | 0 | 20.3125 | 10.5647 | 17.0341 | 17.0341 | 20.088 | 0 | 0 | 2024: 20.088; 2025: 0; 2026: 0; 2027: 0; 2028: 0; 2029: 0; 2030: 0.98895; 2031: 0; 2032: 0; 2033: 20.088; 2034: 0; 2035: 0; 2036: 0; 2039: 0; 2040: 0
2018-09-11 | 9 | 23 | 2 | 1 | 0 | 0 | 0.43412 | 0.86824 | 0 | 20.3125 | 10.5647 | 17.0341 | 17.0341 | 17.6361 | 0 | 0 | 2024: 17.6361; 2025: 0; 2026: 0; 2027: 0; 2028: 0; 2029: 0; 2030: 0.86824; 2031: 0; 2032: 0; 2033: 17.6361; 2034: 0; 2035: 0; 2036: 0; 2039: 0; 2040: 0
2018-09-11 01:00 | 9 | 0 | 3 | 1 | 0 | 0 | 0.41426 | 0.82852 | 0 | 20.3125 | 10.5647 | 17.0341 | 17.0341 | 16.8293 | 0 | 0 | 2024: 16.8293; 2025: 0; 2026: 0; 2027: 0; 2028: 0; 2029: 0; 2030: 0.82852; 2031: 0; 2032: 0; 2033: 16.8293; 2034: 0; 2035: 0; 2036: 0; 2039: 0; 2040: 0
2018-09-11 02:00 | 9 | 1 | 3 | 1 | 0 | 0 | 0.41725 | 0.83449 | 0 | 20.3125 | 10.5647 | 17.0341 | 17.0341 | 16.9507 | 0 | 0 | 2024: 16.9507; 2025: 0; 2026: 0; 2027: 0; 2028: 0; 2029: 0; 2030: 0.83449; 2031: 0; 2032: 0; 2033: 16.9507; 2034: 0; 2035: 0; 2036: 0; 2039: 0; 2040: 0
2018-09-11 03:00 | 9 | 2 | 3 | 1 | 0 | 0 | 0.43507 | 0.87015 | 0 | 20.3125 | 10.5647 | 17.0341 | 17.0341 | 17.6749 | 0 | 0 | 2024: 17.6749; 2025: 0; 2026: 0; 2027: 0; 2028: 0; 2029: 0; 2030: 0.87015; 2031: 0; 2032: 0; 2033: 17.6749; 2034: 0; 2035: 0; 2036: 0; 2039: 0; 2040: 0
2018-09-11 04:00 | 9 | 3 | 3 | 1 | 0 | 0 | 0.46194 | 0.92389 | 0 | 20.3125 | 10.5647 | 17.0341 | 17.0341 | 18.7664 | 0 | 0 | 2024: 18.7664; 2025: 0; 2026: 0; 2027: 0; 2028: 0; 2029: 0; 2030: 0.92389; 2031: 0; 2032: 0; 2033: 18.7664; 2034: 0; 2035: 0; 2036: 0; 2039: 0; 2040: 0
2018-09-11 05:00 | 9 | 4 | 3 | 1 | 0 | 0 | 0.6292 | 1.2584 | 0 | 20.3125 | 10.5647 | 17.0341 | 17.0341 | 25.5611 | 0 | 0 | 2024: 25.5611; 2025: 0; 2026: 0; 2027: 0; 2028: 0; 2029: 0; 2030: 1.2584; 2031: 0; 2032: 0; 2033: 25.5611; 2034: 0; 2035: 0; 2036: 0; 2039: 0; 2040: 0
2018-09-11 06:00 | 9 | 5 | 3 | 1 | 0 | 0.004018 | 0.71583 | 1.4317 | 0.032144 | 20.3125 | 10.5647 | 17.0341 | 17.0341 | 29.0807 | 0.032144 | 0 | 2024: 28.4278; 2025: 0.65292; 2026: 0; 2027: 0.54754; 2028: 0; 2029: 0; 2030: 1.3995; 2031: 0; 2032: 0; 2033: 28.4278; 2034: 0.65292; 2035: 0; 2036: 0.54754; 2039: 0.004018; 2040: 0.005518
2018-09-11 07:00 | 9 | 6 | 3 | 1 | 0 | 0.13215 | 0.75429 | 1.5086 | 1.0572 | 20.3125 | 10.5647 | 17.0341 | 17.0341 | 30.6429 | 1.0572 | 0 | 2024: 9.1689; 2025: 21.4741; 2026: 0; 2027: 18.0082; 2028: 0; 2029: 0; 2030: 0.45139; 2031: 0; 2032: 0; 2033: 9.1689; 2034: 21.4741; 2035: 0; 2036: 18.0082; 2039: 0.13215; 2040: 0.13879
2018-09-11 08:00 | 9 | 7 | 3 | 1 | 0 | 0.31295 | 0.7579 | 1.5158 | 2.5036 | 20.3125 | 10.5647 | 17.0341 | 17.0341 | 30.7896 | 1.5158 | 0.98779 | 2024: 0; 2025: 30.7896; 2026: 10.4358; 2027: 42.6465; 2028: 0.98779; 2029: 0.98779; 2030: 0; 2031: 0; 2032: 0; 2033: 0; 2034: 30.7896; 2035: 0; 2036: 42.6465; 2039: 0.31295; 2040: 0.33344
2018-09-11 09:00 | 9 | 8 | 3 | 1 | 0 | 0.47193 | 0.79328 | 1.5866 | 3.7755 | 20.3125 | 10.5647 | 17.0341 | 17.0341 | 32.2269 | 1.5866 | 2.1889 | 2024: 0; 2025: 32.2269; 2026: 23.1252; 2027: 64.3117; 2028: 2.1889; 2029: 3.1767; 2030: 0; 2031: 0; 2032: 0; 2033: 0; 2034: 32.2269; 2035: 0; 2036: 64.3117; 2039: 0.47193; 2040: 0.49649
2018-09-11 10:00 | 9 | 9 | 3 | 1 | 0 | 0.57121 | 0.83449 | 1.669 | 4.5697 | 20.3125 | 10.5647 | 17.0341 | 17.0341 | 33.9012 | 1.669 | 2.9007 | 2024: 0; 2025: 33.9012; 2026: 30.6454; 2027: 77.8411; 2028: 2.9007; 2029: 6.0774; 2030: 0; 2031: 0; 2032: 0; 2033: 0; 2034: 33.9012; 2035: 0; 2036: 77.8411; 2039: 0.57121; 2040: 0.60312
2018-09-11 11:00 | 9 | 10 | 3 | 1 | 0 | 0.64611 | 0.91412 | 1.8282 | 5.1689 | 20.3125 | 10.5647 | 17.0341 | 17.0341 | 37.1361 | 1.8282 | 3.3406 | 2024: 0; 2025: 37.1361; 2026: 35.293; 2027: 88.0474; 2028: 3.3406; 2029: 9.4181; 2030: 0; 2031: 0; 2032: 0; 2033: 0; 2034: 37.1361; 2035: 0; 2036: 88.0474; 2039: 0.64611; 2040: 0.42119
2018-09-11 12:00 | 9 | 11 | 3 | 1 | 0 | 0.66797 | 0.94316 | 1.8863 | 5.3438 | 20.3125 | 10.5647 | 17.0341 | 17.0341 | 38.3158 | 1.8863 | 3.4575 | 2024: 0; 2025: 38.3158; 2026: 36.5272; 2027: 91.0267; 2028: 3.0819; 2029: 12.5; 2030: 0; 2031: 0; 2032: 0.37553; 2033: 0; 2034: 38.3158; 2035: 3.9674; 2036: 91.0267; 2039: 0.66797; 2040: 0.69793
2018-09-11 13:00 | 9 | 12 | 3 | 1 | 0 | 0.64638 | 0.95331 | 1.9066 | 5.1711 | 20.3125 | 10.5647 | 17.0341 | 17.0341 | 38.7281 | 1.9066 | 3.2644 | 2024: 0; 2025: 38.7281; 2026: 34.4879; 2027: 88.0845; 2028: 0; 2029: 12.5; 2030: 0; 2031: 0; 2032: 3.2644; 2033: 0; 2034: 38.7281; 2035: 34.4879; 2036: 88.0845; 2039: 0.64638; 2040: 0.66771
2018-09-11 14:00 | 9 | 13 | 3 | 1 | 0 | 0.56551 | 1.0218 | 2.0436 | 4.524 | 20.3125 | 10.5647 | 17.0341 | 17.0341 | 41.5096 | 2.0436 | 2.4805 | 2024: 0; 2025: 41.5096; 2026: 26.2057; 2027: 77.0632; 2028: 0; 2029: 12.5; 2030: 0; 2031: 0; 2032: 2.4805; 2033: 0; 2034: 41.5096; 2035: 26.2057; 2036: 77.0632; 2039: 0.56551; 2040: 0.49262
2018-09-11 15:00 | 9 | 14 | 3 | 1 | 0 | 0.46579 | 1.1373 | 2.2746 | 3.7263 | 20.3125 | 10.5647 | 17.0341 | 17.0341 | 46.2032 | 2.2746 | 1.4517 | 2024: 0; 2025: 46.2032; 2026: 15.3365; 2027: 63.4741; 2028: 0; 2029: 12.5; 2030: 0; 2031: 0; 2032: 1.4517; 2033: 0; 2034: 46.2032; 2035: 15.3365; 2036: 63.4741; 2039: 0.46579; 2040: 0.4741
2018-09-11 16:00 | 9 | 15 | 3 | 1 | 1 | 0.30007 | 1.2329 | 2.4658 | 2.4006 | 26.4696 | 16.7219 | 17.0341 | 17.0341 | 65.2701 | 2.4006 | 0 | 2024: 1.7281; 2025: 63.542; 2026: 0; 2027: 40.8915; 2028: 0; 2029: 12.5; 2030: 0.065286; 2031: 0.065286; 2032: 0; 2033: 0; 2034: 65.2701; 2035: 0; 2036: 40.8915; 2039: 0.30007; 2040: 0.31496
2018-09-11 17:00 | 9 | 16 | 3 | 1 | 1 | 0.12806 | 1.2335 | 2.467 | 1.0245 | 26.4696 | 16.7219 | 17.0341 | 17.0341 | 65.3011 | 1.0245 | 0 | 2024: 38.1828; 2025: 27.1183; 2026: 0; 2027: 17.4515; 2028: 0; 2029: 12.429; 2030: 1.4425; 2031: 1.4425; 2032: 0; 2033: 0; 2034: 65.3011; 2035: 0; 2036: 17.4515; 2039: 0.12806; 2040: 0.1358
2018-09-11 18:00 | 9 | 17 | 3 | 1 | 1 | 0.0046674 | 1.0573 | 2.1147 | 0.037339 | 26.4696 | 16.7219 | 17.0341 | 17.0341 | 55.975 | 0.037339 | 0 | 2024: 54.9866; 2025: 0.98835; 2026: 0; 2027: 0.63604; 2028: 0; 2029: 10.8611; 2030: 2.0773; 2031: 2.0773; 2032: 0; 2033: 0; 2034: 55.975; 2035: 0; 2036: 0.63604; 2039: 0.0046674; 2040: 0.0045323
2018-09-11 19:00 | 9 | 18 | 3 | 1 | 1 | 0 | 1.0054 | 2.0107 | 0 | 26.4696 | 16.7219 | 17.0341 | 17.0341 | 53.2225 | 0 | 0 | 2024: 53.2225; 2025: 0; 2026: 0; 2027: 0; 2028: 0; 2029: 8.6031; 2030: 2.0107; 2031: 2.0107; 2032: 0; 2033: 0; 2034: 53.2225; 2035: 0; 2036: 0; 2039: 0; 2040: 0
2018-09-11 20:00 | 9 | 19 | 3 | 1 | 0 | 0 | 0.98197 | 1.9639 | 0 | 20.3125 | 10.5647 | 17.0341 | 17.0341 | 39.8927 | 0 | 0 | 2024: 39.8927; 2025: 0; 2026: 0; 2027: 0; 2028: 0; 2029: 6.4176; 2030: 1.9639; 2031: 1.9639; 2032: 0; 2033: 0; 2034: 39.8927; 2035: 0; 2036: 0; 2039: 0; 2040: 0
2018-09-11 21:00 | 9 | 20 | 3 | 1 | 0 | 0 | 0.76262 | 1.5252 | 0 | 20.3125 | 10.5647 | 17.0341 | 17.0341 | 30.9813 | 0 | 0 | 2024: 30.9813; 2025: 0; 2026: 0; 2027: 0; 2028: 0; 2029: 4.2828; 2030: 1.5252; 2031: 1.5252; 2032: 0; 2033: 0; 2034: 30.9813; 2035: 0; 2036: 0; 2039: 0; 2040: 0
2018-09-11 22:00 | 9 | 21 | 3 | 1 | 0 | 0 | 0.5647 | 1.1294 | 0 | 20.3125 | 10.5647 | 17.0341 | 17.0341 | 22.941 | 0 | 0 | 2024: 22.941; 2025: 0; 2026: 0; 2027: 0; 2028: 0; 2029: 2.625; 2030: 1.1294; 2031: 1.1294; 2032: 0; 2033: 0; 2034: 22.941; 2035: 0; 2036: 0; 2039: 0; 2040: 0
2018-09-11 23:00 | 9 | 22 | 3 | 1 | 0 | 0 | 0.50275 | 1.0055 | 0 | 20.3125 | 10.5647 | 17.0341 | 17.0341 | 20.4242 | 0 | 0 | 2024: 20.4242; 2025: 0; 2026: 0; 2027: 0; 2028: 0; 2029: 1.3974; 2030: 1.0055; 2031: 1.0055; 2032: 0; 2033: 0; 2034: 20.4242; 2035: 0; 2036: 0; 2039: 0; 2040: 0
2018-09-12 | 9 | 23 | 3 | 1 | 0 | 0 | 0.46287 | 0.92574 | 0 | 20.3125 | 10.5647 | 17.0341 | 17.0341 | 18.8042 | 0 | 0 | 2024: 18.8042; 2025: 0; 2026: 0; 2027: 0; 2028: 0; 2029: 0.30442; 2030: 0.92574; 2031: 0.28007; 2032: 0; 2033: 13.1153; 2034: 5.6889; 2035: 0; 2036: 0; 2039: 0; 2040: 0
2018-09-12 01:00 | 9 | 0 | 4 | 1 | 0 | 0 | 0.45891 | 0.91781 | 0 | 20.3125 | 10.5647 | 17.0341 | 17.0341 | 18.6431 | 0 | 0 | 2024: 18.6431; 2025: 0; 2026: 0; 2027: 0; 2028: 0; 2029: 0; 2030: 0.91781; 2031: 0; 2032: 0; 2033: 18.6431; 2034: 0; 2035: 0; 2036: 0; 2039: 0; 2040: 0
2018-09-12 02:00 | 9 | 1 | 4 | 1 | 0 | 0 | 0.46602 | 0.93204 | 0 | 20.3125 | 10.5647 | 17.0341 | 17.0341 | 18.9321 | 0 | 0 | 2024: 18.9321; 2025: 0; 2026: 0; 2027: 0; 2028: 0; 2029: 0; 2030: 0.93204; 2031: 0; 2032: 0; 2033: 18.9321; 2034: 0; 2035: 0; 2036: 0; 2039: 0; 2040: 0
2018-09-12 03:00 | 9 | 2 | 4 | 1 | 0 | 0 | 0.47909 | 0.95817 | 0 | 20.3125 | 10.5647 | 17.0341 | 17.0341 | 19.4629 | 0 | 0 | 2024: 19.4629; 2025: 0; 2026: 0; 2027: 0; 2028: 0; 2029: 0; 2030: 0.95817; 2031: 0; 2032: 0; 2033: 19.4629; 2034: 0; 2035: 0; 2036: 0; 2039: 0; 2040: 0
2018-09-12 04:00 | 9 | 3 | 4 | 1 | 0 | 0 | 0.52405 | 1.0481 | 0 | 20.3125 | 10.5647 | 17.0341 | 17.0341 | 21.2894 | 0 | 0 | 2024: 21.2894; 2025: 0; 2026: 0; 2027: 0; 2028: 0; 2029: 0; 2030: 1.0481; 2031: 0; 2032: 0; 2033: 21.2894; 2034: 0; 2035: 0; 2036: 0; 2039: 0; 2040: 0
2018-09-12 05:00 | 9 | 4 | 4 | 1 | 0 | 0 | 0.65859 | 1.3172 | 0 | 20.3125 | 10.5647 | 17.0341 | 17.0341 | 26.7551 | 0 | 0 | 2024: 26.7551; 2025: 0; 2026: 0; 2027: 0; 2028: 0; 2029: 0; 2030: 1.3172; 2031: 0; 2032: 0; 2033: 26.7551; 2034: 0; 2035: 0; 2036: 0; 2039: 0; 2040: 0
2018-09-12 06:00 | 9 | 5 | 4 | 1 | 0 | 0.0034464 | 0.74683 | 1.4937 | 0.027571 | 20.3125 | 10.5647 | 17.0341 | 17.0341 | 30.34 | 0.027571 | 0 | 2024: 29.78; 2025: 0.56003; 2026: 0; 2027: 0.46965; 2028: 0; 2029: 0; 2030: 1.4661; 2031: 0; 2032: 0; 2033: 29.78; 2034: 0.56003; 2035: 0; 2036: 0.46965; 2039: 0.0034464; 2040: 0.0043147
2018-09-12 07:00 | 9 | 6 | 4 | 1 | 0 | 0.095178 | 0.72529 | 1.4506 | 0.76143 | 20.3125 | 10.5647 | 17.0341 | 17.0341 | 29.4651 | 0.76143 | 0 | 2024: 13.9986; 2025: 15.4665; 2026: 0; 2027: 12.9702; 2028: 0; 2029: 0; 2030: 0.68916; 2031: 0; 2032: 0; 2033: 13.9986; 2034: 15.4665; 2035: 0; 2036: 12.9702; 2039: 0.095178; 2040: 0.1358
2018-09-12 08:00 | 9 | 7 | 4 | 1 | 0 | 0.2541 | 0.76614 | 1.5323 | 2.0328 | 20.3125 | 10.5647 | 17.0341 | 17.0341 | 31.1243 | 1.5323 | 0.50053 | 2024: 0; 2025: 31.1243; 2026: 5.288; 2027: 34.6271; 2028: 0.50053; 2029: 0.50053; 2030: 0; 2031: 0; 2032: 0; 2033: 0; 2034: 31.1243; 2035: 0; 2036: 34.6271; 2039: 0.2541; 2040: 0.26532
2018-09-12 09:00 | 9 | 8 | 4 | 1 | 0 | 0.38215 | 0.80414 | 1.6083 | 3.0572 | 20.3125 | 10.5647 | 17.0341 | 17.0341 | 32.668 | 1.6083 | 1.4489 | 2024: 0; 2025: 32.668; 2026: 15.3075; 2027: 52.0768; 2028: 1.4489; 2029: 1.9495; 2030: 0; 2031: 0; 2032: 0; 2033: 0; 2034: 32.668; 2035: 0; 2036: 52.0768; 2039: 0.38215; 2040: 0.49508
2018-09-12 10:00 | 9 | 9 | 4 | 1 | 0 | 0.545 | 0.76663 | 1.5333 | 4.36 | 20.3125 | 10.5647 | 17.0341 | 17.0341 | 31.1444 | 1.5333 | 2.8267 | 2024: 0; 2025: 31.1444; 2026: 29.8633; 2027: 74.2682; 2028: 2.8267; 2029: 4.7762; 2030: 0; 2031: 0; 2032: 0; 2033: 0; 2034: 31.1444; 2035: 0; 2036: 74.2682; 2039: 0.545; 2040: 0.62581
2018-09-12 11:00 | 9 | 10 | 4 | 1 | 0 | 0.49339 | 0.82821 | 1.6564 | 3.9471 | 20.3125 | 10.5647 | 17.0341 | 17.0341 | 33.6461 | 1.6564 | 2.2907 | 2024: 0; 2025: 33.6461; 2026: 24.2006; 2027: 67.2358; 2028: 2.2907; 2029: 7.0669; 2030: 0; 2031: 0; 2032: 0; 2033: 0; 2034: 33.6461; 2035: 0; 2036: 67.2358; 2039: 0.49339; 2040: 0.64555
2018-09-12 12:00 | 9 | 11 | 4 | 1 | 0 | 0.62719 | 0.83802 | 1.676 | 5.0175 | 20.3125 | 10.5647 | 17.0341 | 17.0341 | 34.0444 | 1.676 | 3.3415 | 2024: 0; 2025: 34.0444; 2026: 35.3018; 2027: 85.4689; 2028: 3.3415; 2029: 10.4083; 2030: 0; 2031: 0; 2032: 0; 2033: 0; 2034: 34.0444; 2035: 0; 2036: 85.4689; 2039: 0.62719; 2040: 0.69929
2018-09-12 13:00 | 9 | 12 | 4 | 1 | 0 | 0.59701 | 0.96902 | 1.938 | 4.7761 | 20.3125 | 10.5647 | 17.0341 | 17.0341 | 39.3664 | 1.938 | 2.8381 | 2024: 0; 2025: 39.3664; 2026: 29.9833; 2027: 81.3567; 2028: 2.0917; 2029: 12.5; 2030: 0; 2031: 0; 2032: 0.74638; 2033: 0; 2034: 39.3664; 2035: 7.8854; 2036: 81.3567; 2039: 0.59701; 2040: 0.67226
2018-09-12 14:00 | 9 | 13 | 4 | 1 | 0 | 0.52786 | 1.0695 | 2.1389 | 4.2229 | 20.3125 | 10.5647 | 17.0341 | 17.0341 | 43.4472 | 2.1389 | 2.0839 | 2024: 0; 2025: 43.4472; 2026: 22.0164; 2027: 71.9333; 2028: 0; 2029: 12.5; 2030: 0; 2031: 0; 2032: 2.0839; 2033: 0; 2034: 43.4472; 2035: 22.0164; 2036: 71.9333; 2039: 0.52786; 2040: 0.60887
2018-09-12 15:00 | 9 | 14 | 4 | 1 | 0 | 0.40756 | 1.2262 | 2.4523 | 3.2605 | 20.3125 | 10.5647 | 17.0341 | 17.0341 | 49.8125 | 2.4523 | 0.80815 | 2024: 0; 2025: 49.8125; 2026: 8.5379; 2027: 55.5392; 2028: 0; 2029: 12.5; 2030: 0; 2031: 0; 2032: 0.80815; 2033: 0; 2034: 49.8125; 2035: 8.5379; 2036: 55.5392; 2039: 0.40756; 2040: 0.4976
2018-09-12 16:00 | 9 | 15 | 4 | 1 | 1 | 0.21448 | 1.4144 | 2.8289 | 1.7158 | 26.4696 | 16.7219 | 17.0341 | 17.0341 | 74.8796 | 1.7158 | 0 | 2024: 29.4617; 2025: 45.4179; 2026: 0; 2027: 29.228; 2028: 0; 2029: 12.5; 2030: 1.113; 2031: 1.113; 2032: 0; 2033: 0; 2034: 74.8796; 2035: 0; 2036: 29.228; 2039: 0.21448; 2040: 0.33882
2018-09-12 17:00 | 9 | 16 | 4 | 1 | 1 | 0.083032 | 1.3332 | 2.6664 | 0.66426 | 26.4696 | 16.7219 | 17.0341 | 17.0341 | 70.5784 | 0.66426 | 0 | 2024: 52.9958; 2025: 17.5826; 2026: 0; 2027: 11.315; 2028: 0; 2029: 11.2902; 2030: 2.0021; 2031: 2.0021; 2032: 0; 2033: 0; 2034: 70.5784; 2035: 0; 2036: 11.315; 2039: 0.083032; 2040: 0.13859
2018-09-12 18:00 | 9 | 17 | 4 | 1 | 1 | 0.0027936 | 1.2568 | 2.5137 | 0.022349 | 26.4696 | 16.7219 | 17.0341 | 17.0341 | 66.5364 | 0.022349 | 0 | 2024: 65.9448; 2025: 0.59157; 2026: 0; 2027: 0.3807; 2028: 0; 2029: 9.1139; 2030: 2.4913; 2031: 2.4913; 2032: 0; 2033: 0; 2034: 66.5364; 2035: 0; 2036: 0.3807; 2039: 0.0027936; 2040: 0.0035627
2018-09-12 19:00 | 9 | 18 | 4 | 1 | 1 | 0 | 1.1911 | 2.3822 | 0 | 26.4696 | 16.7219 | 17.0341 | 17.0341 | 63.0555 | 0 | 0 | 2024: 63.0555; 2025: 0; 2026: 0; 2027: 0; 2028: 0; 2029: 6.406; 2030: 2.3822; 2031: 2.3822; 2032: 0; 2033: 0; 2034: 63.0555; 2035: 0; 2036: 0; 2039: 0; 2040: 0
2018-09-12 20:00 | 9 | 19 | 4 | 1 | 0 | 0 | 1.1342 | 2.2685 | 0 | 20.3125 | 10.5647 | 17.0341 | 17.0341 | 46.0781 | 0 | 0 | 2024: 46.0781; 2025: 0; 2026: 0; 2027: 0; 2028: 0; 2029: 3.8166; 2030: 2.2685; 2031: 2.2685; 2032: 0; 2033: 0; 2034: 46.0781; 2035: 0; 2036: 0; 2039: 0; 2040: 0
2018-09-12 21:00 | 9 | 20 | 4 | 1 | 0 | 0 | 0.86457 | 1.7291 | 0 | 20.3125 | 10.5647 | 17.0341 | 17.0341 | 35.1232 | 0 | 0 | 2024: 35.1232; 2025: 0; 2026: 0; 2027: 0; 2028: 0; 2029: 1.3509; 2030: 1.7291; 2031: 1.2428; 2032: 0; 2033: 9.8779; 2034: 25.2453; 2035: 0; 2036: 0; 2039: 0; 2040: 0
2018-09-12 22:00 | 9 | 21 | 4 | 1 | 0 | 0 | 0.63349 | 1.267 | 0 | 20.3125 | 10.5647 | 17.0341 | 17.0341 | 25.7355 | 0 | 0 | 2024: 25.7355; 2025: 0; 2026: 0; 2027: 0; 2028: 0; 2029: 0; 2030: 1.267; 2031: 0; 2032: 0; 2033: 25.7355; 2034: 0; 2035: 0; 2036: 0; 2039: 0; 2040: 0
2018-09-12 23:00 | 9 | 22 | 4 | 1 | 0 | 0 | 0.51991 | 1.0398 | 0 | 20.3125 | 10.5647 | 17.0341 | 17.0341 | 21.1215 | 0 | 0 | 2024: 21.1215; 2025: 0; 2026: 0; 2027: 0; 2028: 0; 2029: 0; 2030: 1.0398; 2031: 0; 2032: 0; 2033: 21.1215; 2034: 0; 2035: 0; 2036: 0; 2039: 0; 2040: 0
2018-09-13 | 9 | 23 | 4 | 1 | 0 | 0 | 0.47518 | 0.95035 | 0 | 20.3125 | 10.5647 | 17.0341 | 17.0341 | 19.3041 | 0 | 0 | 2024: 19.3041; 2025: 0; 2026: 0; 2027: 0; 2028: 0; 2029: 0; 2030: 0.95035; 2031: 0; 2032: 0; 2033: 19.3041; 2034: 0; 2035: 0; 2036: 0; 2039: 0; 2040: 0
2018-09-13 01:00 | 9 | 0 | 5 | 1 | 0 | 0 | 0.44069 | 0.88138 | 0 | 20.3125 | 10.5647 | 17.0341 | 17.0341 | 17.903 | 0 | 0 | 2024: 17.903; 2025: 0; 2026: 0; 2027: 0; 2028: 0; 2029: 0; 2030: 0.88138; 2031: 0; 2032: 0; 2033: 17.903; 2034: 0; 2035: 0; 2036: 0; 2039: 0; 2040: 0
2018-09-13 02:00 | 9 | 1 | 5 | 1 | 0 | 0 | 0.43076 | 0.86152 | 0 | 20.3125 | 10.5647 | 17.0341 | 17.0341 | 17.4997 | 0 | 0 | 2024: 17.4997; 2025: 0; 2026: 0; 2027: 0; 2028: 0; 2029: 0; 2030: 0.86152; 2031: 0; 2032: 0; 2033: 17.4997; 2034: 0; 2035: 0; 2036: 0; 2039: 0; 2040: 0
2018-09-13 03:00 | 9 | 2 | 5 | 1 | 0 | 0 | 0.43358 | 0.86715 | 0 | 20.3125 | 10.5647 | 17.0341 | 17.0341 | 17.6141 | 0 | 0 | 2024: 17.6141; 2025: 0; 2026: 0; 2027: 0; 2028: 0; 2029: 0; 2030: 0.86715; 2031: 0; 2032: 0; 2033: 17.6141; 2034: 0; 2035: 0; 2036: 0; 2039: 0; 2040: 0
2018-09-13 04:00 | 9 | 3 | 5 | 1 | 0 | 0 | 0.47979 | 0.95957 | 0 | 20.3125 | 10.5647 | 17.0341 | 17.0341 | 19.4913 | 0 | 0 | 2024: 19.4913; 2025: 0; 2026: 0; 2027: 0; 2028: 0; 2029: 0; 2030: 0.95957; 2031: 0; 2032: 0; 2033: 19.4913; 2034: 0; 2035: 0; 2036: 0; 2039: 0; 2040: 0
2018-09-13 05:00 | 9 | 4 | 5 | 1 | 0 | 0 | 0.60848 | 1.217 | 0 | 20.3125 | 10.5647 | 17.0341 | 17.0341 | 24.7196 | 0 | 0 | 2024: 24.7196; 2025: 0; 2026: 0; 2027: 0; 2028: 0; 2029: 0; 2030: 1.217; 2031: 0; 2032: 0; 2033: 24.7196; 2034: 0; 2035: 0; 2036: 0; 2039: 0; 2040: 0
2018-09-13 06:00 | 9 | 5 | 5 | 1 | 0 | 0.003848 | 0.69617 | 1.3923 | 0.030784 | 20.3125 | 10.5647 | 17.0341 | 17.0341 | 28.2819 | 0.030784 | 0 | 2024: 27.6566; 2025: 0.62529; 2026: 0; 2027: 0.52437; 2028: 0; 2029: 0; 2030: 1.3616; 2031: 0; 2032: 0; 2033: 27.6566; 2034: 0.62529; 2035: 0; 2036: 0.52437; 2039: 0.003848; 2040: 0.0040313
2018-09-13 07:00 | 9 | 6 | 5 | 1 | 0 | 0.13088 | 0.74167 | 1.4833 | 1.047 | 20.3125 | 10.5647 | 17.0341 | 17.0341 | 30.1303 | 1.047 | 0 | 2024: 8.8625; 2025: 21.2678; 2026: 0; 2027: 17.8353; 2028: 0; 2029: 0; 2030: 0.43631; 2031: 0; 2032: 0; 2033: 8.8625; 2034: 21.2678; 2035: 0; 2036: 17.8353; 2039: 0.13088; 2040: 0.14607
2018-09-13 08:00 | 9 | 7 | 5 | 1 | 0 | 0.32234 | 0.78432 | 1.5686 | 2.5787 | 20.3125 | 10.5647 | 17.0341 | 17.0341 | 31.8631 | 1.5686 | 1.0101 | 2024: 0; 2025: 31.8631; 2026: 10.6714; 2027: 43.9267; 2028: 1.0101; 2029: 1.0101; 2030: 0; 2031: 0; 2032: 0; 2033: 0; 2034: 31.8631; 2035: 0; 2036: 43.9267; 2039: 0.32234; 2040: 0.34942
2018-09-13 09:00 | 9 | 8 | 5 | 1 | 0 | 0.45433 | 0.75916 | 1.5183 | 3.6347 | 20.3125 | 10.5647 | 17.0341 | 17.0341 | 30.8408 | 1.5183 | 2.1164 | 2024: 0; 2025: 30.8408; 2026: 22.3588; 2027: 61.9137; 2028: 2.1164; 2029: 3.1265; 2030: 0; 2031: 0; 2032: 0; 2033: 0; 2034: 30.8408; 2035: 0; 2036: 61.9137; 2039: 0.45433; 2040: 0.4986
2018-09-13 10:00 | 9 | 9 | 5 | 1 | 0 | 0.5862 | 0.72081 | 1.4416 | 4.6896 | 20.3125 | 10.5647 | 17.0341 | 17.0341 | 29.283 | 1.4416 | 3.2479 | 2024: 0; 2025: 29.283; 2026: 34.3136; 2027: 79.8826; 2028: 3.2479; 2029: 6.3744; 2030: 0; 2031: 0; 2032: 0; 2033: 0; 2034: 29.283; 2035: 0; 2036: 79.8826; 2039: 0.5862; 2040: 0.61915
2018-09-13 11:00 | 9 | 10 | 5 | 1 | 0 | 0.65279 | 0.7123 | 1.4246 | 5.2223 | 20.3125 | 10.5647 | 17.0341 | 17.0341 | 28.9373 | 1.4246 | 3.7977 | 2024: 0; 2025: 28.9373; 2026: 40.122; 2027: 88.9579; 2028: 3.7977; 2029: 10.1721; 2030: 0; 2031: 0; 2032: 0; 2033: 0; 2034: 28.9373; 2035: 0; 2036: 88.9579; 2039: 0.65279; 2040: 0.68665
2018-09-13 12:00 | 9 | 11 | 5 | 1 | 0 | 0.46908 | 0.72208 | 1.4442 | 3.7526 | 20.3125 | 10.5647 | 17.0341 | 17.0341 | 29.3345 | 1.4442 | 2.3085 | 2024: 0; 2025: 29.3345; 2026: 24.3883; 2027: 63.9227; 2028: 2.3085; 2029: 12.4806; 2030: 0; 2031: 0; 2032: 0; 2033: 0; 2034: 29.3345; 2035: 0; 2036: 63.9227; 2039: 0.46908; 2040: 0.63523
2018-09-13 13:00 | 9 | 12 | 5 | 1 | 0 | 0.59427 | 0.6933 | 1.3866 | 4.7541 | 20.3125 | 10.5647 | 17.0341 | 17.0341 | 28.1655 | 1.3866 | 3.3675 | 2024: 0; 2025: 28.1655; 2026: 35.577; 2027: 80.9826; 2028: 0.019418; 2029: 12.5; 2030: 0; 2031: 0; 2032: 3.3481; 2033: 0; 2034: 28.1655; 2035: 35.3719; 2036: 80.9826; 2039: 0.59427; 2040: 0.57344
2018-09-13 14:00 | 9 | 13 | 5 | 1 | 0 | 0.54977 | 0.71293 | 1.4259 | 4.3982 | 20.3125 | 10.5647 | 17.0341 | 17.0341 | 28.9628 | 1.4259 | 2.9723 | 2024: 0; 2025: 28.9628; 2026: 31.4016; 2027: 74.9189; 2028: 0; 2029: 12.5; 2030: 0; 2031: 0; 2032: 2.9723; 2033: 0; 2034: 28.9628; 2035: 31.4016; 2036: 74.9189; 2039: 0.54977; 2040: 0.50754
2018-09-13 15:00 | 9 | 14 | 5 | 1 | 0 | 0.45513 | 0.81431 | 1.6286 | 3.641 | 20.3125 | 10.5647 | 17.0341 | 17.0341 | 33.0813 | 1.6286 | 2.0124 | 2024: 0; 2025: 33.0813; 2026: 21.2605; 2027: 62.0217; 2028: 0; 2029: 12.5; 2030: 0; 2031: 0; 2032: 2.0124; 2033: 0; 2034: 33.0813; 2035: 21.2605; 2036: 62.0217; 2039: 0.45513; 2040: 0.4271
2018-09-13 16:00 | 9 | 15 | 5 | 1 | 1 | 0.30365 | 0.82857 | 1.6571 | 2.4292 | 26.4696 | 16.7219 | 17.0341 | 17.0341 | 43.8637 | 1.6571 | 0.77204 | 2024: 0; 2025: 43.8637; 2026: 12.9099; 2027: 41.3788; 2028: 0; 2029: 12.5; 2030: 0; 2031: 0; 2032: 0.77204; 2033: 0; 2034: 43.8637; 2035: 12.9099; 2036: 41.3788; 2039: 0.30365; 2040: 0.30315
2018-09-13 17:00 | 9 | 16 | 5 | 1 | 1 | 0.12118 | 0.87201 | 1.744 | 0.96946 | 26.4696 | 16.7219 | 17.0341 | 17.0341 | 46.1634 | 0.96946 | 0 | 2024: 20.5022; 2025: 25.6612; 2026: 0; 2027: 16.5139; 2028: 0; 2029: 12.5; 2030: 0.77456; 2031: 0.77456; 2032: 0; 2033: 0; 2034: 46.1634; 2035: 0; 2036: 16.5139; 2039: 0.12118; 2040: 0.12231
2018-09-13 18:00 | 9 | 17 | 5 | 1 | 1 | 0.0026744 | 0.95001 | 1.9 | 0.021395 | 26.4696 | 16.7219 | 17.0341 | 17.0341 | 50.2929 | 0.021395 | 0 | 2024: 49.7266; 2025: 0.56632; 2026: 0; 2027: 0.36445; 2028: 0; 2029: 11.6581; 2030: 1.8786; 2031: 1.8786; 2032: 0; 2033: 0; 2034: 50.2929; 2035: 0; 2036: 0.36445; 2039: 0.0026744; 2040: 0.0034173
2018-09-13 19:00 | 9 | 18 | 5 | 1 | 1 | 0 | 0.97086 | 1.9417 | 0 | 26.4696 | 16.7219 | 17.0341 | 17.0341 | 51.3967 | 0 | 0 | 2024: 51.3967; 2025: 0; 2026: 0; 2027: 0; 2028: 0; 2029: 9.6161; 2030: 1.9417; 2031: 1.9417; 2032: 0; 2033: 0; 2034: 51.3967; 2035: 0; 2036: 0; 2039: 0; 2040: 0
2018-09-13 20:00 | 9 | 19 | 5 | 1 | 0 | 0 | 1.0234 | 2.0469 | 0 | 20.3125 | 10.5647 | 17.0341 | 17.0341 | 41.5774 | 0 | 0 | 2024: 41.5774; 2025: 0; 2026: 0; 2027: 0; 2028: 0; 2029: 7.5055; 2030: 2.0469; 2031: 2.0469; 2032: 0; 2033: 0; 2034: 41.5774; 2035: 0; 2036: 0; 2039: 0; 2040: 0
2018-09-13 21:00 | 9 | 20 | 5 | 1 | 0 | 0 | 0.77274 | 1.5455 | 0 | 20.3125 | 10.5647 | 17.0341 | 17.0341 | 31.3925 | 0 | 0 | 2024: 31.3925; 2025: 0; 2026: 0; 2027: 0; 2028: 0; 2029: 5.2807; 2030: 1.5455; 2031: 1.5455; 2032: 0; 2033: 0; 2034: 31.3925; 2035: 0; 2036: 0; 2039: 0; 2040: 0
2018-09-13 22:00 | 9 | 21 | 5 | 1 | 0 | 0 | 0.5759 | 1.1518 | 0 | 20.3125 | 10.5647 | 17.0341 | 17.0341 | 23.3959 | 0 | 0 | 2024: 23.3959; 2025: 0; 2026: 0; 2027: 0; 2028: 0; 2029: 3.6008; 2030: 1.1518; 2031: 1.1518; 2032: 0; 2033: 0; 2034: 23.3959; 2035: 0; 2036: 0; 2039: 0; 2040: 0
2018-09-13 23:00 | 9 | 22 | 5 | 1 | 0 | 0 | 0.50908 | 1.0182 | 0 | 20.3125 | 10.5647 | 17.0341 | 17.0341 | 20.6814 | 0 | 0 | 2024: 20.6814; 2025: 0; 2026: 0; 2027: 0; 2028: 0; 2029: 2.3488; 2030: 1.0182; 2031: 1.0182; 2032: 0; 2033: 0; 2034: 20.6814; 2035: 0; 2036: 0; 2039: 0; 2040: 0
2018-09-14 | 9 | 23 | 5 | 1 | 0 | 0 | 0.44047 | 0.88094 | 0 | 20.3125 | 10.5647 | 17.0341 | 17.0341 | 17.8941 | 0 | 0 | 2024: 17.8941; 2025: 0; 2026: 0; 2027: 0; 2028: 0; 2029: 1.2421; 2030: 0.88094; 2031: 0.88094; 2032: 0; 2033: 0; 2034: 17.8941; 2035: 0; 2036: 0; 2039: 0; 2040: 0
2018-09-14 01:00 | 9 | 0 | 6 | 1 | 0 | 0 | 0.42505 | 0.85011 | 0 | 20.3125 | 10.5647 | 17.0341 | 17.0341 | 17.2678 | 0 | 0 | 2024: 17.2678; 2025: 0; 2026: 0; 2027: 0; 2028: 0; 2029: 0.28459; 2030: 0.85011; 2031: 0.26183; 2032: 0; 2033: 11.9495; 2034: 5.3183; 2035: 0; 2036: 0; 2039: 0; 2040: 0
2018-09-14 02:00 | 9 | 1 | 6 | 1 | 0 | 0 | 0.42902 | 0.85803 | 0 | 20.3125 | 10.5647 | 17.0341 | 17.0341 | 17.4288 | 0 | 0 | 2024: 17.4288; 2025: 0; 2026: 0; 2027: 0; 2028: 0; 2029: 0; 2030: 0.85803; 2031: 0; 2032: 0; 2033: 17.4288; 2034: 0; 2035: 0; 2036: 0; 2039: 0; 2040: 0
2018-09-14 03:00 | 9 | 2 | 6 | 1 | 0 | 0 | 0.43017 | 0.86033 | 0 | 20.3125 | 10.5647 | 17.0341 | 17.0341 | 17.4755 | 0 | 0 | 2024: 17.4755; 2025: 0; 2026: 0; 2027: 0; 2028: 0; 2029: 0; 2030: 0.86033; 2031: 0; 2032: 0; 2033: 17.4755; 2034: 0; 2035: 0; 2036: 0; 2039: 0; 2040: 0
2018-09-14 04:00 | 9 | 3 | 6 | 1 | 0 | 0 | 0.49021 | 0.98042 | 0 | 20.3125 | 10.5647 | 17.0341 | 17.0341 | 19.9148 | 0 | 0 | 2024: 19.9148; 2025: 0; 2026: 0; 2027: 0; 2028: 0; 2029: 0; 2030: 0.98042; 2031: 0; 2032: 0; 2033: 19.9148; 2034: 0; 2035: 0; 2036: 0; 2039: 0; 2040: 0
2018-09-14 05:00 | 9 | 4 | 6 | 1 | 0 | 0 | 0.6696 | 1.3392 | 0 | 20.3125 | 10.5647 | 17.0341 | 17.0341 | 27.2026 | 0 | 0 | 2024: 27.2026; 2025: 0; 2026: 0; 2027: 0; 2028: 0; 2029: 0; 2030: 1.3392; 2031: 0; 2032: 0; 2033: 27.2026; 2034: 0; 2035: 0; 2036: 0; 2039: 0; 2040: 0
2018-09-14 06:00 | 9 | 5 | 6 | 1 | 0 | 0.0044992 | 0.75186 | 1.5037 | 0.035994 | 20.3125 | 10.5647 | 17.0341 | 17.0341 | 30.5445 | 0.035994 | 0 | 2024: 29.8134; 2025: 0.73113; 2026: 0; 2027: 0.61313; 2028: 0; 2029: 0; 2030: 1.4677; 2031: 0; 2032: 0; 2033: 29.8134; 2034: 0.73113; 2035: 0; 2036: 0.61313; 2039: 0.0044992; 2040: 0.0044243
2018-09-14 07:00 | 9 | 6 | 6 | 1 | 0 | 0.13497 | 0.81414 | 1.6283 | 1.0798 | 20.3125 | 10.5647 | 17.0341 | 17.0341 | 33.0746 | 1.0798 | 0 | 2024: 11.1415; 2025: 21.9331; 2026: 0; 2027: 18.3932; 2028: 0; 2029: 0; 2030: 0.54851; 2031: 0; 2032: 0; 2033: 11.1415; 2034: 21.9331; 2035: 0; 2036: 18.3932; 2039: 0.13497; 2040: 0.14016
2018-09-14 08:00 | 9 | 7 | 6 | 1 | 0 | 0.2947 | 0.78239 | 1.5648 | 2.3576 | 20.3125 | 10.5647 | 17.0341 | 17.0341 | 31.7848 | 1.5648 | 0.79281 | 2024: 0; 2025: 31.7848; 2026: 8.3758; 2027: 40.1597; 2028: 0.79281; 2029: 0.79281; 2030: 0; 2031: 0; 2032: 0; 2033: 0; 2034: 31.7848; 2035: 0; 2036: 40.1597; 2039: 0.2947; 2040: 0.33129
2018-09-14 09:00 | 9 | 8 | 6 | 1 | 0 | 0.46996 | 0.78495 | 1.5699 | 3.7597 | 20.3125 | 10.5647 | 17.0341 | 17.0341 | 31.8884 | 1.5699 | 2.1898 | 2024: 0; 2025: 31.8884; 2026: 23.1348; 2027: 64.0433; 2028: 2.1898; 2029: 2.9826; 2030: 0; 2031: 0; 2032: 0; 2033: 0; 2034: 31.8884; 2035: 0; 2036: 64.0433; 2039: 0.46996; 2040: 0.49922
2018-09-14 10:00 | 9 | 9 | 6 | 1 | 0 | 0.53329 | 0.90274 | 1.8055 | 4.2664 | 20.3125 | 10.5647 | 17.0341 | 17.0341 | 36.6738 | 1.8055 | 2.4609 | 2024: 0; 2025: 36.6738; 2026: 25.9986; 2027: 72.6738; 2028: 2.4609; 2029: 5.4435; 2030: 0; 2031: 0; 2032: 0; 2033: 0; 2034: 36.6738; 2035: 0; 2036: 72.6738; 2039: 0.53329; 2040: 0.60217
2018-09-14 11:00 | 9 | 10 | 6 | 1 | 0 | 0.62778 | 0.98399 | 1.968 | 5.0223 | 20.3125 | 10.5647 | 17.0341 | 17.0341 | 39.9744 | 1.968 | 3.0543 | 2024: 0; 2025: 39.9744; 2026: 32.2679; 2027: 85.5501; 2028: 3.0543; 2029: 8.4978; 2030: 0; 2031: 0; 2032: 0; 2033: 0; 2034: 39.9744; 2035: 0; 2036: 85.5501; 2039: 0.62778; 2040: 0.52033
2018-09-14 12:00 | 9 | 11 | 6 | 1 | 0 | 0.64557 | 1.0665 | 2.1331 | 5.1646 | 20.3125 | 10.5647 | 17.0341 | 17.0341 | 43.3276 | 2.1331 | 3.0315 | 2024: 0; 2025: 43.3276; 2026: 32.0273; 2027: 87.9741; 2028: 3.0315; 2029: 11.5293; 2030: 0; 2031: 0; 2032: 0; 2033: 0; 2034: 43.3276; 2035: 0; 2036: 87.9741; 2039: 0.64557; 2040: 0.71609
2018-09-14 13:00 | 9 | 12 | 6 | 1 | 0 | 0.61785 | 1.0642 | 2.1285 | 4.9428 | 20.3125 | 10.5647 | 17.0341 | 17.0341 | 43.2343 | 2.1285 | 2.8143 | 2024: 0; 2025: 43.2343; 2026: 29.7327; 2027: 84.1962; 2028: 0.97067; 2029: 12.5; 2030: 0; 2031: 0; 2032: 1.8437; 2033: 0; 2034: 43.2343; 2035: 19.4778; 2036: 84.1962; 2039: 0.61785; 2040: 0.68163
2018-09-14 14:00 | 9 | 13 | 6 | 1 | 0 | 0.55206 | 1.0512 | 2.1024 | 4.4165 | 20.3125 | 10.5647 | 17.0341 | 17.0341 | 42.7049 | 2.1024 | 2.3141 | 2024: 0; 2025: 42.7049; 2026: 24.448; 2027: 75.2315; 2028: 0; 2029: 12.5; 2030: 0; 2031: 0; 2032: 2.3141; 2033: 0; 2034: 42.7049; 2035: 24.448; 2036: 75.2315; 2039: 0.55206; 2040: 0.61077
2018-09-14 15:00 | 9 | 14 | 6 | 1 | 0 | 0.44413 | 1.1847 | 2.3695 | 3.553 | 20.3125 | 10.5647 | 17.0341 | 17.0341 | 48.1304 | 2.3695 | 1.1835 | 2024: 0; 2025: 48.1304; 2026: 12.5039; 2027: 60.5231; 2028: 0; 2029: 12.5; 2030: 0; 2031: 0; 2032: 1.1835; 2033: 0; 2034: 48.1304; 2035: 12.5039; 2036: 60.5231; 2039: 0.44413; 2040: 0.33958
2018-09-14 16:00 | 9 | 15 | 6 | 1 | 1 | 0.29435 | 1.1869 | 2.3738 | 2.3548 | 26.4696 | 16.7219 | 17.0341 | 17.0341 | 62.8326 | 2.3548 | 0 | 2024: 0.50273; 2025: 62.3299; 2026: 0; 2027: 40.1115; 2028: 0; 2029: 12.5; 2030: 0.018993; 2031: 0.018993; 2032: 0; 2033: 0; 2034: 62.8326; 2035: 0; 2036: 40.1115; 2039: 0.29435; 2040: 0.3271
2018-09-14 17:00 | 9 | 16 | 6 | 1 | 1 | 0.1202 | 1.1862 | 2.3723 | 0.96162 | 26.4696 | 16.7219 | 17.0341 | 17.0341 | 62.7952 | 0.96162 | 0 | 2024: 37.3415; 2025: 25.4536; 2026: 0; 2027: 16.3803; 2028: 0; 2029: 12.4794; 2030: 1.4107; 2031: 1.4107; 2032: 0; 2033: 0; 2034: 62.7952; 2035: 0; 2036: 16.3803; 2039: 0.1202; 2040: 0.13148
2018-09-14 18:00 | 9 | 17 | 6 | 1 | 1 | 0.0028879 | 1.2051 | 2.4102 | 0.023103 | 26.4696 | 16.7219 | 17.0341 | 17.0341 | 63.7959 | 0.023103 | 0 | 2024: 63.1844; 2025: 0.61154; 2026: 0; 2027: 0.39354; 2028: 0; 2029: 10.946; 2030: 2.387; 2031: 2.387; 2032: 0; 2033: 0; 2034: 63.7959; 2035: 0; 2036: 0.39354; 2039: 0.0028879; 2040: 0.0033233
2018-09-14 19:00 | 9 | 18 | 6 | 1 | 1 | 0 | 1.2427 | 2.4854 | 0 | 26.4696 | 16.7219 | 17.0341 | 17.0341 | 65.7875 | 0 | 0 | 2024: 65.7875; 2025: 0; 2026: 0; 2027: 0; 2028: 0; 2029: 8.3513; 2030: 2.4854; 2031: 2.4854; 2032: 0; 2033: 0; 2034: 65.7875; 2035: 0; 2036: 0; 2039: 0; 2040: 0
2018-09-14 20:00 | 9 | 19 | 6 | 1 | 0 | 0 | 1.228 | 2.456 | 0 | 20.3125 | 10.5647 | 17.0341 | 17.0341 | 49.8871 | 0 | 0 | 2024: 49.8871; 2025: 0; 2026: 0; 2027: 0; 2028: 0; 2029: 5.6498; 2030: 2.456; 2031: 2.456; 2032: 0; 2033: 0; 2034: 49.8871; 2035: 0; 2036: 0; 2039: 0; 2040: 0
2018-09-14 21:00 | 9 | 20 | 6 | 1 | 0 | 0 | 0.98442 | 1.9688 | 0 | 20.3125 | 10.5647 | 17.0341 | 17.0341 | 39.9922 | 0 | 0 | 2024: 39.9922; 2025: 0; 2026: 0; 2027: 0; 2028: 0; 2029: 2.9803; 2030: 1.9688; 2031: 1.9688; 2032: 0; 2033: 0; 2034: 39.9922; 2035: 0; 2036: 0; 2039: 0; 2040: 0
2018-09-14 22:00 | 9 | 21 | 6 | 1 | 0 | 0 | 0.72352 | 1.447 | 0 | 20.3125 | 10.5647 | 17.0341 | 17.0341 | 29.3928 | 0 | 0 | 2024: 29.3928; 2025: 0; 2026: 0; 2027: 0; 2028: 0; 2029: 0.84023; 2030: 1.447; 2031: 0.77301; 2032: 0; 2033: 13.6911; 2034: 15.7017; 2035: 0; 2036: 0; 2039: 0; 2040: 0
2018-09-14 23:00 | 9 | 22 | 6 | 1 | 0 | 0 | 0.58718 | 1.1744 | 0 | 20.3125 | 10.5647 | 17.0341 | 17.0341 | 23.854 | 0 | 0 | 2024: 23.854; 2025: 0; 2026: 0; 2027: 0; 2028: 0; 2029: 0; 2030: 1.1744; 2031: 0; 2032: 0; 2033: 23.854; 2034: 0; 2035: 0; 2036: 0; 2039: 0; 2040: 0
2018-09-15 | 9 | 23 | 6 | 1 | 0 | 0 | 0.53163 | 1.0633 | 0 | 20.3125 | 10.5647 | 17.0341 | 17.0341 | 21.5976 | 0 | 0 | 2024: 21.5976; 2025: 0; 2026: 0; 2027: 0; 2028: 0; 2029: 0; 2030: 1.0633; 2031: 0; 2032: 0; 2033: 21.5976; 2034: 0; 2035: 0; 2036: 0; 2039: 0; 2040: 0
2018-09-15 01:00 | 9 | 0 | 7 | 1 | 0 | 0 | 0.47028 | 0.94057 | 0 | 20.3125 | 10.5647 | 17.0341 | 17.0341 | 19.1053 | 0 | 0 | 2024: 19.1053; 2025: 0; 2026: 0; 2027: 0; 2028: 0; 2029: 0; 2030: 0.94057; 2031: 0; 2032: 0; 2033: 19.1053; 2034: 0; 2035: 0; 2036: 0; 2039: 0; 2040: 0
2018-09-15 02:00 | 9 | 1 | 7 | 1 | 0 | 0 | 0.45612 | 0.91223 | 0 | 20.3125 | 10.5647 | 17.0341 | 17.0341 | 18.5298 | 0 | 0 | 2024: 18.5298; 2025: 0; 2026: 0; 2027: 0; 2028: 0; 2029: 0; 2030: 0.91223; 2031: 0; 2032: 0; 2033: 18.5298; 2034: 0; 2035: 0; 2036: 0; 2039: 0; 2040: 0
2018-09-15 03:00 | 9 | 2 | 7 | 1 | 0 | 0 | 0.45211 | 0.90422 | 0 | 20.3125 | 10.5647 | 17.0341 | 17.0341 | 18.367 | 0 | 0 | 2024: 18.367; 2025: 0; 2026: 0; 2027: 0; 2028: 0; 2029: 0; 2030: 0.90422; 2031: 0; 2032: 0; 2033: 18.367; 2034: 0; 2035: 0; 2036: 0; 2039: 0; 2040: 0
2018-09-15 04:00 | 9 | 3 | 7 | 1 | 0 | 0 | 0.45672 | 0.91344 | 0 | 20.3125 | 10.5647 | 17.0341 | 17.0341 | 18.5542 | 0 | 0 | 2024: 18.5542; 2025: 0; 2026: 0; 2027: 0; 2028: 0; 2029: 0; 2030: 0.91344; 2031: 0; 2032: 0; 2033: 18.5542; 2034: 0; 2035: 0; 2036: 0; 2039: 0; 2040: 0
2018-09-15 05:00 | 9 | 4 | 7 | 1 | 0 | 0 | 0.53036 | 1.0607 | 0 | 20.3125 | 10.5647 | 17.0341 | 17.0341 | 21.5458 | 0 | 0 | 2024: 21.5458; 2025: 0; 2026: 0; 2027: 0; 2028: 0; 2029: 0; 2030: 1.0607; 2031: 0; 2032: 0; 2033: 21.5458; 2034: 0; 2035: 0; 2036: 0; 2039: 0; 2040: 0
2018-09-15 06:00 | 9 | 5 | 7 | 1 | 0 | 0.0025315 | 0.70575 | 1.4115 | 0.020252 | 20.3125 | 10.5647 | 17.0341 | 17.0341 | 28.671 | 0.020252 | 0 | 2024: 28.2597; 2025: 0.41137; 2026: 0; 2027: 0.34498; 2028: 0; 2029: 0; 2030: 1.3912; 2031: 0; 2032: 0; 2033: 28.2597; 2034: 0.41137; 2035: 0; 2036: 0.34498; 2039: 0.0025315; 2040: 0.0035707
2018-09-15 07:00 | 9 | 6 | 7 | 1 | 0 | 0.11438 | 0.81115 | 1.6223 | 0.91501 | 20.3125 | 10.5647 | 17.0341 | 17.0341 | 32.953 | 0.91501 | 0 | 2024: 14.3669; 2025: 18.5861; 2026: 0; 2027: 15.5864; 2028: 0; 2029: 0; 2030: 0.70729; 2031: 0; 2032: 0; 2033: 14.3669; 2034: 18.5861; 2035: 0; 2036: 15.5864; 2039: 0.11438; 2040: 0.12969
2018-09-15 08:00 | 9 | 7 | 7 | 1 | 0 | 0.28136 | 0.83315 | 1.6663 | 2.2509 | 20.3125 | 10.5647 | 17.0341 | 17.0341 | 33.8468 | 1.6663 | 0.5846 | 2024: 0; 2025: 33.8468; 2026: 6.1761; 2027: 38.3422; 2028: 0.5846; 2029: 0.5846; 2030: 0; 2031: 0; 2032: 0; 2033: 0; 2034: 33.8468; 2035: 0; 2036: 38.3422; 2039: 0.28136; 2040: 0.32088
2018-09-15 09:00 | 9 | 8 | 7 | 1 | 0 | 0.4227 | 0.85645 | 1.7129 | 3.3816 | 20.3125 | 10.5647 | 17.0341 | 17.0341 | 34.7931 | 1.7129 | 1.6687 | 2024: 0; 2025: 34.7931; 2026: 17.6297; 2027: 57.6031; 2028: 1.6687; 2029: 2.2533; 2030: 0; 2031: 0; 2032: 0; 2033: 0; 2034: 34.7931; 2035: 0; 2036: 57.6031; 2039: 0.4227; 2040: 0.34755
2018-09-15 10:00 | 9 | 9 | 7 | 1 | 0 | 0.53128 | 0.94207 | 1.8841 | 4.2503 | 20.3125 | 10.5647 | 17.0341 | 17.0341 | 38.2715 | 1.8841 | 2.3661 | 2024: 0; 2025: 38.2715; 2026: 24.9976; 2027: 72.3997; 2028: 2.3661; 2029: 4.6195; 2030: 0; 2031: 0; 2032: 0; 2033: 0; 2034: 38.2715; 2035: 0; 2036: 72.3997; 2039: 0.53128; 2040: 0.42901
2018-09-15 11:00 | 9 | 10 | 7 | 1 | 0 | 0.59708 | 1.0082 | 2.0163 | 4.7766 | 20.3125 | 10.5647 | 17.0341 | 17.0341 | 40.9567 | 2.0163 | 2.7603 | 2024: 0; 2025: 40.9567; 2026: 29.1619; 2027: 81.3658; 2028: 2.7603; 2029: 7.3798; 2030: 0; 2031: 0; 2032: 0; 2033: 0; 2034: 40.9567; 2035: 0; 2036: 81.3658; 2039: 0.59708; 2040: 0.52954
2018-09-15 12:00 | 9 | 11 | 7 | 1 | 0 | 0.60927 | 0.94476 | 1.8895 | 4.8741 | 20.3125 | 10.5647 | 17.0341 | 17.0341 | 38.381 | 1.8895 | 2.9846 | 2024: 0; 2025: 38.381; 2026: 31.5316; 2027: 83.0267; 2028: 2.9846; 2029: 10.3644; 2030: 0; 2031: 0; 2032: 0; 2033: 0; 2034: 38.381; 2035: 0; 2036: 83.0267; 2039: 0.60927; 2040: 0.58979
2018-09-15 13:00 | 9 | 12 | 7 | 1 | 0 | 0.57384 | 1.0471 | 2.0942 | 4.5907 | 20.3125 | 10.5647 | 17.0341 | 17.0341 | 42.5384 | 2.0942 | 2.4965 | 2024: 0; 2025: 42.5384; 2026: 26.3748; 2027: 78.1986; 2028: 2.1356; 2029: 12.5; 2030: 0; 2031: 0; 2032: 0.36088; 2033: 0; 2034: 42.5384; 2035: 3.8125; 2036: 78.1986; 2039: 0.57384; 2040: 0.62095
2018-09-15 14:00 | 9 | 13 | 7 | 1 | 0 | 0.50857 | 1.0032 | 2.0063 | 4.0686 | 20.3125 | 10.5647 | 17.0341 | 17.0341 | 40.7532 | 2.0063 | 2.0623 | 2024: 0; 2025: 40.7532; 2026: 21.7873; 2027: 69.3047; 2028: 0; 2029: 12.5; 2030: 0; 2031: 0; 2032: 2.0623; 2033: 0; 2034: 40.7532; 2035: 21.7873; 2036: 69.3047; 2039: 0.50857; 2040: 0.57908
2018-09-15 15:00 | 9 | 14 | 7 | 1 | 0 | 0.40253 | 1.0494 | 2.0988 | 3.2202 | 20.3125 | 10.5647 | 17.0341 | 17.0341 | 42.6315 | 2.0988 | 1.1214 | 2024: 0; 2025: 42.6315; 2026: 11.8476; 2027: 54.8535; 2028: 0; 2029: 12.5; 2030: 0; 2031: 0; 2032: 1.1214; 2033: 0; 2034: 42.6315; 2035: 11.8476; 2036: 54.8535; 2039: 0.40253; 2040: 0.4646
2018-09-15 16:00 | 9 | 15 | 7 | 1 | 1 | 0.26336 | 1.087 | 2.174 | 2.1069 | 26.4696 | 16.7219 | 17.0341 | 17.0341 | 57.5456 | 2.1069 | 0 | 2024: 1.7778; 2025: 55.7677; 2026: 0; 2027: 35.8885; 2028: 0; 2029: 12.5; 2030: 0.067165; 2031: 0.067165; 2032: 0; 2033: 0; 2034: 57.5456; 2035: 0; 2036: 35.8885; 2039: 0.26336; 2040: 0.30916
2018-09-15 17:00 | 9 | 16 | 7 | 1 | 1 | 0.10282 | 1.0803 | 2.1606 | 0.82253 | 26.4696 | 16.7219 | 17.0341 | 17.0341 | 57.1894 | 0.82253 | 0 | 2024: 35.4174; 2025: 21.772; 2026: 0; 2027: 14.0111; 2028: 0; 2029: 12.427; 2030: 1.338; 2031: 1.338; 2032: 0; 2033: 0; 2034: 57.1894; 2035: 0; 2036: 14.0111; 2039: 0.10282; 2040: 0.12308
2018-09-15 18:00 | 9 | 17 | 7 | 1 | 1 | 0.00093824 | 1.0341 | 2.0682 | 0.0075059 | 26.4696 | 16.7219 | 17.0341 | 17.0341 | 54.7453 | 0.0075059 | 0 | 2024: 54.5467; 2025: 0.19868; 2026: 0; 2027: 0.12786; 2028: 0; 2029: 10.9726; 2030: 2.0607; 2031: 2.0607; 2032: 0; 2033: 0; 2034: 54.7453; 2035: 0; 2036: 0.12786; 2039: 0.00093824; 2040: 0.002262
2018-09-15 19:00 | 9 | 18 | 7 | 1 | 1 | 0 | 1.1038 | 2.2077 | 0 | 26.4696 | 16.7219 | 17.0341 | 17.0341 | 58.4359 | 0 | 0 | 2024: 58.4359; 2025: 0; 2026: 0; 2027: 0; 2028: 0; 2029: 8.7327; 2030: 2.2077; 2031: 2.2077; 2032: 0; 2033: 0; 2034: 58.4359; 2035: 0; 2036: 0; 2039: 0; 2040: 0
2018-09-15 20:00 | 9 | 19 | 7 | 1 | 0 | 0 | 1.1322 | 2.2644 | 0 | 20.3125 | 10.5647 | 17.0341 | 17.0341 | 45.9965 | 0 | 0 | 2024: 45.9965; 2025: 0; 2026: 0; 2027: 0; 2028: 0; 2029: 6.3331; 2030: 2.2644; 2031: 2.2644; 2032: 0; 2033: 0; 2034: 45.9965; 2035: 0; 2036: 0; 2039: 0; 2040: 0
2018-09-15 21:00 | 9 | 20 | 7 | 1 | 0 | 0 | 0.81065 | 1.6213 | 0 | 20.3125 | 10.5647 | 17.0341 | 17.0341 | 32.9328 | 0 | 0 | 2024: 32.9328; 2025: 0; 2026: 0; 2027: 0; 2028: 0; 2029: 3.8717; 2030: 1.6213; 2031: 1.6213; 2032: 0; 2033: 0; 2034: 32.9328; 2035: 0; 2036: 0; 2039: 0; 2040: 0
2018-09-15 22:00 | 9 | 21 | 7 | 1 | 0 | 0 | 0.59404 | 1.1881 | 0 | 20.3125 | 10.5647 | 17.0341 | 17.0341 | 24.1328 | 0 | 0 | 2024: 24.1328; 2025: 0; 2026: 0; 2027: 0; 2028: 0; 2029: 2.1094; 2030: 1.1881; 2031: 1.1881; 2032: 0; 2033: 0; 2034: 24.1328; 2035: 0; 2036: 0; 2039: 0; 2040: 0
2018-09-15 23:00 | 9 | 22 | 7 | 1 | 0 | 0 | 0.48737 | 0.97473 | 0 | 20.3125 | 10.5647 | 17.0341 | 17.0341 | 19.7993 | 0 | 0 | 2024: 19.7993; 2025: 0; 2026: 0; 2027: 0; 2028: 0; 2029: 0.81803; 2030: 0.97473; 2031: 0.75259; 2032: 0; 2033: 4.5123; 2034: 15.287; 2035: 0; 2036: 0; 2039: 0; 2040: 0
2018-09-16 | 9 | 23 | 7 | 1 | 0 | 0 | 0.46558 | 0.93116 | 0 | 20.3125 | 10.5647 | 17.0341 | 17.0341 | 18.9142 | 0 | 0 | 2024: 18.9142; 2025: 0; 2026: 0; 2027: 0; 2028: 0; 2029: 0; 2030: 0.93116; 2031: 0; 2032: 0; 2033: 18.9142; 2034: 0; 2035: 0; 2036: 0; 2039: 0; 2040: 0
2018-09-16 01:00 | 9 | 0 | 1 | 1 | 0 | 0 | 0.46507 | 0.93014 | 0 | 20.3125 | 10.5647 | 17.0341 | 17.0341 | 18.8934 | 0 | 0 | 2024: 18.8934; 2025: 0; 2026: 0; 2027: 0; 2028: 0; 2029: 0; 2030: 0.93014; 2031: 0; 2032: 0; 2033: 18.8934; 2034: 0; 2035: 0; 2036: 0; 2039: 0; 2040: 0
2018-09-16 02:00 | 9 | 1 | 1 | 1 | 0 | 0 | 0.48234 | 0.96468 | 0 | 20.3125 | 10.5647 | 17.0341 | 17.0341 | 19.5951 | 0 | 0 | 2024: 19.5951; 2025: 0; 2026: 0; 2027: 0; 2028: 0; 2029: 0; 2030: 0.96468; 2031: 0; 2032: 0; 2033: 19.5951; 2034: 0; 2035: 0; 2036: 0; 2039: 0; 2040: 0
2018-09-16 03:00 | 9 | 2 | 1 | 1 | 0 | 0 | 0.48042 | 0.96085 | 0 | 20.3125 | 10.5647 | 17.0341 | 17.0341 | 19.5172 | 0 | 0 | 2024: 19.5172; 2025: 0; 2026: 0; 2027: 0; 2028: 0; 2029: 0; 2030: 0.96085; 2031: 0; 2032: 0; 2033: 19.5172; 2034: 0; 2035: 0; 2036: 0; 2039: 0; 2040: 0
2018-09-16 04:00 | 9 | 3 | 1 | 1 | 0 | 0 | 0.51639 | 1.0328 | 0 | 20.3125 | 10.5647 | 17.0341 | 17.0341 | 20.9782 | 0 | 0 | 2024: 20.9782; 2025: 0; 2026: 0; 2027: 0; 2028: 0; 2029: 0; 2030: 1.0328; 2031: 0; 2032: 0; 2033: 20.9782; 2034: 0; 2035: 0; 2036: 0; 2039: 0; 2040: 0
2018-09-16 05:00 | 9 | 4 | 1 | 1 | 0 | 0 | 0.61373 | 1.2275 | 0 | 20.3125 | 10.5647 | 17.0341 | 17.0341 | 24.9327 | 0 | 0 | 2024: 24.9327; 2025: 0; 2026: 0; 2027: 0; 2028: 0; 2029: 0; 2030: 1.2275; 2031: 0; 2032: 0; 2033: 24.9327; 2034: 0; 2035: 0; 2036: 0; 2039: 0; 2040: 0
2018-09-16 06:00 | 9 | 5 | 1 | 1 | 0 | 0.00062605 | 0.68457 | 1.3691 | 0.0050084 | 20.3125 | 10.5647 | 17.0341 | 17.0341 | 27.8106 | 0.0050084 | 0 | 2024: 27.7089; 2025: 0.10173; 2026: 0; 2027: 0.085313; 2028: 0; 2029: 0; 2030: 1.3641; 2031: 0; 2032: 0; 2033: 27.7089; 2034: 0.10173; 2035: 0; 2036: 0.085313; 2039: 0.00062605; 2040: 0.0027967
2018-09-16 07:00 | 9 | 6 | 1 | 1 | 0 | 0.10722 | 0.80299 | 1.606 | 0.85779 | 20.3125 | 10.5647 | 17.0341 | 17.0341 | 32.6217 | 0.85779 | 0 | 2024: 15.1978; 2025: 17.4239; 2026: 0; 2027: 14.6118; 2028: 0; 2029: 0; 2030: 0.7482; 2031: 0; 2032: 0; 2033: 15.1978; 2034: 17.4239; 2035: 0; 2036: 14.6118; 2039: 0.10722; 2040: 0.087882
2018-09-16 08:00 | 9 | 7 | 1 | 1 | 0 | 0.27552 | 0.89924 | 1.7985 | 2.2042 | 20.3125 | 10.5647 | 17.0341 | 17.0341 | 36.5318 | 1.7985 | 0.40567 | 2024: 0; 2025: 36.5318; 2026: 4.2857; 2027: 37.5458; 2028: 0.40567; 2029: 0.40567; 2030: 0; 2031: 0; 2032: 0; 2033: 0; 2034: 36.5318; 2035: 0; 2036: 37.5458; 2039: 0.27552; 2040: 0.21358
2018-09-16 09:00 | 9 | 8 | 1 | 1 | 0 | 0.41552 | 0.83665 | 1.6733 | 3.3242 | 20.3125 | 10.5647 | 17.0341 | 17.0341 | 33.9891 | 1.6733 | 1.6509 | 2024: 0; 2025: 33.9891; 2026: 17.4409; 2027: 56.6244; 2028: 1.6509; 2029: 2.0565; 2030: 0; 2031: 0; 2032: 0; 2033: 0; 2034: 33.9891; 2035: 0; 2036: 56.6244; 2039: 0.41552; 2040: 0.39664
2018-09-16 10:00 | 9 | 9 | 1 | 1 | 0 | 0.51801 | 0.79689 | 1.5938 | 4.1441 | 20.3125 | 10.5647 | 17.0341 | 17.0341 | 32.3736 | 1.5938 | 2.5503 | 2024: 0; 2025: 32.3736; 2026: 26.9433; 2027: 70.5909; 2028: 2.5503; 2029: 4.6068; 2030: 0; 2031: 0; 2032: 0; 2033: 0; 2034: 32.3736; 2035: 0; 2036: 70.5909; 2039: 0.51801; 2040: 0.55932
2018-09-16 11:00 | 9 | 10 | 1 | 1 | 0 | 0.58469 | 0.8888 | 1.7776 | 4.6775 | 20.3125 | 10.5647 | 17.0341 | 17.0341 | 36.1074 | 1.7776 | 2.8999 | 2024: 0; 2025: 36.1074; 2026: 30.6369; 2027: 79.6776; 2028: 2.8999; 2029: 7.5067; 2030: 0; 2031: 0; 2032: 0; 2033: 0; 2034: 36.1074; 2035: 0; 2036: 79.6776; 2039: 0.58469; 2040: 0.50395
2018-09-16 12:00 | 9 | 11 | 1 | 1 | 0 | 0.60053 | 0.92537 | 1.8507 | 4.8042 | 20.3125 | 10.5647 | 17.0341 | 17.0341 | 37.5932 | 1.8507 | 2.9535 | 2024: 0; 2025: 37.5932; 2026: 31.2028; 2027: 81.8358; 2028: 2.9535; 2029: 10.4602; 2030: 0; 2031: 0; 2032: 0; 2033: 0; 2034: 37.5932; 2035: 0; 2036: 81.8358; 2039: 0.60053; 2040: 0.66386
2018-09-16 13:00 | 9 | 12 | 1 | 1 | 0 | 0.56956 | 0.91121 | 1.8224 | 4.5564 | 20.3125 | 10.5647 | 17.0341 | 17.0341 | 37.018 | 1.8224 | 2.734 | 2024: 0; 2025: 37.018; 2026: 28.8842; 2027: 77.6152; 2028: 2.0398; 2029: 12.5; 2030: 0; 2031: 0; 2032: 0.69426; 2033: 0; 2034: 37.018; 2035: 7.3346; 2036: 77.6152; 2039: 0.56956; 2040: 0.69556
2018-09-16 14:00 | 9 | 13 | 1 | 1 | 0 | 0.50109 | 1.0262 | 2.0525 | 4.0087 | 20.3125 | 10.5647 | 17.0341 | 17.0341 | 41.6905 | 2.0525 | 1.9563 | 2024: 0; 2025: 41.6905; 2026: 20.6674; 2027: 68.2851; 2028: 0; 2029: 12.5; 2030: 0; 2031: 0; 2032: 1.9563; 2033: 0; 2034: 41.6905; 2035: 20.6674; 2036: 68.2851; 2039: 0.50109; 2040: 0.62216
2018-09-16 15:00 | 9 | 14 | 1 | 1 | 0 | 0.39409 | 1.0365 | 2.0729 | 3.1527 | 20.3125 | 10.5647 | 17.0341 | 17.0341 | 42.1067 | 2.0729 | 1.0798 | 2024: 0; 2025: 42.1067; 2026: 11.4077; 2027: 53.7042; 2028: 0; 2029: 12.5; 2030: 0; 2031: 0; 2032: 1.0798; 2033: 0; 2034: 42.1067; 2035: 11.4077; 2036: 53.7042; 2039: 0.39409; 2040: 0.4983
2018-09-16 16:00 | 9 | 15 | 1 | 1 | 1 | 0.25521 | 1.1693 | 2.3386 | 2.0417 | 26.4696 | 16.7219 | 17.0341 | 17.0341 | 61.9007 | 2.0417 | 0 | 2024: 7.858; 2025: 54.0428; 2026: 0; 2027: 34.7784; 2028: 0; 2029: 12.5; 2030: 0.29687; 2031: 0.29687; 2032: 0; 2033: 0; 2034: 61.9007; 2035: 0; 2036: 34.7784; 2039: 0.25521; 2040: 0.33246
2018-09-16 17:00 | 9 | 16 | 1 | 1 | 1 | 0.098267 | 1.1574 | 2.3149 | 0.78614 | 26.4696 | 16.7219 | 17.0341 | 17.0341 | 61.2737 | 0.78614 | 0 | 2024: 40.465; 2025: 20.8088; 2026: 0; 2027: 13.3912; 2028: 0; 2029: 12.1773; 2030: 1.5287; 2031: 1.5287; 2032: 0; 2033: 0; 2034: 61.2737; 2035: 0; 2036: 13.3912; 2039: 0.098267; 2040: 0.13136
2018-09-16 18:00 | 9 | 17 | 1 | 1 | 1 | 0 | 1.2296 | 2.4592 | 0 | 26.4696 | 16.7219 | 17.0341 | 17.0341 | 65.093 | 0 | 0 | 2024: 65.093; 2025: 0; 2026: 0; 2027: 0; 2028: 0; 2029: 10.5157; 2030: 2.4592; 2031: 2.4592; 2032: 0; 2033: 0; 2034: 65.093; 2035: 0; 2036: 0; 2039: 0; 2040: 0.0016977
2018-09-16 19:00 | 9 | 18 | 1 | 1 | 1 | 0 | 1.0642 | 2.1285 | 0 | 26.4696 | 16.7219 | 17.0341 | 17.0341 | 56.3406 | 0 | 0 | 2024: 56.3406; 2025: 0; 2026: 0; 2027: 0; 2028: 0; 2029: 7.8427; 2030: 2.1285; 2031: 2.1285; 2032: 0; 2033: 0; 2034: 56.3406; 2035: 0; 2036: 0; 2039: 0; 2040: 0
2018-09-16 20:00 | 9 | 19 | 1 | 1 | 0 | 0 | 1.0772 | 2.1544 | 0 | 20.3125 | 10.5647 | 17.0341 | 17.0341 | 43.762 | 0 | 0 | 2024: 43.762; 2025: 0; 2026: 0; 2027: 0; 2028: 0; 2029: 5.5291; 2030: 2.1544; 2031: 2.1544; 2032: 0; 2033: 0; 2034: 43.762; 2035: 0; 2036: 0; 2039: 0; 2040: 0
2018-09-16 21:00 | 9 | 20 | 1 | 1 | 0 | 0 | 0.80294 | 1.6059 | 0 | 20.3125 | 10.5647 | 17.0341 | 17.0341 | 32.6196 | 0 | 0 | 2024: 32.6196; 2025: 0; 2026: 0; 2027: 0; 2028: 0; 2029: 3.1873; 2030: 1.6059; 2031: 1.6059; 2032: 0; 2033: 0; 2034: 32.6196; 2035: 0; 2036: 0; 2039: 0; 2040: 0
2018-09-16 22:00 | 9 | 21 | 1 | 1 | 0 | 0 | 0.57241 | 1.1448 | 0 | 20.3125 | 10.5647 | 17.0341 | 17.0341 | 23.2543 | 0 | 0 | 2024: 23.2543; 2025: 0; 2026: 0; 2027: 0; 2028: 0; 2029: 1.4418; 2030: 1.1448; 2031: 1.1448; 2032: 0; 2033: 0; 2034: 23.2543; 2035: 0; 2036: 0; 2039: 0; 2040: 0
2018-09-16 23:00 | 9 | 22 | 1 | 1 | 0 | 0 | 0.47696 | 0.95392 | 0 | 20.3125 | 10.5647 | 17.0341 | 17.0341 | 19.3764 | 0 | 0 | 2024: 19.3764; 2025: 0; 2026: 0; 2027: 0; 2028: 0; 2029: 0.19739; 2030: 0.95392; 2031: 0.1816; 2032: 0; 2033: 15.6877; 2034: 3.6887; 2035: 0; 2036: 0; 2039: 0; 2040: 0
2018-09-17 | 9 | 23 | 1 | 1 | 0 | 0 | 0.4409 | 0.8818 | 0 | 20.3125 | 10.5647 | 17.0341 | 17.0341 | 17.9116 | 0 | 0 | 2024: 17.9116; 2025: 0; 2026: 0; 2027: 0; 2028: 0; 2029: 0; 2030: 0.8818; 2031: 0; 2032: 0; 2033: 17.9116; 2034: 0; 2035: 0; 2036: 0; 2039: 0; 2040: 0
2018-09-17 01:00 | 9 | 0 | 2 | 1 | 0 | 0 | 0.42345 | 0.84691 | 0 | 20.3125 | 10.5647 | 17.0341 | 17.0341 | 17.2029 | 0 | 0 | 2024: 17.2029; 2025: 0; 2026: 0; 2027: 0; 2028: 0; 2029: 0; 2030: 0.84691; 2031: 0; 2032: 0; 2033: 17.2029; 2034: 0; 2035: 0; 2036: 0; 2039: 0; 2040: 0
2018-09-17 02:00 | 9 | 1 | 2 | 1 | 0 | 0 | 0.43138 | 0.86276 | 0 | 20.3125 | 10.5647 | 17.0341 | 17.0341 | 17.5247 | 0 | 0 | 2024: 17.5247; 2025: 0; 2026: 0; 2027: 0; 2028: 0; 2029: 0; 2030: 0.86276; 2031: 0; 2032: 0; 2033: 17.5247; 2034: 0; 2035: 0; 2036: 0; 2039: 0; 2040: 0
2018-09-17 03:00 | 9 | 2 | 2 | 1 | 0 | 0 | 0.46043 | 0.92086 | 0 | 20.3125 | 10.5647 | 17.0341 | 17.0341 | 18.705 | 0 | 0 | 2024: 18.705; 2025: 0; 2026: 0; 2027: 0; 2028: 0; 2029: 0; 2030: 0.92086; 2031: 0; 2032: 0; 2033: 18.705; 2034: 0; 2035: 0; 2036: 0; 2039: 0; 2040: 0
2018-09-17 04:00 | 9 | 3 | 2 | 1 | 0 | 0 | 0.50399 | 1.008 | 0 | 20.3125 | 10.5647 | 17.0341 | 17.0341 | 20.4745 | 0 | 0 | 2024: 20.4745; 2025: 0; 2026: 0; 2027: 0; 2028: 0; 2029: 0; 2030: 1.008; 2031: 0; 2032: 0; 2033: 20.4745; 2034: 0; 2035: 0; 2036: 0; 2039: 0; 2040: 0
2018-09-17 05:00 | 9 | 4 | 2 | 1 | 0 | 0 | 0.62985 | 1.2597 | 0 | 20.3125 | 10.5647 | 17.0341 | 17.0341 | 25.5876 | 0 | 0 | 2024: 25.5876; 2025: 0; 2026: 0; 2027: 0; 2028: 0; 2029: 0; 2030: 1.2597; 2031: 0; 2032: 0; 2033: 25.5876; 2034: 0; 2035: 0; 2036: 0; 2039: 0; 2040: 0
2018-09-17 06:00 | 9 | 5 | 2 | 1 | 0 | 0.0020163 | 0.76691 | 1.5338 | 0.016131 | 20.3125 | 10.5647 | 17.0341 | 17.0341 | 31.1558 | 0.016131 | 0 | 2024: 30.8282; 2025: 0.32765; 2026: 0; 2027: 0.27477; 2028: 0; 2029: 0; 2030: 1.5177; 2031: 0; 2032: 0; 2033: 30.8282; 2034: 0.32765; 2035: 0; 2036: 0.27477; 2039: 0.0020163; 2040: 0.0029037
2018-09-17 07:00 | 9 | 6 | 2 | 1 | 0 | 0.11264 | 0.80042 | 1.6008 | 0.90116 | 20.3125 | 10.5647 | 17.0341 | 17.0341 | 32.5172 | 0.90116 | 0 | 2024: 14.2124; 2025: 18.3048; 2026: 0; 2027: 15.3505; 2028: 0; 2029: 0; 2030: 0.69969; 2031: 0; 2032: 0; 2033: 14.2124; 2034: 18.3048; 2035: 0; 2036: 15.3505; 2039: 0.11264; 2040: 0.13784
2018-09-17 08:00 | 9 | 7 | 2 | 1 | 0 | 0.31602 | 0.78977 | 1.5795 | 2.5282 | 20.3125 | 10.5647 | 17.0341 | 17.0341 | 32.0846 | 1.5795 | 0.94863 | 2024: 0; 2025: 32.0846; 2026: 10.022; 2027: 43.0653; 2028: 0.94863; 2029: 0.94863; 2030: 0; 2031: 0; 2032: 0; 2033: 0; 2034: 32.0846; 2035: 0; 2036: 43.0653; 2039: 0.31602; 2040: 0.35634
2018-09-17 09:00 | 9 | 8 | 2 | 1 | 0 | 0.48208 | 0.80404 | 1.6081 | 3.8566 | 20.3125 | 10.5647 | 17.0341 | 17.0341 | 32.664 | 1.6081 | 2.2485 | 2024: 0; 2025: 32.664; 2026: 23.7552; 2027: 65.694; 2028: 2.2485; 2029: 3.1972; 2030: 0; 2031: 0; 2032: 0; 2033: 0; 2034: 32.664; 2035: 0; 2036: 65.694; 2039: 0.48208; 2040: 0.52957
2018-09-17 10:00 | 9 | 9 | 2 | 1 | 0 | 0.5974 | 0.93622 | 1.8724 | 4.7792 | 20.3125 | 10.5647 | 17.0341 | 17.0341 | 38.0338 | 1.8724 | 2.9068 | 2024: 0; 2025: 38.0338; 2026: 30.7091; 2027: 81.4094; 2028: 2.9068; 2029: 6.1039; 2030: 0; 2031: 0; 2032: 0; 2033: 0; 2034: 38.0338; 2035: 0; 2036: 81.4094; 2039: 0.5974; 2040: 0.57765
2018-09-17 11:00 | 9 | 10 | 2 | 1 | 0 | 0.6659 | 1.0618 | 2.1236 | 5.3272 | 20.3125 | 10.5647 | 17.0341 | 17.0341 | 43.1363 | 2.1236 | 3.2035 | 2024: 0; 2025: 43.1363; 2026: 33.8446; 2027: 90.7439; 2028: 3.2035; 2029: 9.3075; 2030: 0; 2031: 0; 2032: 0; 2033: 0; 2034: 43.1363; 2035: 0; 2036: 90.7439; 2039: 0.6659; 2040: 0.72191
2018-09-17 12:00 | 9 | 11 | 2 | 1 | 0 | 0.68676 | 1.0795 | 2.159 | 5.4941 | 20.3125 | 10.5647 | 17.0341 | 17.0341 | 43.8539 | 2.159 | 3.3351 | 2024: 0; 2025: 43.8539; 2026: 35.2349; 2027: 93.5874; 2028: 3.1925; 2029: 12.5; 2030: 0; 2031: 0; 2032: 0.14261; 2033: 0; 2034: 43.8539; 2035: 1.5066; 2036: 93.5874; 2039: 0.68676; 2040: 0.73898
2018-09-17 13:00 | 9 | 12 | 2 | 1 | 0 | 0.66238 | 1.1301 | 2.2602 | 5.2991 | 20.3125 | 10.5647 | 17.0341 | 17.0341 | 45.9104 | 2.2602 | 3.0388 | 2024: 0; 2025: 45.9104; 2026: 32.1046; 2027: 90.2649; 2028: 0; 2029: 12.5; 2030: 0; 2031: 0; 2032: 3.0388; 2033: 0; 2034: 45.9104; 2035: 32.1046; 2036: 90.2649; 2039: 0.66238; 2040: 0.70729
2018-09-17 14:00 | 9 | 13 | 2 | 1 | 0 | 0.59441 | 1.16 | 2.32 | 4.7553 | 20.3125 | 10.5647 | 17.0341 | 17.0341 | 47.1249 | 2.32 | 2.4353 | 2024: 0; 2025: 47.1249; 2026: 25.7279; 2027: 81.0017; 2028: 0; 2029: 12.5; 2030: 0; 2031: 0; 2032: 2.4353; 2033: 0; 2034: 47.1249; 2035: 25.7279; 2036: 81.0017; 2039: 0.59441; 2040: 0.63483
2018-09-17 15:00 | 9 | 14 | 2 | 1 | 0 | 0.48126 | 1.2731 | 2.5462 | 3.8501 | 20.3125 | 10.5647 | 17.0341 | 17.0341 | 51.7198 | 2.5462 | 1.3039 | 2024: 0; 2025: 51.7198; 2026: 13.7753; 2027: 65.5832; 2028: 0; 2029: 12.5; 2030: 0; 2031: 0; 2032: 1.3039; 2033: 0; 2034: 51.7198; 2035: 13.7753; 2036: 65.5832; 2039: 0.48126; 2040: 0.51943
2018-09-17 16:00 | 9 | 15 | 2 | 1 | 1 | 0.32759 | 1.3599 | 2.7199 | 2.6208 | 26.4696 | 16.7219 | 17.0341 | 17.0341 | 71.9946 | 2.6208 | 0 | 2024: 2.6242; 2025: 69.3704; 2026: 0; 2027: 44.6423; 2028: 0; 2029: 12.5; 2030: 0.09914; 2031: 0.09914; 2032: 0; 2033: 0; 2034: 71.9946; 2035: 0; 2036: 44.6423; 2039: 0.32759; 2040: 0.35384
2018-09-17 17:00 | 9 | 16 | 2 | 1 | 1 | 0.12923 | 1.3502 | 2.7005 | 1.0338 | 26.4696 | 16.7219 | 17.0341 | 17.0341 | 71.4808 | 1.0338 | 0 | 2024: 44.1162; 2025: 27.3645; 2026: 0; 2027: 17.61; 2028: 0; 2029: 12.3922; 2030: 1.6667; 2031: 1.6667; 2032: 0; 2033: 0; 2034: 71.4808; 2035: 0; 2036: 17.61; 2039: 0.12923; 2040: 0.14062
2018-09-17 18:00 | 9 | 17 | 2 | 1 | 1 | 0.0024123 | 1.2088 | 2.4176 | 0.019298 | 26.4696 | 16.7219 | 17.0341 | 17.0341 | 63.9924 | 0.019298 | 0 | 2024: 63.4816; 2025: 0.51082; 2026: 0; 2027: 0.32873; 2028: 0; 2029: 10.5806; 2030: 2.3983; 2031: 2.3983; 2032: 0; 2033: 0; 2034: 63.9924; 2035: 0; 2036: 0.32873; 2039: 0.0024123; 2040: 0.0018973
2018-09-17 19:00 | 9 | 18 | 2 | 1 | 1 | 0 | 1.1318 | 2.2635 | 0 | 26.4696 | 16.7219 | 17.0341 | 17.0341 | 59.9143 | 0 | 0 | 2024: 59.9143; 2025: 0; 2026: 0; 2027: 0; 2028: 0; 2029: 7.9738; 2030: 2.2635; 2031: 2.2635; 2032: 0; 2033: 0; 2034: 59.9143; 2035: 0; 2036: 0; 2039: 0; 2040: 0
2018-09-17 20:00 | 9 | 19 | 2 | 1 | 0 | 0 | 1.0301 | 2.0601 | 0 | 20.3125 | 10.5647 | 17.0341 | 17.0341 | 41.8458 | 0 | 0 | 2024: 41.8458; 2025: 0; 2026: 0; 2027: 0; 2028: 0; 2029: 5.5135; 2030: 2.0601; 2031: 2.0601; 2032: 0; 2033: 0; 2034: 41.8458; 2035: 0; 2036: 0; 2039: 0; 2040: 0
2018-09-17 21:00 | 9 | 20 | 2 | 1 | 0 | 0 | 0.78319 | 1.5664 | 0 | 20.3125 | 10.5647 | 17.0341 | 17.0341 | 31.8172 | 0 | 0 | 2024: 31.8172; 2025: 0; 2026: 0; 2027: 0; 2028: 0; 2029: 3.2742; 2030: 1.5664; 2031: 1.5664; 2032: 0; 2033: 0; 2034: 31.8172; 2035: 0; 2036: 0; 2039: 0; 2040: 0
2018-09-17 22:00 | 9 | 21 | 2 | 1 | 0 | 0 | 0.62028 | 1.2406 | 0 | 20.3125 | 10.5647 | 17.0341 | 17.0341 | 25.1987 | 0 | 0 | 2024: 25.1987; 2025: 0; 2026: 0; 2027: 0; 2028: 0; 2029: 1.5716; 2030: 1.2406; 2031: 1.2406; 2032: 0; 2033: 0; 2034: 25.1987; 2035: 0; 2036: 0; 2039: 0; 2040: 0
2018-09-17 23:00 | 9 | 22 | 2 | 1 | 0 | 0 | 0.52962 | 1.0592 | 0 | 20.3125 | 10.5647 | 17.0341 | 17.0341 | 21.516 | 0 | 0 | 2024: 21.516; 2025: 0; 2026: 0; 2027: 0; 2028: 0; 2029: 0.22322; 2030: 1.0592; 2031: 0.20536; 2032: 0; 2033: 17.3446; 2034: 4.1714; 2035: 0; 2036: 0; 2039: 0; 2040: 0
2018-09-18 | 9 | 23 | 2 | 1 | 0 | 0 | 0.47154 | 0.94307 | 0 | 20.3125 | 10.5647 | 17.0341 | 17.0341 | 19.1562 | 0 | 0 | 2024: 19.1562; 2025: 0; 2026: 0; 2027: 0; 2028: 0; 2029: 0; 2030: 0.94307; 2031: 0; 2032: 0; 2033: 19.1562; 2034: 0; 2035: 0; 2036: 0; 2039: 0; 2040: 0
2018-09-18 01:00 | 9 | 0 | 3 | 1 | 0 | 0 | 0.42805 | 0.8561 | 0 | 20.3125 | 10.5647 | 17.0341 | 17.0341 | 17.3895 | 0 | 0 | 2024: 17.3895; 2025: 0; 2026: 0; 2027: 0; 2028: 0; 2029: 0; 2030: 0.8561; 2031: 0; 2032: 0; 2033: 17.3895; 2034: 0; 2035: 0; 2036: 0; 2039: 0; 2040: 0
2018-09-18 02:00 | 9 | 1 | 3 | 1 | 0 | 0 | 0.42454 | 0.84908 | 0 | 20.3125 | 10.5647 | 17.0341 | 17.0341 | 17.2468 | 0 | 0 | 2024: 17.2468; 2025: 0; 2026: 0; 2027: 0; 2028: 0; 2029: 0; 2030: 0.84908; 2031: 0; 2032: 0; 2033: 17.2468; 2034: 0; 2035: 0; 2036: 0; 2039: 0; 2040: 0
2018-09-18 03:00 | 9 | 2 | 3 | 1 | 0 | 0 | 0.43631 | 0.87261 | 0 | 20.3125 | 10.5647 | 17.0341 | 17.0341 | 17.7249 | 0 | 0 | 2024: 17.7249; 2025: 0; 2026: 0; 2027: 0; 2028: 0; 2029: 0; 2030: 0.87261; 2031: 0; 2032: 0; 2033: 17.7249; 2034: 0; 2035: 0; 2036: 0; 2039: 0; 2040: 0
2018-09-18 04:00 | 9 | 3 | 3 | 1 | 0 | 0 | 0.48044 | 0.96088 | 0 | 20.3125 | 10.5647 | 17.0341 | 17.0341 | 19.5179 | 0 | 0 | 2024: 19.5179; 2025: 0; 2026: 0; 2027: 0; 2028: 0; 2029: 0; 2030: 0.96088; 2031: 0; 2032: 0; 2033: 19.5179; 2034: 0; 2035: 0; 2036: 0; 2039: 0; 2040: 0
2018-09-18 05:00 | 9 | 4 | 3 | 1 | 0 | 0 | 0.62153 | 1.2431 | 0 | 20.3125 | 10.5647 | 17.0341 | 17.0341 | 25.2495 | 0 | 0 | 2024: 25.2495; 2025: 0; 2026: 0; 2027: 0; 2028: 0; 2029: 0; 2030: 1.2431; 2031: 0; 2032: 0; 2033: 25.2495; 2034: 0; 2035: 0; 2036: 0; 2039: 0; 2040: 0
2018-09-18 06:00 | 9 | 5 | 3 | 1 | 0 | 0.0032339 | 0.71069 | 1.4214 | 0.025871 | 20.3125 | 10.5647 | 17.0341 | 17.0341 | 28.872 | 0.025871 | 0 | 2024: 28.3465; 2025: 0.5255; 2026: 0; 2027: 0.44069; 2028: 0; 2029: 0; 2030: 1.3955; 2031: 0; 2032: 0; 2033: 28.3465; 2034: 0.5255; 2035: 0; 2036: 0.44069; 2039: 0.0032339; 2040: 0.002692
2018-09-18 07:00 | 9 | 6 | 3 | 1 | 0 | 0.14153 | 0.73944 | 1.4789 | 1.1322 | 20.3125 | 10.5647 | 17.0341 | 17.0341 | 30.0399 | 1.1322 | 0 | 2024: 7.0416; 2025: 22.9983; 2026: 0; 2027: 19.2865; 2028: 0; 2029: 0; 2030: 0.34666; 2031: 0; 2032: 0; 2033: 7.0416; 2034: 22.9983; 2035: 0; 2036: 19.2865; 2039: 0.14153; 2040: 0.14422
2018-09-18 08:00 | 9 | 7 | 3 | 1 | 0 | 0.34964 | 0.76632 | 1.5326 | 2.7971 | 20.3125 | 10.5647 | 17.0341 | 17.0341 | 31.1316 | 1.5326 | 1.2645 | 2024: 0; 2025: 31.1316; 2026: 13.3588; 2027: 47.6463; 2028: 1.2645; 2029: 1.2645; 2030: 0; 2031: 0; 2032: 0; 2033: 0; 2034: 31.1316; 2035: 0; 2036: 47.6463; 2039: 0.34964; 2040: 0.35508
2018-09-18 09:00 | 9 | 8 | 3 | 1 | 0 | 0.51053 | 0.8536 | 1.7072 | 4.0842 | 20.3125 | 10.5647 | 17.0341 | 17.0341 | 34.6775 | 1.7072 | 2.377 | 2024: 0; 2025: 34.6775; 2026: 25.1126; 2027: 69.5713; 2028: 2.377; 2029: 3.6415; 2030: 0; 2031: 0; 2032: 0; 2033: 0; 2034: 34.6775; 2035: 0; 2036: 69.5713; 2039: 0.51053; 2040: 0.52172
2018-09-18 10:00 | 9 | 9 | 3 | 1 | 0 | 0.62492 | 0.9426 | 1.8852 | 4.9994 | 20.3125 | 10.5647 | 17.0341 | 17.0341 | 38.2932 | 1.8852 | 3.1142 | 2024: 0; 2025: 38.2932; 2026: 32.9005; 2027: 85.1602; 2028: 3.1142; 2029: 6.7557; 2030: 0; 2031: 0; 2032: 0; 2033: 0; 2034: 38.2932; 2035: 0; 2036: 85.1602; 2039: 0.62492; 2040: 0.64049
2018-09-18 11:00 | 9 | 10 | 3 | 1 | 0 | 0.66111 | 1.0163 | 2.0325 | 5.2889 | 20.3125 | 10.5647 | 17.0341 | 17.0341 | 41.2857 | 2.0325 | 3.2563 | 2024: 0; 2025: 41.2857; 2026: 34.4023; 2027: 90.0913; 2028: 3.2563; 2029: 10.012; 2030: 0; 2031: 0; 2032: 0; 2033: 0; 2034: 41.2857; 2035: 0; 2036: 90.0913; 2039: 0.66111; 2040: 0.64004
2018-09-18 12:00 | 9 | 11 | 3 | 1 | 0 | 0.70221 | 1.0219 | 2.0439 | 5.6177 | 20.3125 | 10.5647 | 17.0341 | 17.0341 | 41.5165 | 2.0439 | 3.5738 | 2024: 0; 2025: 41.5165; 2026: 37.7559; 2027: 95.692; 2028: 2.488; 2029: 12.5; 2030: 0; 2031: 0; 2032: 1.0858; 2033: 0; 2034: 41.5165; 2035: 11.471; 2036: 95.692; 2039: 0.70221; 2040: 0.72837
2018-09-18 13:00 | 9 | 12 | 3 | 1 | 0 | 0.6858 | 1.1439 | 2.2877 | 5.4864 | 20.3125 | 10.5647 | 17.0341 | 17.0341 | 46.469 | 2.2877 | 3.1987 | 2024: 0; 2025: 46.469; 2026: 33.7933; 2027: 93.456; 2028: 0; 2029: 12.5; 2030: 0; 2031: 0; 2032: 3.1987; 2033: 0; 2034: 46.469; 2035: 33.7933; 2036: 93.456; 2039: 0.6858; 2040: 0.64756
2018-09-18 14:00 | 9 | 13 | 3 | 1 | 0 | 0.61296 | 1.1596 | 2.3193 | 4.9037 | 20.3125 | 10.5647 | 17.0341 | 17.0341 | 47.1107 | 2.3193 | 2.5844 | 2024: 0; 2025: 47.1107; 2026: 27.3033; 2027: 83.53; 2028: 0; 2029: 12.5; 2030: 0; 2031: 0; 2032: 2.5844; 2033: 0; 2034: 47.1107; 2035: 27.3033; 2036: 83.53; 2039: 0.61296; 2040: 0.35095
2018-09-18 15:00 | 9 | 14 | 3 | 1 | 0 | 0.49657 | 1.3644 | 2.7288 | 3.9726 | 20.3125 | 10.5647 | 17.0341 | 17.0341 | 55.4291 | 2.7288 | 1.2438 | 2024: 0; 2025: 55.4291; 2026: 13.1399; 2027: 67.6693; 2028: 0; 2029: 12.5; 2030: 0; 2031: 0; 2032: 1.2438; 2033: 0; 2034: 55.4291; 2035: 13.1399; 2036: 67.6693; 2039: 0.49657; 2040: 0.36837
2018-09-18 16:00 | 9 | 15 | 3 | 1 | 1 | 0.33548 | 1.2985 | 2.5971 | 2.6839 | 26.4696 | 16.7219 | 17.0341 | 17.0341 | 68.744 | 2.5971 | 0.086784 | 2024: 0; 2025: 68.744; 2026: 1.4512; 2027: 45.7175; 2028: 0; 2029: 12.5; 2030: 0; 2031: 0; 2032: 0.086784; 2033: 0; 2034: 68.744; 2035: 1.4512; 2036: 45.7175; 2039: 0.33548; 2040: 0.34426
2018-09-18 17:00 | 9 | 16 | 3 | 1 | 1 | 0.1317 | 1.2887 | 2.5774 | 1.0536 | 26.4696 | 16.7219 | 17.0341 | 17.0341 | 68.2234 | 1.0536 | 0 | 2024: 40.3352; 2025: 27.8882; 2026: 0; 2027: 17.947; 2028: 0; 2029: 12.5; 2030: 1.5238; 2031: 1.5238; 2032: 0; 2033: 0; 2034: 68.2234; 2035: 0; 2036: 17.947; 2039: 0.1317; 2040: 0.13385
2018-09-18 18:00 | 9 | 17 | 3 | 1 | 1 | 0.0020349 | 1.2712 | 2.5424 | 0.016279 | 26.4696 | 16.7219 | 17.0341 | 17.0341 | 67.297 | 0.016279 | 0 | 2024: 66.8661; 2025: 0.4309; 2026: 0; 2027: 0.2773; 2028: 0; 2029: 10.8437; 2030: 2.5261; 2031: 2.5261; 2032: 0; 2033: 0; 2034: 67.297; 2035: 0; 2036: 0.2773; 2039: 0.0020349; 2040: 0.00095833
2018-09-18 19:00 | 9 | 18 | 3 | 1 | 1 | 0 | 1.259 | 2.5181 | 0 | 26.4696 | 16.7219 | 17.0341 | 17.0341 | 66.6522 | 0 | 0 | 2024: 66.6522; 2025: 0; 2026: 0; 2027: 0; 2028: 0; 2029: 8.0979; 2030: 2.5181; 2031: 2.5181; 2032: 0; 2033: 0; 2034: 66.6522; 2035: 0; 2036: 0; 2039: 0; 2040: 0
2018-09-18 20:00 | 9 | 19 | 3 | 1 | 0 | 0 | 1.1703 | 2.3406 | 0 | 20.3125 | 10.5647 | 17.0341 | 17.0341 | 47.5436 | 0 | 0 | 2024: 47.5436; 2025: 0; 2026: 0; 2027: 0; 2028: 0; 2029: 5.3608; 2030: 2.3406; 2031: 2.3406; 2032: 0; 2033: 0; 2034: 47.5436; 2035: 0; 2036: 0; 2039: 0; 2040: 0
2018-09-18 21:00 | 9 | 20 | 3 | 1 | 0 | 0 | 0.94522 | 1.8904 | 0 | 20.3125 | 10.5647 | 17.0341 | 17.0341 | 38.3994 | 0 | 0 | 2024: 38.3994; 2025: 0; 2026: 0; 2027: 0; 2028: 0; 2029: 2.8167; 2030: 1.8904; 2031: 1.8904; 2032: 0; 2033: 0; 2034: 38.3994; 2035: 0; 2036: 0; 2039: 0; 2040: 0
2018-09-18 22:00 | 9 | 21 | 3 | 1 | 0 | 0 | 0.73235 | 1.4647 | 0 | 20.3125 | 10.5647 | 17.0341 | 17.0341 | 29.7516 | 0 | 0 | 2024: 29.7516; 2025: 0; 2026: 0; 2027: 0; 2028: 0; 2029: 0.76187; 2030: 1.4647; 2031: 0.70092; 2032: 0; 2033: 15.5141; 2034: 14.2375; 2035: 0; 2036: 0; 2039: 0; 2040: 0
2018-09-18 23:00 | 9 | 22 | 3 | 1 | 0 | 0 | 0.58541 | 1.1708 | 0 | 20.3125 | 10.5647 | 17.0341 | 17.0341 | 23.7824 | 0 | 0 | 2024: 23.7824; 2025: 0; 2026: 0; 2027: 0; 2028: 0; 2029: 0; 2030: 1.1708; 2031: 0; 2032: 0; 2033: 23.7824; 2034: 0; 2035: 0; 2036: 0; 2039: 0; 2040: 0
2018-09-19 | 9 | 23 | 3 | 1 | 0 | 0 | 0.51127 | 1.0225 | 0 | 20.3125 | 10.5647 | 17.0341 | 17.0341 | 20.7703 | 0 | 0 | 2024: 20.7703; 2025: 0; 2026: 0; 2027: 0; 2028: 0; 2029: 0; 2030: 1.0225; 2031: 0; 2032: 0; 2033: 20.7703; 2034: 0; 2035: 0; 2036: 0; 2039: 0; 2040: 0
2018-09-19 01:00 | 9 | 0 | 4 | 1 | 0 | 0 | 0.47777 | 0.95554 | 0 | 20.3125 | 10.5647 | 17.0341 | 17.0341 | 19.4094 | 0 | 0 | 2024: 19.4094; 2025: 0; 2026: 0; 2027: 0; 2028: 0; 2029: 0; 2030: 0.95554; 2031: 0; 2032: 0; 2033: 19.4094; 2034: 0; 2035: 0; 2036: 0; 2039: 0; 2040: 0
2018-09-19 02:00 | 9 | 1 | 4 | 1 | 0 | 0 | 0.51657 | 1.0331 | 0 | 20.3125 | 10.5647 | 17.0341 | 17.0341 | 20.9856 | 0 | 0 | 2024: 20.9856; 2025: 0; 2026: 0; 2027: 0; 2028: 0; 2029: 0; 2030: 1.0331; 2031: 0; 2032: 0; 2033: 20.9856; 2034: 0; 2035: 0; 2036: 0; 2039: 0; 2040: 0
2018-09-19 03:00 | 9 | 2 | 4 | 1 | 0 | 0 | 0.49599 | 0.99198 | 0 | 20.3125 | 10.5647 | 17.0341 | 17.0341 | 20.1497 | 0 | 0 | 2024: 20.1497; 2025: 0; 2026: 0; 2027: 0; 2028: 0; 2029: 0; 2030: 0.99198; 2031: 0; 2032: 0; 2033: 20.1497; 2034: 0; 2035: 0; 2036: 0; 2039: 0; 2040: 0
2018-09-19 04:00 | 9 | 3 | 4 | 1 | 0 | 0 | 0.50459 | 1.0092 | 0 | 20.3125 | 10.5647 | 17.0341 | 17.0341 | 20.4991 | 0 | 0 | 2024: 20.4991; 2025: 0; 2026: 0; 2027: 0; 2028: 0; 2029: 0; 2030: 1.0092; 2031: 0; 2032: 0; 2033: 20.4991; 2034: 0; 2035: 0; 2036: 0; 2039: 0; 2040: 0
2018-09-19 05:00 | 9 | 4 | 4 | 1 | 0 | 0 | 0.66962 | 1.3392 | 0 | 20.3125 | 10.5647 | 17.0341 | 17.0341 | 27.2031 | 0 | 0 | 2024: 27.2031; 2025: 0; 2026: 0; 2027: 0; 2028: 0; 2029: 0; 2030: 1.3392; 2031: 0; 2032: 0; 2033: 27.2031; 2034: 0; 2035: 0; 2036: 0; 2039: 0; 2040: 0
2018-09-19 06:00 | 9 | 5 | 4 | 1 | 0 | 0.0028078 | 0.74663 | 1.4933 | 0.022462 | 20.3125 | 10.5647 | 17.0341 | 17.0341 | 30.3317 | 0.022462 | 0 | 2024: 29.8755; 2025: 0.45626; 2026: 0; 2027: 0.38262; 2028: 0; 2029: 0; 2030: 1.4708; 2031: 0; 2032: 0; 2033: 29.8755; 2034: 0.45626; 2035: 0; 2036: 0.38262; 2039: 0.0028078; 2040: 0.002598
2018-09-19 07:00 | 9 | 6 | 4 | 1 | 0 | 0.14143 | 0.77497 | 1.5499 | 1.1315 | 20.3125 | 10.5647 | 17.0341 | 17.0341 | 31.4831 | 1.1315 | 0 | 2024: 8.5001; 2025: 22.983; 2026: 0; 2027: 19.2737; 2028: 0; 2029: 0; 2030: 0.41847; 2031: 0; 2032: 0; 2033: 8.5001; 2034: 22.983; 2035: 0; 2036: 19.2737; 2039: 0.14143; 2040: 0.15626
2018-09-19 08:00 | 9 | 7 | 4 | 1 | 0 | 0.34733 | 0.80225 | 1.6045 | 2.7786 | 20.3125 | 10.5647 | 17.0341 | 17.0341 | 32.5913 | 1.6045 | 1.1742 | 2024: 0; 2025: 32.5913; 2026: 12.4046; 2027: 47.3319; 2028: 1.1742; 2029: 1.1742; 2030: 0; 2031: 0; 2032: 0; 2033: 0; 2034: 32.5913; 2035: 0; 2036: 47.3319; 2039: 0.34733; 2040: 0.38162
2018-09-19 09:00 | 9 | 8 | 4 | 1 | 0 | 0.49859 | 0.91485 | 1.8297 | 3.9887 | 20.3125 | 10.5647 | 17.0341 | 17.0341 | 37.1659 | 1.8297 | 2.159 | 2024: 0; 2025: 37.1659; 2026: 22.8097; 2027: 67.9448; 2028: 2.159; 2029: 3.3332; 2030: 0; 2031: 0; 2032: 0; 2033: 0; 2034: 37.1659; 2035: 0; 2036: 67.9448; 2039: 0.49859; 2040: 0.55005
2018-09-19 10:00 | 9 | 9 | 4 | 1 | 0 | 0.59952 | 1.0435 | 2.087 | 4.7962 | 20.3125 | 10.5647 | 17.0341 | 17.0341 | 42.3916 | 2.087 | 2.7092 | 2024: 0; 2025: 42.3916; 2026: 28.622; 2027: 81.6986; 2028: 2.7092; 2029: 6.0424; 2030: 0; 2031: 0; 2032: 0; 2033: 0; 2034: 42.3916; 2035: 0; 2036: 81.6986; 2039: 0.59952; 2040: 0.6609
2018-09-19 11:00 | 9 | 10 | 4 | 1 | 0 | 0.65444 | 1.1309 | 2.2617 | 5.2355 | 20.3125 | 10.5647 | 17.0341 | 17.0341 | 45.941 | 2.2617 | 2.9738 | 2024: 0; 2025: 45.941; 2026: 31.4178; 2027: 89.183; 2028: 2.9738; 2029: 9.0162; 2030: 0; 2031: 0; 2032: 0; 2033: 0; 2034: 45.941; 2035: 0; 2036: 89.183; 2039: 0.65444; 2040: 0.72584
2018-09-19 12:00 | 9 | 11 | 4 | 1 | 0 | 0.66705 | 1.266 | 2.5321 | 5.3364 | 20.3125 | 10.5647 | 17.0341 | 17.0341 | 51.4333 | 2.5321 | 2.8043 | 2024: 0; 2025: 51.4333; 2026: 29.6264; 2027: 90.9006; 2028: 2.8043; 2029: 11.8205; 2030: 0; 2031: 0; 2032: 0; 2033: 0; 2034: 51.4333; 2035: 0; 2036: 90.9006; 2039: 0.66705; 2040: 0.74263
2018-09-19 13:00 | 9 | 12 | 4 | 1 | 0 | 0.63947 | 1.2428 | 2.4855 | 5.1158 | 20.3125 | 10.5647 | 17.0341 | 17.0341 | 50.4868 | 2.4855 | 2.6303 | 2024: 0; 2025: 50.4868; 2026: 27.7882; 2027: 87.143; 2028: 0.6795; 2029: 12.5; 2030: 0; 2031: 0; 2032: 1.9508; 2033: 0; 2034: 50.4868; 2035: 20.6095; 2036: 87.143; 2039: 0.63947; 2040: 0.71535
2018-09-19 14:00 | 9 | 13 | 4 | 1 | 0 | 0.57434 | 1.2129 | 2.4257 | 4.5948 | 20.3125 | 10.5647 | 17.0341 | 17.0341 | 49.2728 | 2.4257 | 2.169 | 2024: 0; 2025: 49.2728; 2026: 22.915; 2027: 78.2677; 2028: 0; 2029: 12.5; 2030: 0; 2031: 0; 2032: 2.169; 2033: 0; 2034: 49.2728; 2035: 22.915; 2036: 78.2677; 2039: 0.57434; 2040: 0.64233
2018-09-19 15:00 | 9 | 14 | 4 | 1 | 0 | 0.46813 | 1.3834 | 2.7669 | 3.745 | 20.3125 | 10.5647 | 17.0341 | 17.0341 | 56.2026 | 2.7669 | 0.97812 | 2024: 0; 2025: 56.2026; 2026: 10.3336; 2027: 63.7931; 2028: 0; 2029: 12.5; 2030: 0; 2031: 0; 2032: 0.97812; 2033: 0; 2034: 56.2026; 2035: 10.3336; 2036: 63.7931; 2039: 0.46813; 2040: 0.52436
2018-09-19 16:00 | 9 | 15 | 4 | 1 | 1 | 0.31795 | 1.2165 | 2.4329 | 2.5436 | 26.4696 | 16.7219 | 17.0341 | 17.0341 | 64.3985 | 2.4329 | 0.11067 | 2024: 0; 2025: 64.3985; 2026: 1.8507; 2027: 43.3279; 2028: 0; 2029: 12.5; 2030: 0; 2031: 0; 2032: 0.11067; 2033: 0; 2034: 64.3985; 2035: 1.8507; 2036: 43.3279; 2039: 0.31795; 2040: 0.32378
2018-09-19 17:00 | 9 | 16 | 4 | 1 | 1 | 0.12124 | 1.1672 | 2.3344 | 0.9699 | 26.4696 | 16.7219 | 17.0341 | 17.0341 | 61.79 | 0.9699 | 0 | 2024: 36.1172; 2025: 25.6728; 2026: 0; 2027: 16.5213; 2028: 0; 2029: 12.5; 2030: 1.3645; 2031: 1.3645; 2032: 0; 2033: 0; 2034: 61.79; 2035: 0; 2036: 16.5213; 2039: 0.12124; 2040: 0.10065
2018-09-19 18:00 | 9 | 17 | 4 | 1 | 1 | 0.00055788 | 1.1015 | 2.2029 | 0.004463 | 26.4696 | 16.7219 | 17.0341 | 17.0341 | 58.3105 | 0.004463 | 0 | 2024: 58.1923; 2025: 0.11813; 2026: 0; 2027: 0.076024; 2028: 0; 2029: 11.0169; 2030: 2.1985; 2031: 2.1985; 2032: 0; 2033: 0; 2034: 58.3105; 2035: 0; 2036: 0.076024; 2039: 0.00055788; 2040: 0.000414
2018-09-19 19:00 | 9 | 18 | 4 | 1 | 1 | 0 | 1.0874 | 2.1748 | 0 | 26.4696 | 16.7219 | 17.0341 | 17.0341 | 57.5649 | 0 | 0 | 2024: 57.5649; 2025: 0; 2026: 0; 2027: 0; 2028: 0; 2029: 8.6272; 2030: 2.1748; 2031: 2.1748; 2032: 0; 2033: 0; 2034: 57.5649; 2035: 0; 2036: 0; 2039: 0; 2040: 0
2018-09-19 20:00 | 9 | 19 | 4 | 1 | 0 | 0 | 0.98465 | 1.9693 | 0 | 20.3125 | 10.5647 | 17.0341 | 17.0341 | 40.0016 | 0 | 0 | 2024: 40.0016; 2025: 0; 2026: 0; 2027: 0; 2028: 0; 2029: 6.2634; 2030: 1.9693; 2031: 1.9693; 2032: 0; 2033: 0; 2034: 40.0016; 2035: 0; 2036: 0; 2039: 0; 2040: 0
2018-09-19 21:00 | 9 | 20 | 4 | 1 | 0 | 0 | 0.78068 | 1.5614 | 0 | 20.3125 | 10.5647 | 17.0341 | 17.0341 | 31.715 | 0 | 0 | 2024: 31.715; 2025: 0; 2026: 0; 2027: 0; 2028: 0; 2029: 4.1228; 2030: 1.5614; 2031: 1.5614; 2032: 0; 2033: 0; 2034: 31.715; 2035: 0; 2036: 0; 2039: 0; 2040: 0
2018-09-19 22:00 | 9 | 21 | 4 | 1 | 0 | 0 | 0.56338 | 1.1268 | 0 | 20.3125 | 10.5647 | 17.0341 | 17.0341 | 22.8873 | 0 | 0 | 2024: 22.8873; 2025: 0; 2026: 0; 2027: 0; 2028: 0; 2029: 2.4257; 2030: 1.1268; 2031: 1.1268; 2032: 0; 2033: 0; 2034: 22.8873; 2035: 0; 2036: 0; 2039: 0; 2040: 0
2018-09-19 23:00 | 9 | 22 | 4 | 1 | 0 | 0 | 0.49536 | 0.99072 | 0 | 20.3125 | 10.5647 | 17.0341 | 17.0341 | 20.1241 | 0 | 0 | 2024: 20.1241; 2025: 0; 2026: 0; 2027: 0; 2028: 0; 2029: 1.201; 2030: 0.99072; 2031: 0.99072; 2032: 0; 2033: 0; 2034: 20.1241; 2035: 0; 2036: 0; 2039: 0; 2040: 0
2018-09-20 | 9 | 23 | 4 | 1 | 0 | 0 | 0.44795 | 0.8959 | 0 | 20.3125 | 10.5647 | 17.0341 | 17.0341 | 18.1981 | 0 | 0 | 2024: 18.1981; 2025: 0; 2026: 0; 2027: 0; 2028: 0; 2029: 0.1241; 2030: 0.8959; 2031: 0.11417; 2032: 0; 2033: 15.879; 2034: 2.3191; 2035: 0; 2036: 0; 2039: 0; 2040: 0
2018-09-20 01:00 | 9 | 0 | 5 | 1 | 0 | 0 | 0.43778 | 0.87555 | 0 | 20.3125 | 10.5647 | 17.0341 | 17.0341 | 17.7847 | 0 | 0 | 2024: 17.7847; 2025: 0; 2026: 0; 2027: 0; 2028: 0; 2029: 0; 2030: 0.87555; 2031: 0; 2032: 0; 2033: 17.7847; 2034: 0; 2035: 0; 2036: 0; 2039: 0; 2040: 0
2018-09-20 02:00 | 9 | 1 | 5 | 1 | 0 | 0 | 0.46122 | 0.92243 | 0 | 20.3125 | 10.5647 | 17.0341 | 17.0341 | 18.7369 | 0 | 0 | 2024: 18.7369; 2025: 0; 2026: 0; 2027: 0; 2028: 0; 2029: 0; 2030: 0.92243; 2031: 0; 2032: 0; 2033: 18.7369; 2034: 0; 2035: 0; 2036: 0; 2039: 0; 2040: 0
2018-09-20 03:00 | 9 | 2 | 5 | 1 | 0 | 0 | 0.48518 | 0.97036 | 0 | 20.3125 | 10.5647 | 17.0341 | 17.0341 | 19.7104 | 0 | 0 | 2024: 19.7104; 2025: 0; 2026: 0; 2027: 0; 2028: 0; 2029: 0; 2030: 0.97036; 2031: 0; 2032: 0; 2033: 19.7104; 2034: 0; 2035: 0; 2036: 0; 2039: 0; 2040: 0
2018-09-20 04:00 | 9 | 3 | 5 | 1 | 0 | 0 | 0.56314 | 1.1263 | 0 | 20.3125 | 10.5647 | 17.0341 | 17.0341 | 22.8776 | 0 | 0 | 2024: 22.8776; 2025: 0; 2026: 0; 2027: 0; 2028: 0; 2029: 0; 2030: 1.1263; 2031: 0; 2032: 0; 2033: 22.8776; 2034: 0; 2035: 0; 2036: 0; 2039: 0; 2040: 0
2018-09-20 05:00 | 9 | 4 | 5 | 1 | 0 | 0 | 0.73769 | 1.4754 | 0 | 20.3125 | 10.5647 | 17.0341 | 17.0341 | 29.9686 | 0 | 0 | 2024: 29.9686; 2025: 0; 2026: 0; 2027: 0; 2028: 0; 2029: 0; 2030: 1.4754; 2031: 0; 2032: 0; 2033: 29.9686; 2034: 0; 2035: 0; 2036: 0; 2039: 0; 2040: 0
2018-09-20 06:00 | 9 | 5 | 5 | 1 | 0 | 0.002162 | 0.78739 | 1.5748 | 0.017296 | 20.3125 | 10.5647 | 17.0341 | 17.0341 | 31.9879 | 0.017296 | 0 | 2024: 31.6365; 2025: 0.35133; 2026: 0; 2027: 0.29463; 2028: 0; 2029: 0; 2030: 1.5575; 2031: 0; 2032: 0; 2033: 31.6365; 2034: 0.35133; 2035: 0; 2036: 0.29463; 2039: 0.002162; 2040: 0.001005
2018-09-20 07:00 | 9 | 6 | 5 | 1 | 0 | 0.13164 | 0.78276 | 1.5655 | 1.0531 | 20.3125 | 10.5647 | 17.0341 | 17.0341 | 31.7995 | 1.0531 | 0 | 2024: 10.4077; 2025: 21.3918; 2026: 0; 2027: 17.9393; 2028: 0; 2029: 0; 2030: 0.51238; 2031: 0; 2032: 0; 2033: 10.4077; 2034: 21.3918; 2035: 0; 2036: 17.9393; 2039: 0.13164; 2040: 0.097533
2018-09-20 08:00 | 9 | 7 | 5 | 1 | 0 | 0.33046 | 0.78324 | 1.5665 | 2.6437 | 20.3125 | 10.5647 | 17.0341 | 17.0341 | 31.8192 | 1.5665 | 1.0772 | 2024: 0; 2025: 31.8192; 2026: 11.3804; 2027: 45.033; 2028: 1.0772; 2029: 1.0772; 2030: 0; 2031: 0; 2032: 0; 2033: 0; 2034: 31.8192; 2035: 0; 2036: 45.033; 2039: 0.33046; 2040: 0.30595
2018-09-20 09:00 | 9 | 8 | 5 | 1 | 0 | 0.48574 | 0.74737 | 1.4947 | 3.8859 | 20.3125 | 10.5647 | 17.0341 | 17.0341 | 30.3617 | 1.4947 | 2.3912 | 2024: 0; 2025: 30.3617; 2026: 25.2625; 2027: 66.1937; 2028: 2.3912; 2029: 3.4684; 2030: 0; 2031: 0; 2032: 0; 2033: 0; 2034: 30.3617; 2035: 0; 2036: 66.1937; 2039: 0.48574; 2040: 0.52701
2018-09-20 10:00 | 9 | 9 | 5 | 1 | 0 | 0.59836 | 0.70159 | 1.4032 | 4.7868 | 20.3125 | 10.5647 | 17.0341 | 17.0341 | 28.5019 | 1.4032 | 3.3837 | 2024: 0; 2025: 28.5019; 2026: 35.7476; 2027: 81.5399; 2028: 3.3837; 2029: 6.8521; 2030: 0; 2031: 0; 2032: 0; 2033: 0; 2034: 28.5019; 2035: 0; 2036: 81.5399; 2039: 0.59836; 2040: 0.57217
2018-09-20 11:00 | 9 | 10 | 5 | 1 | 0 | 0.66566 | 0.7282 | 1.4564 | 5.3253 | 20.3125 | 10.5647 | 17.0341 | 17.0341 | 29.5833 | 1.4564 | 3.8689 | 2024: 0; 2025: 29.5833; 2026: 40.874; 2027: 90.7123; 2028: 3.8689; 2029: 10.721; 2030: 0; 2031: 0; 2032: 0; 2033: 0; 2034: 29.5833; 2035: 0; 2036: 90.7123; 2039: 0.66566; 2040: 0.61304
2018-09-20 12:00 | 9 | 11 | 5 | 1 | 0 | 0.68894 | 0.69078 | 1.3816 | 5.5115 | 20.3125 | 10.5647 | 17.0341 | 17.0341 | 28.0631 | 1.3816 | 4.13 | 2024: 0; 2025: 28.0631; 2026: 43.632; 2027: 93.8843; 2028: 1.779; 2029: 12.5; 2030: 0; 2031: 0; 2032: 2.351; 2033: 0; 2034: 28.0631; 2035: 24.8374; 2036: 93.8843; 2039: 0.68894; 2040: 0.54991
2018-09-20 13:00 | 9 | 12 | 5 | 1 | 0 | 0.6646 | 0.71541 | 1.4308 | 5.3168 | 20.3125 | 10.5647 | 17.0341 | 17.0341 | 29.0636 | 1.4308 | 3.886 | 2024: 0; 2025: 29.0636; 2026: 41.0542; 2027: 90.567; 2028: 0; 2029: 12.5; 2030: 0; 2031: 0; 2032: 3.886; 2033: 0; 2034: 29.0636; 2035: 41.0542; 2036: 90.567; 2039: 0.6646; 2040: 0.53964
2018-09-20 14:00 | 9 | 13 | 5 | 1 | 0 | 0.59391 | 0.82391 | 1.6478 | 4.7513 | 20.3125 | 10.5647 | 17.0341 | 17.0341 | 33.4713 | 1.6478 | 3.1035 | 2024: 0; 2025: 33.4713; 2026: 32.7872; 2027: 80.9339; 2028: 0; 2029: 12.5; 2030: 0; 2031: 0; 2032: 3.1035; 2033: 0; 2034: 33.4713; 2035: 32.7872; 2036: 80.9339; 2039: 0.59391; 2040: 0.56393
2018-09-20 15:00 | 9 | 14 | 5 | 1 | 0 | 0.48122 | 0.88056 | 1.7611 | 3.8497 | 20.3125 | 10.5647 | 17.0341 | 17.0341 | 35.7726 | 1.7611 | 2.0886 | 2024: 0; 2025: 35.7726; 2026: 22.0656; 2027: 65.5767; 2028: 0; 2029: 12.5; 2030: 0; 2031: 0; 2032: 2.0886; 2033: 0; 2034: 35.7726; 2035: 22.0656; 2036: 65.5767; 2039: 0.48122; 2040: 0.46835
2018-09-20 16:00 | 9 | 15 | 5 | 1 | 1 | 0.32136 | 1.0033 | 2.0065 | 2.5709 | 26.4696 | 16.7219 | 17.0341 | 17.0341 | 53.112 | 2.0065 | 0.56433 | 2024: 0; 2025: 53.112; 2026: 9.4367; 2027: 43.7923; 2028: 0; 2029: 12.5; 2030: 0; 2031: 0; 2032: 0.56433; 2033: 0; 2034: 53.112; 2035: 9.4367; 2036: 43.7923; 2039: 0.32136; 2040: 0.19951
2018-09-20 17:00 | 9 | 16 | 5 | 1 | 1 | 0.12006 | 1.0808 | 2.1615 | 0.9605 | 26.4696 | 16.7219 | 17.0341 | 17.0341 | 57.2151 | 0.9605 | 0 | 2024: 31.7911; 2025: 25.424; 2026: 0; 2027: 16.3612; 2028: 0; 2029: 12.5; 2030: 1.201; 2031: 1.201; 2032: 0; 2033: 0; 2034: 57.2151; 2035: 0; 2036: 16.3612; 2039: 0.12006; 2040: 0.10368
2018-09-20 18:00 | 9 | 17 | 5 | 1 | 1 | 0.00052928 | 1.0001 | 2.0001 | 0.0042342 | 26.4696 | 16.7219 | 17.0341 | 17.0341 | 52.9422 | 0.0042342 | 0 | 2024: 52.8302; 2025: 0.11208; 2026: 0; 2027: 0.072127; 2028: 0; 2029: 11.1945; 2030: 1.9959; 2031: 1.9959; 2032: 0; 2033: 0; 2034: 52.9422; 2035: 0; 2036: 0.072127; 2039: 0.00052928; 2040: 0.00040333
2018-09-20 19:00 | 9 | 18 | 5 | 1 | 1 | 0 | 0.96813 | 1.9363 | 0 | 26.4696 | 16.7219 | 17.0341 | 17.0341 | 51.2521 | 0 | 0 | 2024: 51.2521; 2025: 0; 2026: 0; 2027: 0; 2028: 0; 2029: 9.0251; 2030: 1.9363; 2031: 1.9363; 2032: 0; 2033: 0; 2034: 51.2521; 2035: 0; 2036: 0; 2039: 0; 2040: 0
2018-09-20 20:00 | 9 | 19 | 5 | 1 | 0 | 0 | 0.96469 | 1.9294 | 0 | 20.3125 | 10.5647 | 17.0341 | 17.0341 | 39.1904 | 0 | 0 | 2024: 39.1904; 2025: 0; 2026: 0; 2027: 0; 2028: 0; 2029: 6.9205; 2030: 1.9294; 2031: 1.9294; 2032: 0; 2033: 0; 2034: 39.1904; 2035: 0; 2036: 0; 2039: 0; 2040: 0
2018-09-20 21:00 | 9 | 20 | 5 | 1 | 0 | 0 | 0.78022 | 1.5604 | 0 | 20.3125 | 10.5647 | 17.0341 | 17.0341 | 31.6964 | 0 | 0 | 2024: 31.6964; 2025: 0; 2026: 0; 2027: 0; 2028: 0; 2029: 4.8233; 2030: 1.5604; 2031: 1.5604; 2032: 0; 2033: 0; 2034: 31.6964; 2035: 0; 2036: 0; 2039: 0; 2040: 0
2018-09-20 22:00 | 9 | 21 | 5 | 1 | 0 | 0 | 0.58132 | 1.1626 | 0 | 20.3125 | 10.5647 | 17.0341 | 17.0341 | 23.6163 | 0 | 0 | 2024: 23.6163; 2025: 0; 2026: 0; 2027: 0; 2028: 0; 2029: 3.1272; 2030: 1.1626; 2031: 1.1626; 2032: 0; 2033: 0; 2034: 23.6163; 2035: 0; 2036: 0; 2039: 0; 2040: 0
2018-09-20 23:00 | 9 | 22 | 5 | 1 | 0 | 0 | 0.51377 | 1.0275 | 0 | 20.3125 | 10.5647 | 17.0341 | 17.0341 | 20.8721 | 0 | 0 | 2024: 20.8721; 2025: 0; 2026: 0; 2027: 0; 2028: 0; 2029: 1.8634; 2030: 1.0275; 2031: 1.0275; 2032: 0; 2033: 0; 2034: 20.8721; 2035: 0; 2036: 0; 2039: 0; 2040: 0
2018-09-21 | 9 | 23 | 5 | 1 | 0 | 0 | 0.46332 | 0.92665 | 0 | 20.3125 | 10.5647 | 17.0341 | 17.0341 | 18.8225 | 0 | 0 | 2024: 18.8225; 2025: 0; 2026: 0; 2027: 0; 2028: 0; 2029: 0.74654; 2030: 0.92665; 2031: 0.68681; 2032: 0; 2033: 4.8716; 2034: 13.9509; 2035: 0; 2036: 0; 2039: 0; 2040: 0
2018-09-21 01:00 | 9 | 0 | 6 | 1 | 0 | 0 | 0.45972 | 0.91944 | 0 | 20.3125 | 10.5647 | 17.0341 | 17.0341 | 18.676 | 0 | 0 | 2024: 18.676; 2025: 0; 2026: 0; 2027: 0; 2028: 0; 2029: 0; 2030: 0.91944; 2031: 0; 2032: 0; 2033: 18.676; 2034: 0; 2035: 0; 2036: 0; 2039: 0; 2040: 0
2018-09-21 02:00 | 9 | 1 | 6 | 1 | 0 | 0 | 0.47423 | 0.94845 | 0 | 20.3125 | 10.5647 | 17.0341 | 17.0341 | 19.2654 | 0 | 0 | 2024: 19.2654; 2025: 0; 2026: 0; 2027: 0; 2028: 0; 2029: 0; 2030: 0.94845; 2031: 0; 2032: 0; 2033: 19.2654; 2034: 0; 2035: 0; 2036: 0; 2039: 0; 2040: 0
2018-09-21 03:00 | 9 | 2 | 6 | 1 | 0 | 0 | 0.50684 | 1.0137 | 0 | 20.3125 | 10.5647 | 17.0341 | 17.0341 | 20.5904 | 0 | 0 | 2024: 20.5904; 2025: 0; 2026: 0; 2027: 0; 2028: 0; 2029: 0; 2030: 1.0137; 2031: 0; 2032: 0; 2033: 20.5904; 2034: 0; 2035: 0; 2036: 0; 2039: 0; 2040: 0
2018-09-21 04:00 | 9 | 3 | 6 | 1 | 0 | 0 | 0.56597 | 1.1319 | 0 | 20.3125 | 10.5647 | 17.0341 | 17.0341 | 22.9926 | 0 | 0 | 2024: 22.9926; 2025: 0; 2026: 0; 2027: 0; 2028: 0; 2029: 0; 2030: 1.1319; 2031: 0; 2032: 0; 2033: 22.9926; 2034: 0; 2035: 0; 2036: 0; 2039: 0; 2040: 0
2018-09-21 05:00 | 9 | 4 | 6 | 1 | 0 | 0 | 0.69629 | 1.3926 | 0 | 20.3125 | 10.5647 | 17.0341 | 17.0341 | 28.2869 | 0 | 0 | 2024: 28.2869; 2025: 0; 2026: 0; 2027: 0; 2028: 0; 2029: 0; 2030: 1.3926; 2031: 0; 2032: 0; 2033: 28.2869; 2034: 0; 2035: 0; 2036: 0; 2039: 0; 2040: 0
2018-09-21 06:00 | 9 | 5 | 6 | 1 | 0 | 0.0021411 | 0.78443 | 1.5689 | 0.017128 | 20.3125 | 10.5647 | 17.0341 | 17.0341 | 31.8674 | 0.017128 | 0 | 2024: 31.5195; 2025: 0.34792; 2026: 0; 2027: 0.29177; 2028: 0; 2029: 0; 2030: 1.5517; 2031: 0; 2032: 0; 2033: 31.5195; 2034: 0.34792; 2035: 0; 2036: 0.29177; 2039: 0.0021411; 2040: 0.00099833
2018-09-21 07:00 | 9 | 6 | 6 | 1 | 0 | 0.1311 | 0.79478 | 1.5896 | 1.0488 | 20.3125 | 10.5647 | 17.0341 | 17.0341 | 32.2881 | 1.0488 | 0 | 2024: 10.9849; 2025: 21.3033; 2026: 0; 2027: 17.865; 2028: 0; 2029: 0; 2030: 0.54079; 2031: 0; 2032: 0; 2033: 10.9849; 2034: 21.3033; 2035: 0; 2036: 17.865; 2039: 0.1311; 2040: 0.12659
2018-09-21 08:00 | 9 | 7 | 6 | 1 | 0 | 0.32894 | 0.75437 | 1.5087 | 2.6316 | 20.3125 | 10.5647 | 17.0341 | 17.0341 | 30.6464 | 1.5087 | 1.1228 | 2024: 0; 2025: 30.6464; 2026: 11.8621; 2027: 44.8262; 2028: 1.1228; 2029: 1.1228; 2030: 0; 2031: 0; 2032: 0; 2033: 0; 2034: 30.6464; 2035: 0; 2036: 44.8262; 2039: 0.32894; 2040: 0.14743
2018-09-21 09:00 | 9 | 8 | 6 | 1 | 0 | 0.47805 | 0.70908 | 1.4182 | 3.8244 | 20.3125 | 10.5647 | 17.0341 | 17.0341 | 28.8063 | 1.4182 | 2.4062 | 2024: 0; 2025: 28.8063; 2026: 25.4212; 2027: 65.1452; 2028: 2.4062; 2029: 3.529; 2030: 0; 2031: 0; 2032: 0; 2033: 0; 2034: 28.8063; 2035: 0; 2036: 65.1452; 2039: 0.47805; 2040: 0.24915
2018-09-21 10:00 | 9 | 9 | 6 | 1 | 0 | 0.57511 | 0.76219 | 1.5244 | 4.6009 | 20.3125 | 10.5647 | 17.0341 | 17.0341 | 30.9638 | 1.5244 | 3.0765 | 2024: 0; 2025: 30.9638; 2026: 32.5028; 2027: 78.3726; 2028: 3.0765; 2029: 6.6056; 2030: 0; 2031: 0; 2032: 0; 2033: 0; 2034: 30.9638; 2035: 0; 2036: 78.3726; 2039: 0.57511; 2040: 0.24008
2018-09-21 11:00 | 9 | 10 | 6 | 1 | 0 | 0.63766 | 0.7302 | 1.4604 | 5.1012 | 20.3125 | 10.5647 | 17.0341 | 17.0341 | 29.6643 | 1.4604 | 3.6409 | 2024: 0; 2025: 29.6643; 2026: 38.4646; 2027: 86.8954; 2028: 3.6409; 2029: 10.2464; 2030: 0; 2031: 0; 2032: 0; 2033: 0; 2034: 29.6643; 2035: 0; 2036: 86.8954; 2039: 0.63766; 2040: 0.30809
2018-09-21 12:00 | 9 | 11 | 6 | 1 | 0 | 0.65375 | 0.71424 | 1.4285 | 5.23 | 20.3125 | 10.5647 | 17.0341 | 17.0341 | 29.0159 | 1.4285 | 3.8015 | 2024: 0; 2025: 29.0159; 2026: 40.1618; 2027: 89.088; 2028: 2.2536; 2029: 12.5; 2030: 0; 2031: 0; 2032: 1.5479; 2033: 0; 2034: 29.0159; 2035: 16.3535; 2036: 89.088; 2039: 0.65375; 2040: 0.30798
2018-09-21 13:00 | 9 | 12 | 6 | 1 | 0 | 0.62556 | 0.73163 | 1.4633 | 5.0045 | 20.3125 | 10.5647 | 17.0341 | 17.0341 | 29.7225 | 1.4633 | 3.5412 | 2024: 0; 2025: 29.7225; 2026: 37.4119; 2027: 85.2469; 2028: 0; 2029: 12.5; 2030: 0; 2031: 0; 2032: 3.5412; 2033: 0; 2034: 29.7225; 2035: 37.4119; 2036: 85.2469; 2039: 0.62556; 2040: 0.4635
2018-09-21 14:00 | 9 | 13 | 6 | 1 | 0 | 0.55564 | 0.74785 | 1.4957 | 4.4452 | 20.3125 | 10.5647 | 17.0341 | 17.0341 | 30.3813 | 1.4957 | 2.9495 | 2024: 0; 2025: 30.3813; 2026: 31.1602; 2027: 75.7194; 2028: 0; 2029: 12.5; 2030: 0; 2031: 0; 2032: 2.9495; 2033: 0; 2034: 30.3813; 2035: 31.1602; 2036: 75.7194; 2039: 0.55564; 2040: 0.47252
2018-09-21 15:00 | 9 | 14 | 6 | 1 | 0 | 0.44357 | 0.80442 | 1.6088 | 3.5486 | 20.3125 | 10.5647 | 17.0341 | 17.0341 | 32.6794 | 1.6088 | 1.9397 | 2024: 0; 2025: 32.6794; 2026: 20.4929; 2027: 60.447; 2028: 0; 2029: 12.5; 2030: 0; 2031: 0; 2032: 1.9397; 2033: 0; 2034: 32.6794; 2035: 20.4929; 2036: 60.447; 2039: 0.44357; 2040: 0.23589
2018-09-21 16:00 | 9 | 15 | 6 | 1 | 1 | 0.28828 | 0.94464 | 1.8893 | 2.3062 | 26.4696 | 16.7219 | 17.0341 | 17.0341 | 50.0084 | 1.8893 | 0.41697 | 2024: 0; 2025: 50.0084; 2026: 6.9725; 2027: 39.2848; 2028: 0; 2029: 12.5; 2030: 0; 2031: 0; 2032: 0.41697; 2033: 0; 2034: 50.0084; 2035: 6.9725; 2036: 39.2848; 2039: 0.28828; 2040: 0.2825
2018-09-21 17:00 | 9 | 16 | 6 | 1 | 1 | 0.10317 | 1.1327 | 2.2654 | 0.82532 | 26.4696 | 16.7219 | 17.0341 | 17.0341 | 59.9641 | 0.82532 | 0 | 2024: 38.1182; 2025: 21.8459; 2026: 0; 2027: 14.0586; 2028: 0; 2029: 12.5; 2030: 1.4401; 2031: 1.4401; 2032: 0; 2033: 0; 2034: 59.9641; 2035: 0; 2036: 14.0586; 2039: 0.10317; 2040: 0.1046
2018-09-21 18:00 | 9 | 17 | 6 | 1 | 1 | 0 | 1.1165 | 2.233 | 0 | 26.4696 | 16.7219 | 17.0341 | 17.0341 | 59.1068 | 0 | 0 | 2024: 59.1068; 2025: 0; 2026: 0; 2027: 0; 2028: 0; 2029: 10.9347; 2030: 2.233; 2031: 2.233; 2032: 0; 2033: 0; 2034: 59.1068; 2035: 0; 2036: 0; 2039: 0; 2040: 0
2018-09-21 19:00 | 9 | 18 | 6 | 1 | 1 | 0 | 1.0602 | 2.1204 | 0 | 26.4696 | 16.7219 | 17.0341 | 17.0341 | 56.1255 | 0 | 0 | 2024: 56.1255; 2025: 0; 2026: 0; 2027: 0; 2028: 0; 2029: 8.5075; 2030: 2.1204; 2031: 2.1204; 2032: 0; 2033: 0; 2034: 56.1255; 2035: 0; 2036: 0; 2039: 0; 2040: 0
2018-09-21 20:00 | 9 | 19 | 6 | 1 | 0 | 0 | 1.0157 | 2.0314 | 0 | 20.3125 | 10.5647 | 17.0341 | 17.0341 | 41.2627 | 0 | 0 | 2024: 41.2627; 2025: 0; 2026: 0; 2027: 0; 2028: 0; 2029: 6.2028; 2030: 2.0314; 2031: 2.0314; 2032: 0; 2033: 0; 2034: 41.2627; 2035: 0; 2036: 0; 2039: 0; 2040: 0
2018-09-21 21:00 | 9 | 20 | 6 | 1 | 0 | 0 | 0.77693 | 1.5539 | 0 | 20.3125 | 10.5647 | 17.0341 | 17.0341 | 31.5626 | 0 | 0 | 2024: 31.5626; 2025: 0; 2026: 0; 2027: 0; 2028: 0; 2029: 3.9947; 2030: 1.5539; 2031: 1.5539; 2032: 0; 2033: 0; 2034: 31.5626; 2035: 0; 2036: 0; 2039: 0; 2040: 0
2018-09-21 22:00 | 9 | 21 | 6 | 1 | 0 | 0 | 0.58731 | 1.1746 | 0 | 20.3125 | 10.5647 | 17.0341 | 17.0341 | 23.8595 | 0 | 0 | 2024: 23.8595; 2025: 0; 2026: 0; 2027: 0; 2028: 0; 2029: 2.3058; 2030: 1.1746; 2031: 1.1746; 2032: 0; 2033: 0; 2034: 23.8595; 2035: 0; 2036: 0; 2039: 0; 2040: 0
2018-09-21 23:00 | 9 | 22 | 6 | 1 | 0 | 0 | 0.50474 | 1.0095 | 0 | 20.3125 | 10.5647 | 17.0341 | 17.0341 | 20.5049 | 0 | 0 | 2024: 20.5049; 2025: 0; 2026: 0; 2027: 0; 2028: 0; 2029: 1.029; 2030: 1.0095; 2031: 0.94669; 2032: 0; 2033: 1.2754; 2034: 19.2296; 2035: 0; 2036: 0; 2039: 0; 2040: 0
2018-09-22 | 9 | 23 | 6 | 1 | 0 | 0 | 0.45848 | 0.91696 | 0 | 20.3125 | 10.5647 | 17.0341 | 17.0341 | 18.6257 | 0 | 0 | 2024: 18.6257; 2025: 0; 2026: 0; 2027: 0; 2028: 0; 2029: 0; 2030: 0.91696; 2031: 0; 2032: 0; 2033: 18.6257; 2034: 0; 2035: 0; 2036: 0; 2039: 0; 2040: 0
2018-09-22 01:00 | 9 | 0 | 7 | 1 | 0 | 0 | 0.43898 | 0.87795 | 0 | 20.3125 | 10.5647 | 17.0341 | 17.0341 | 17.8334 | 0 | 0 | 2024: 17.8334; 2025: 0; 2026: 0; 2027: 0; 2028: 0; 2029: 0; 2030: 0.87795; 2031: 0; 2032: 0; 2033: 17.8334; 2034: 0; 2035: 0; 2036: 0; 2039: 0; 2040: 0
2018-09-22 02:00 | 9 | 1 | 7 | 1 | 0 | 0 | 0.45902 | 0.91805 | 0 | 20.3125 | 10.5647 | 17.0341 | 17.0341 | 18.6478 | 0 | 0 | 2024: 18.6478; 2025: 0; 2026: 0; 2027: 0; 2028: 0; 2029: 0; 2030: 0.91805; 2031: 0; 2032: 0; 2033: 18.6478; 2034: 0; 2035: 0; 2036: 0; 2039: 0; 2040: 0
2018-09-22 03:00 | 9 | 2 | 7 | 1 | 0 | 0 | 0.43696 | 0.87391 | 0 | 20.3125 | 10.5647 | 17.0341 | 17.0341 | 17.7513 | 0 | 0 | 2024: 17.7513; 2025: 0; 2026: 0; 2027: 0; 2028: 0; 2029: 0; 2030: 0.87391; 2031: 0; 2032: 0; 2033: 17.7513; 2034: 0; 2035: 0; 2036: 0; 2039: 0; 2040: 0
2018-09-22 04:00 | 9 | 3 | 7 | 1 | 0 | 0 | 0.4502 | 0.90041 | 0 | 20.3125 | 10.5647 | 17.0341 | 17.0341 | 18.2895 | 0 | 0 | 2024: 18.2895; 2025: 0; 2026: 0; 2027: 0; 2028: 0; 2029: 0; 2030: 0.90041; 2031: 0; 2032: 0; 2033: 18.2895; 2034: 0; 2035: 0; 2036: 0; 2039: 0; 2040: 0
2018-09-22 05:00 | 9 | 4 | 7 | 1 | 0 | 0 | 0.50193 | 1.0039 | 0 | 20.3125 | 10.5647 | 17.0341 | 17.0341 | 20.3909 | 0 | 0 | 2024: 20.3909; 2025: 0; 2026: 0; 2027: 0; 2028: 0; 2029: 0; 2030: 1.0039; 2031: 0; 2032: 0; 2033: 20.3909; 2034: 0; 2035: 0; 2036: 0; 2039: 0; 2040: 0
2018-09-22 06:00 | 9 | 5 | 7 | 1 | 0 | 0 | 0.64365 | 1.2873 | 0 | 20.3125 | 10.5647 | 17.0341 | 17.0341 | 26.1481 | 0 | 0 | 2024: 26.1481; 2025: 0; 2026: 0; 2027: 0; 2028: 0; 2029: 0; 2030: 1.2873; 2031: 0; 2032: 0; 2033: 26.1481; 2034: 0; 2035: 0; 2036: 0; 2039: 0; 2040: 0
2018-09-22 07:00 | 9 | 6 | 7 | 1 | 0 | 0.10571 | 0.76896 | 1.5379 | 0.84567 | 20.3125 | 10.5647 | 17.0341 | 17.0341 | 31.2392 | 0.84567 | 0 | 2024: 14.0615; 2025: 17.1777; 2026: 0; 2027: 14.4053; 2028: 0; 2029: 0; 2030: 0.69226; 2031: 0; 2032: 0; 2033: 14.0615; 2034: 17.1777; 2035: 0; 2036: 14.4053; 2039: 0.10571; 2040: 0.051851
2018-09-22 08:00 | 9 | 7 | 7 | 1 | 0 | 0.2769 | 0.84755 | 1.6951 | 2.2152 | 20.3125 | 10.5647 | 17.0341 | 17.0341 | 34.4315 | 1.6951 | 0.52007 | 2024: 0; 2025: 34.4315; 2026: 5.4944; 2027: 37.7334; 2028: 0.52007; 2029: 0.52007; 2030: 0; 2031: 0; 2032: 0; 2033: 0; 2034: 34.4315; 2035: 0; 2036: 37.7334; 2039: 0.2769; 2040: 0.15709
2018-09-22 09:00 | 9 | 8 | 7 | 1 | 0 | 0.41646 | 0.91193 | 1.8239 | 3.3317 | 20.3125 | 10.5647 | 17.0341 | 17.0341 | 37.0472 | 1.8239 | 1.5078 | 2024: 0; 2025: 37.0472; 2026: 15.9295; 2027: 56.752; 2028: 1.5078; 2029: 2.0279; 2030: 0; 2031: 0; 2032: 0; 2033: 0; 2034: 37.0472; 2035: 0; 2036: 56.752; 2039: 0.41646; 2040: 0.21575
2018-09-22 10:00 | 9 | 9 | 7 | 1 | 0 | 0.51622 | 0.93148 | 1.863 | 4.1297 | 20.3125 | 10.5647 | 17.0341 | 17.0341 | 37.8415 | 1.863 | 2.2668 | 2024: 0; 2025: 37.8415; 2026: 23.9477; 2027: 70.3464; 2028: 2.2668; 2029: 4.2946; 2030: 0; 2031: 0; 2032: 0; 2033: 0; 2034: 37.8415; 2035: 0; 2036: 70.3464; 2039: 0.51622; 2040: 0.41784
2018-09-22 11:00 | 9 | 10 | 7 | 1 | 0 | 0.5747 | 0.96713 | 1.9343 | 4.5976 | 20.3125 | 10.5647 | 17.0341 | 17.0341 | 39.2898 | 1.9343 | 2.6633 | 2024: 0; 2025: 39.2898; 2026: 28.1375; 2027: 78.3163; 2028: 2.6633; 2029: 6.958; 2030: 0; 2031: 0; 2032: 0; 2033: 0; 2034: 39.2898; 2035: 0; 2036: 78.3163; 2039: 0.5747; 2040: 0.45082
2018-09-22 12:00 | 9 | 11 | 7 | 1 | 0 | 0.55304 | 0.98536 | 1.9707 | 4.4244 | 20.3125 | 10.5647 | 17.0341 | 17.0341 | 40.0301 | 1.9707 | 2.4536 | 2024: 0; 2025: 40.0301; 2026: 25.9221; 2027: 75.3651; 2028: 2.4536; 2029: 9.4116; 2030: 0; 2031: 0; 2032: 0; 2033: 0; 2034: 40.0301; 2035: 0; 2036: 75.3651; 2039: 0.55304; 2040: 0.3132
2018-09-22 13:00 | 9 | 12 | 7 | 1 | 0 | 0.52453 | 0.99665 | 1.9933 | 4.1962 | 20.3125 | 10.5647 | 17.0341 | 17.0341 | 40.4891 | 1.9933 | 2.2029 | 2024: 0; 2025: 40.4891; 2026: 23.2733; 2027: 71.4792; 2028: 2.2029; 2029: 11.6145; 2030: 0; 2031: 0; 2032: 0; 2033: 0; 2034: 40.4891; 2035: 0; 2036: 71.4792; 2039: 0.52453; 2040: 0.33356
2018-09-22 14:00 | 9 | 13 | 7 | 1 | 0 | 0.35643 | 1.0688 | 2.1377 | 2.8514 | 20.3125 | 10.5647 | 17.0341 | 17.0341 | 43.4211 | 2.1377 | 0.71375 | 2024: 0; 2025: 43.4211; 2026: 7.5406; 2027: 48.5713; 2028: 0.71375; 2029: 12.3283; 2030: 0; 2031: 0; 2032: 0; 2033: 0; 2034: 43.4211; 2035: 0; 2036: 48.5713; 2039: 0.35643; 2040: 0.34595
2018-09-22 15:00 | 9 | 14 | 7 | 1 | 0 | 0.35502 | 1.2306 | 2.4612 | 2.8401 | 20.3125 | 10.5647 | 17.0341 | 17.0341 | 49.9924 | 2.4612 | 0.37898 | 2024: 0; 2025: 49.9924; 2026: 4.0038; 2027: 48.3794; 2028: 0.17171; 2029: 12.5; 2030: 0; 2031: 0; 2032: 0.20727; 2033: 0; 2034: 49.9924; 2035: 2.1898; 2036: 48.3794; 2039: 0.35502; 2040: 0.25777
2018-09-22 16:00 | 9 | 15 | 7 | 1 | 1 | 0.24975 | 1.2937 | 2.5874 | 1.998 | 26.4696 | 16.7219 | 17.0341 | 17.0341 | 68.4872 | 1.998 | 0 | 2024: 15.6009; 2025: 52.8864; 2026: 0; 2027: 34.0342; 2028: 0; 2029: 12.5; 2030: 0.58939; 2031: 0.58939; 2032: 0; 2033: 0; 2034: 68.4872; 2035: 0; 2036: 34.0342; 2039: 0.24975; 2040: 0.23511
2018-09-22 17:00 | 9 | 16 | 7 | 1 | 1 | 0.092856 | 1.3061 | 2.6122 | 0.74285 | 26.4696 | 16.7219 | 17.0341 | 17.0341 | 69.1433 | 0.74285 | 0 | 2024: 49.4804; 2025: 19.6629; 2026: 0; 2027: 12.6538; 2028: 0; 2029: 11.8594; 2030: 1.8693; 2031: 1.8693; 2032: 0; 2033: 0; 2034: 69.1433; 2035: 0; 2036: 12.6538; 2039: 0.092856; 2040: 0.082983
2018-09-22 18:00 | 9 | 17 | 7 | 1 | 1 | 0 | 1.1852 | 2.3705 | 0 | 26.4696 | 16.7219 | 17.0341 | 17.0341 | 62.7454 | 0 | 0 | 2024: 62.7454; 2025: 0; 2026: 0; 2027: 0; 2028: 0; 2029: 9.8275; 2030: 2.3705; 2031: 2.3705; 2032: 0; 2033: 0; 2034: 62.7454; 2035: 0; 2036: 0; 2039: 0; 2040: 0
2018-09-22 19:00 | 9 | 18 | 7 | 1 | 1 | 0 | 1.1219 | 2.2438 | 0 | 26.4696 | 16.7219 | 17.0341 | 17.0341 | 59.3933 | 0 | 0 | 2024: 59.3933; 2025: 0; 2026: 0; 2027: 0; 2028: 0; 2029: 7.2509; 2030: 2.2438; 2031: 2.2438; 2032: 0; 2033: 0; 2034: 59.3933; 2035: 0; 2036: 0; 2039: 0; 2040: 0
2018-09-22 20:00 | 9 | 19 | 7 | 1 | 0 | 0 | 1.0616 | 2.1232 | 0 | 20.3125 | 10.5647 | 17.0341 | 17.0341 | 43.1278 | 0 | 0 | 2024: 43.1278; 2025: 0; 2026: 0; 2027: 0; 2028: 0; 2029: 4.812; 2030: 2.1232; 2031: 2.1232; 2032: 0; 2033: 0; 2034: 43.1278; 2035: 0; 2036: 0; 2039: 0; 2040: 0
2018-09-22 21:00 | 9 | 20 | 7 | 1 | 0 | 0 | 0.86998 | 1.74 | 0 | 20.3125 | 10.5647 | 17.0341 | 17.0341 | 35.3429 | 0 | 0 | 2024: 35.3429; 2025: 0; 2026: 0; 2027: 0; 2028: 0; 2029: 2.5041; 2030: 1.74; 2031: 1.74; 2032: 0; 2033: 0; 2034: 35.3429; 2035: 0; 2036: 0; 2039: 0; 2040: 0
2018-09-22 22:00 | 9 | 21 | 7 | 1 | 0 | 0 | 0.62216 | 1.2443 | 0 | 20.3125 | 10.5647 | 17.0341 | 17.0341 | 25.2752 | 0 | 0 | 2024: 25.2752; 2025: 0; 2026: 0; 2027: 0; 2028: 0; 2029: 0.61285; 2030: 1.2443; 2031: 0.56382; 2032: 0; 2033: 13.8226; 2034: 11.4526; 2035: 0; 2036: 0; 2039: 0; 2040: 0
2018-09-22 23:00 | 9 | 22 | 7 | 1 | 0 | 0 | 0.47811 | 0.95621 | 0 | 20.3125 | 10.5647 | 17.0341 | 17.0341 | 19.423 | 0 | 0 | 2024: 19.423; 2025: 0; 2026: 0; 2027: 0; 2028: 0; 2029: 0; 2030: 0.95621; 2031: 0; 2032: 0; 2033: 19.423; 2034: 0; 2035: 0; 2036: 0; 2039: 0; 2040: 0
2018-09-23 | 9 | 23 | 7 | 1 | 0 | 0 | 0.44756 | 0.89513 | 0 | 20.3125 | 10.5647 | 17.0341 | 17.0341 | 18.1822 | 0 | 0 | 2024: 18.1822; 2025: 0; 2026: 0; 2027: 0; 2028: 0; 2029: 0; 2030: 0.89513; 2031: 0; 2032: 0; 2033: 18.1822; 2034: 0; 2035: 0; 2036: 0; 2039: 0; 2040: 0
2018-09-23 01:00 | 9 | 0 | 1 | 1 | 0 | 0 | 0.42024 | 0.84047 | 0 | 20.3125 | 10.5647 | 17.0341 | 17.0341 | 17.0721 | 0 | 0 | 2024: 17.0721; 2025: 0; 2026: 0; 2027: 0; 2028: 0; 2029: 0; 2030: 0.84047; 2031: 0; 2032: 0; 2033: 17.0721; 2034: 0; 2035: 0; 2036: 0; 2039: 0; 2040: 0
2018-09-23 02:00 | 9 | 1 | 1 | 1 | 0 | 0 | 0.4235 | 0.84699 | 0 | 20.3125 | 10.5647 | 17.0341 | 17.0341 | 17.2045 | 0 | 0 | 2024: 17.2045; 2025: 0; 2026: 0; 2027: 0; 2028: 0; 2029: 0; 2030: 0.84699; 2031: 0; 2032: 0; 2033: 17.2045; 2034: 0; 2035: 0; 2036: 0; 2039: 0; 2040: 0
2018-09-23 03:00 | 9 | 2 | 1 | 1 | 0 | 0 | 0.42756 | 0.85513 | 0 | 20.3125 | 10.5647 | 17.0341 | 17.0341 | 17.3697 | 0 | 0 | 2024: 17.3697; 2025: 0; 2026: 0; 2027: 0; 2028: 0; 2029: 0; 2030: 0.85513; 2031: 0; 2032: 0; 2033: 17.3697; 2034: 0; 2035: 0; 2036: 0; 2039: 0; 2040: 0
2018-09-23 04:00 | 9 | 3 | 1 | 1 | 0 | 0 | 0.44798 | 0.89596 | 0 | 20.3125 | 10.5647 | 17.0341 | 17.0341 | 18.1992 | 0 | 0 | 2024: 18.1992; 2025: 0; 2026: 0; 2027: 0; 2028: 0; 2029: 0; 2030: 0.89596; 2031: 0; 2032: 0; 2033: 18.1992; 2034: 0; 2035: 0; 2036: 0; 2039: 0; 2040: 0
2018-09-23 05:00 | 9 | 4 | 1 | 1 | 0 | 0 | 0.51339 | 1.0268 | 0 | 20.3125 | 10.5647 | 17.0341 | 17.0341 | 20.8563 | 0 | 0 | 2024: 20.8563; 2025: 0; 2026: 0; 2027: 0; 2028: 0; 2029: 0; 2030: 1.0268; 2031: 0; 2032: 0; 2033: 20.8563; 2034: 0; 2035: 0; 2036: 0; 2039: 0; 2040: 0
2018-09-23 06:00 | 9 | 5 | 1 | 1 | 0 | 0 | 0.61612 | 1.2322 | 0 | 20.3125 | 10.5647 | 17.0341 | 17.0341 | 25.03 | 0 | 0 | 2024: 25.03; 2025: 0; 2026: 0; 2027: 0; 2028: 0; 2029: 0; 2030: 1.2322; 2031: 0; 2032: 0; 2033: 25.03; 2034: 0; 2035: 0; 2036: 0; 2039: 0; 2040: 7.9333e-05
2018-09-23 07:00 | 9 | 6 | 1 | 1 | 0 | 0.10572 | 0.75979 | 1.5196 | 0.84572 | 20.3125 | 10.5647 | 17.0341 | 17.0341 | 30.8666 | 0.84572 | 0 | 2024: 13.6879; 2025: 17.1787; 2026: 0; 2027: 14.4061; 2028: 0; 2029: 0; 2030: 0.67387; 2031: 0; 2032: 0; 2033: 13.6879; 2034: 17.1787; 2035: 0; 2036: 14.4061; 2039: 0.10572; 2040: 0.10431
2018-09-23 08:00 | 9 | 7 | 1 | 1 | 0 | 0.27962 | 0.81667 | 1.6333 | 2.237 | 20.3125 | 10.5647 | 17.0341 | 17.0341 | 33.1773 | 1.6333 | 0.60361 | 2024: 0; 2025: 33.1773; 2026: 6.377; 2027: 38.1047; 2028: 0.60361; 2029: 0.60361; 2030: 0; 2031: 0; 2032: 0; 2033: 0; 2034: 33.1773; 2035: 0; 2036: 38.1047; 2039: 0.27962; 2040: 0.24463
2018-09-23 09:00 | 9 | 8 | 1 | 1 | 0 | 0.42388 | 0.80452 | 1.609 | 3.391 | 20.3125 | 10.5647 | 17.0341 | 17.0341 | 32.6835 | 1.609 | 1.782 | 2024: 0; 2025: 32.6835; 2026: 18.8265; 2027: 57.7636; 2028: 1.782; 2029: 2.3856; 2030: 0; 2031: 0; 2032: 0; 2033: 0; 2034: 32.6835; 2035: 0; 2036: 57.7636; 2039: 0.42388; 2040: 0.27737
2018-09-23 10:00 | 9 | 9 | 1 | 1 | 0 | 0.52759 | 0.78883 | 1.5777 | 4.2207 | 20.3125 | 10.5647 | 17.0341 | 17.0341 | 32.0461 | 1.5777 | 2.6431 | 2024: 0; 2025: 32.0461; 2026: 27.9232; 2027: 71.8962; 2028: 2.6431; 2029: 5.0287; 2030: 0; 2031: 0; 2032: 0; 2033: 0; 2034: 32.0461; 2035: 0; 2036: 71.8962; 2039: 0.52759; 2040: 0.46541
2018-09-23 11:00 | 9 | 10 | 1 | 1 | 0 | 0.58614 | 0.79106 | 1.5821 | 4.6891 | 20.3125 | 10.5647 | 17.0341 | 17.0341 | 32.1369 | 1.5821 | 3.107 | 2024: 0; 2025: 32.1369; 2026: 32.8242; 2027: 79.8746; 2028: 3.107; 2029: 8.1356; 2030: 0; 2031: 0; 2032: 0; 2033: 0; 2034: 32.1369; 2035: 0; 2036: 79.8746; 2039: 0.58614; 2040: 0.46769
2018-09-23 12:00 | 9 | 11 | 1 | 1 | 0 | 0.61097 | 0.80794 | 1.6159 | 4.8878 | 20.3125 | 10.5647 | 17.0341 | 17.0341 | 32.8227 | 1.6159 | 3.2719 | 2024: 0; 2025: 32.8227; 2026: 34.5665; 2027: 83.2589; 2028: 3.2719; 2029: 11.4075; 2030: 0; 2031: 0; 2032: 0; 2033: 0; 2034: 32.8227; 2035: 0; 2036: 83.2589; 2039: 0.61097; 2040: 0.40555
2018-09-23 13:00 | 9 | 12 | 1 | 1 | 0 | 0.5663 | 0.77063 | 1.5413 | 4.5304 | 20.3125 | 10.5647 | 17.0341 | 17.0341 | 31.3067 | 1.5413 | 2.9891 | 2024: 0; 2025: 31.3067; 2026: 31.5793; 2027: 77.1711; 2028: 1.0925; 2029: 12.5; 2030: 0; 2031: 0; 2032: 1.8967; 2033: 0; 2034: 31.3067; 2035: 20.0376; 2036: 77.1711; 2039: 0.5663; 2040: 0.41571
2018-09-23 14:00 | 9 | 13 | 1 | 1 | 0 | 0.44911 | 0.85737 | 1.7147 | 3.5929 | 20.3125 | 10.5647 | 17.0341 | 17.0341 | 34.8307 | 1.7147 | 1.8782 | 2024: 0; 2025: 34.8307; 2026: 19.8422; 2027: 61.2019; 2028: 0; 2029: 12.5; 2030: 0; 2031: 0; 2032: 1.8782; 2033: 0; 2034: 34.8307; 2035: 19.8422; 2036: 61.2019; 2039: 0.44911; 2040: 0.29675
2018-09-23 15:00 | 9 | 14 | 1 | 1 | 0 | 0.3907 | 0.99272 | 1.9854 | 3.1256 | 20.3125 | 10.5647 | 17.0341 | 17.0341 | 40.3291 | 1.9854 | 1.1402 | 2024: 0; 2025: 40.3291; 2026: 12.0454; 2027: 53.2416; 2028: 0; 2029: 12.5; 2030: 0; 2031: 0; 2032: 1.1402; 2033: 0; 2034: 40.3291; 2035: 12.0454; 2036: 53.2416; 2039: 0.3907; 2040: 0.21978
2018-09-23 16:00 | 9 | 15 | 1 | 1 | 1 | 0.22657 | 0.92408 | 1.8482 | 1.8125 | 26.4696 | 16.7219 | 17.0341 | 17.0341 | 48.9203 | 1.8125 | 0 | 2024: 0.94313; 2025: 47.9772; 2026: 0; 2027: 30.875; 2028: 0; 2029: 12.5; 2030: 0.035631; 2031: 0.035631; 2032: 0; 2033: 0; 2034: 48.9203; 2035: 0; 2036: 30.875; 2039: 0.22657; 2040: 0.21521
2018-09-23 17:00 | 9 | 16 | 1 | 1 | 1 | 0.065631 | 1.0075 | 2.0151 | 0.52505 | 26.4696 | 16.7219 | 17.0341 | 17.0341 | 53.3382 | 0.52505 | 0 | 2024: 39.4404; 2025: 13.8979; 2026: 0; 2027: 8.9438; 2028: 0; 2029: 12.4613; 2030: 1.49; 2031: 1.49; 2032: 0; 2033: 0; 2034: 53.3382; 2035: 0; 2036: 8.9438; 2039: 0.065631; 2040: 0.074535
2018-09-23 18:00 | 9 | 17 | 1 | 1 | 1 | 0 | 0.91645 | 1.8329 | 0 | 26.4696 | 16.7219 | 17.0341 | 17.0341 | 48.5164 | 0 | 0 | 2024: 48.5164; 2025: 0; 2026: 0; 2027: 0; 2028: 0; 2029: 10.8417; 2030: 1.8329; 2031: 1.8329; 2032: 0; 2033: 0; 2034: 48.5164; 2035: 0; 2036: 0; 2039: 0; 2040: 0
2018-09-23 19:00 | 9 | 18 | 1 | 1 | 1 | 0 | 0.98914 | 1.9783 | 0 | 26.4696 | 16.7219 | 17.0341 | 17.0341 | 52.3644 | 0 | 0 | 2024: 52.3644; 2025: 0; 2026: 0; 2027: 0; 2028: 0; 2029: 8.8494; 2030: 1.9783; 2031: 1.9783; 2032: 0; 2033: 0; 2034: 52.3644; 2035: 0; 2036: 0; 2039: 0; 2040: 0
2018-09-23 20:00 | 9 | 19 | 1 | 1 | 0 | 0 | 1.0178 | 2.0356 | 0 | 20.3125 | 10.5647 | 17.0341 | 17.0341 | 41.3482 | 0 | 0 | 2024: 41.3482; 2025: 0; 2026: 0; 2027: 0; 2028: 0; 2029: 6.6991; 2030: 2.0356; 2031: 2.0356; 2032: 0; 2033: 0; 2034: 41.3482; 2035: 0; 2036: 0; 2039: 0; 2040: 0
2018-09-23 21:00 | 9 | 20 | 1 | 1 | 0 | 0 | 0.82871 | 1.6574 | 0 | 20.3125 | 10.5647 | 17.0341 | 17.0341 | 33.6663 | 0 | 0 | 2024: 33.6663; 2025: 0; 2026: 0; 2027: 0; 2028: 0; 2029: 4.4865; 2030: 1.6574; 2031: 1.6574; 2032: 0; 2033: 0; 2034: 33.6663; 2035: 0; 2036: 0; 2039: 0; 2040: 0
2018-09-23 22:00 | 9 | 21 | 1 | 1 | 0 | 0 | 0.60721 | 1.2144 | 0 | 20.3125 | 10.5647 | 17.0341 | 17.0341 | 24.6679 | 0 | 0 | 2024: 24.6679; 2025: 0; 2026: 0; 2027: 0; 2028: 0; 2029: 2.6849; 2030: 1.2144; 2031: 1.2144; 2032: 0; 2033: 0; 2034: 24.6679; 2035: 0; 2036: 0; 2039: 0; 2040: 0
2018-09-23 23:00 | 9 | 22 | 1 | 1 | 0 | 0 | 0.52303 | 1.0461 | 0 | 20.3125 | 10.5647 | 17.0341 | 17.0341 | 21.2482 | 0 | 0 | 2024: 21.2482; 2025: 0; 2026: 0; 2027: 0; 2028: 0; 2029: 1.3649; 2030: 1.0461; 2031: 1.0461; 2032: 0; 2033: 0; 2034: 21.2482; 2035: 0; 2036: 0; 2039: 0; 2040: 0
2018-09-24 | 9 | 23 | 1 | 1 | 0 | 0 | 0.50914 | 1.0183 | 0 | 20.3125 | 10.5647 | 17.0341 | 17.0341 | 20.6837 | 0 | 0 | 2024: 20.6837; 2025: 0; 2026: 0; 2027: 0; 2028: 0; 2029: 0.22789; 2030: 1.0183; 2031: 0.20965; 2032: 0; 2033: 16.4251; 2034: 4.2586; 2035: 0; 2036: 0; 2039: 0; 2040: 0
2018-09-24 01:00 | 9 | 0 | 2 | 1 | 0 | 0 | 0.52787 | 1.0557 | 0 | 20.3125 | 10.5647 | 17.0341 | 17.0341 | 21.4445 | 0 | 0 | 2024: 21.4445; 2025: 0; 2026: 0; 2027: 0; 2028: 0; 2029: 0; 2030: 1.0557; 2031: 0; 2032: 0; 2033: 21.4445; 2034: 0; 2035: 0; 2036: 0; 2039: 0; 2040: 0
2018-09-24 02:00 | 9 | 1 | 2 | 1 | 0 | 0 | 0.52127 | 1.0425 | 0 | 20.3125 | 10.5647 | 17.0341 | 17.0341 | 21.1766 | 0 | 0 | 2024: 21.1766; 2025: 0; 2026: 0; 2027: 0; 2028: 0; 2029: 0; 2030: 1.0425; 2031: 0; 2032: 0; 2033: 21.1766; 2034: 0; 2035: 0; 2036: 0; 2039: 0; 2040: 0
2018-09-24 03:00 | 9 | 2 | 2 | 1 | 0 | 0 | 0.5213 | 1.0426 | 0 | 20.3125 | 10.5647 | 17.0341 | 17.0341 | 21.1778 | 0 | 0 | 2024: 21.1778; 2025: 0; 2026: 0; 2027: 0; 2028: 0; 2029: 0; 2030: 1.0426; 2031: 0; 2032: 0; 2033: 21.1778; 2034: 0; 2035: 0; 2036: 0; 2039: 0; 2040: 0
2018-09-24 04:00 | 9 | 3 | 2 | 1 | 0 | 0 | 0.57496 | 1.1499 | 0 | 20.3125 | 10.5647 | 17.0341 | 17.0341 | 23.3578 | 0 | 0 | 2024: 23.3578; 2025: 0; 2026: 0; 2027: 0; 2028: 0; 2029: 0; 2030: 1.1499; 2031: 0; 2032: 0; 2033: 23.3578; 2034: 0; 2035: 0; 2036: 0; 2039: 0; 2040: 0
2018-09-24 05:00 | 9 | 4 | 2 | 1 | 0 | 0 | 0.71611 | 1.4322 | 0 | 20.3125 | 10.5647 | 17.0341 | 17.0341 | 29.0918 | 0 | 0 | 2024: 29.0918; 2025: 0; 2026: 0; 2027: 0; 2028: 0; 2029: 0; 2030: 1.4322; 2031: 0; 2032: 0; 2033: 29.0918; 2034: 0; 2035: 0; 2036: 0; 2039: 0; 2040: 0
2018-09-24 06:00 | 9 | 5 | 2 | 1 | 0 | 0 | 0.88777 | 1.7755 | 0 | 20.3125 | 10.5647 | 17.0341 | 17.0341 | 36.0656 | 0 | 0 | 2024: 36.0656; 2025: 0; 2026: 0; 2027: 0; 2028: 0; 2029: 0; 2030: 1.7755; 2031: 0; 2032: 0; 2033: 36.0656; 2034: 0; 2035: 0; 2036: 0; 2039: 0; 2040: 0
2018-09-24 07:00 | 9 | 6 | 2 | 1 | 0 | 0.08402 | 0.849 | 1.698 | 0.67216 | 20.3125 | 10.5647 | 17.0341 | 17.0341 | 34.4904 | 0.67216 | 0 | 2024: 20.8371; 2025: 13.6533; 2026: 0; 2027: 11.4497; 2028: 0; 2029: 0; 2030: 1.0258; 2031: 0; 2032: 0; 2033: 20.8371; 2034: 13.6533; 2035: 0; 2036: 11.4497; 2039: 0.08402; 2040: 0.08088
2018-09-24 08:00 | 9 | 7 | 2 | 1 | 0 | 0.27236 | 0.82901 | 1.658 | 2.1789 | 20.3125 | 10.5647 | 17.0341 | 17.0341 | 33.6784 | 1.658 | 0.52088 | 2024: 0; 2025: 33.6784; 2026: 5.503; 2027: 37.1156; 2028: 0.52088; 2029: 0.52088; 2030: 0; 2031: 0; 2032: 0; 2033: 0; 2034: 33.6784; 2035: 0; 2036: 37.1156; 2039: 0.27236; 2040: 0.18742
2018-09-24 09:00 | 9 | 8 | 2 | 1 | 0 | 0.4107 | 0.76628 | 1.5326 | 3.2856 | 20.3125 | 10.5647 | 17.0341 | 17.0341 | 31.1301 | 1.5326 | 1.7531 | 2024: 0; 2025: 31.1301; 2026: 18.5208; 2027: 55.9679; 2028: 1.7531; 2029: 2.274; 2030: 0; 2031: 0; 2032: 0; 2033: 0; 2034: 31.1301; 2035: 0; 2036: 55.9679; 2039: 0.4107; 2040: 0.46203
2018-09-24 10:00 | 9 | 9 | 2 | 1 | 0 | 0.52508 | 0.77668 | 1.5534 | 4.2007 | 20.3125 | 10.5647 | 17.0341 | 17.0341 | 31.5528 | 1.5534 | 2.6473 | 2024: 0; 2025: 31.5528; 2026: 27.9681; 2027: 71.5549; 2028: 2.6473; 2029: 4.9213; 2030: 0; 2031: 0; 2032: 0; 2033: 0; 2034: 31.5528; 2035: 0; 2036: 71.5549; 2039: 0.52508; 2040: 0.53844
2018-09-24 11:00 | 9 | 10 | 2 | 1 | 0 | 0.58912 | 0.72508 | 1.4502 | 4.713 | 20.3125 | 10.5647 | 17.0341 | 17.0341 | 29.4562 | 1.4502 | 3.2628 | 2024: 0; 2025: 29.4562; 2026: 34.4709; 2027: 80.2815; 2028: 3.2628; 2029: 8.1841; 2030: 0; 2031: 0; 2032: 0; 2033: 0; 2034: 29.4562; 2035: 0; 2036: 80.2815; 2039: 0.58912; 2040: 0.56431
2018-09-24 12:00 | 9 | 11 | 2 | 1 | 0 | 0.61521 | 0.6836 | 1.3672 | 4.9217 | 20.3125 | 10.5647 | 17.0341 | 17.0341 | 27.7713 | 1.3672 | 3.5545 | 2024: 0; 2025: 27.7713; 2026: 37.5523; 2027: 83.8369; 2028: 3.5545; 2029: 11.7386; 2030: 0; 2031: 0; 2032: 0; 2033: 0; 2034: 27.7713; 2035: 0; 2036: 83.8369; 2039: 0.61521; 2040: 0.48523
2018-09-24 13:00 | 9 | 12 | 2 | 1 | 0 | 0.59851 | 0.6784 | 1.3568 | 4.7881 | 20.3125 | 10.5647 | 17.0341 | 17.0341 | 27.5602 | 1.3568 | 3.4313 | 2024: 0; 2025: 27.5602; 2026: 36.2503; 2027: 81.5606; 2028: 0.76143; 2029: 12.5; 2030: 0; 2031: 0; 2032: 2.6698; 2033: 0; 2034: 27.5602; 2035: 28.206; 2036: 81.5606; 2039: 0.59851; 2040: 0.46592
2018-09-24 14:00 | 9 | 13 | 2 | 1 | 0 | 0.52878 | 0.70454 | 1.4091 | 4.2302 | 20.3125 | 10.5647 | 17.0341 | 17.0341 | 28.6217 | 1.4091 | 2.8212 | 2024: 0; 2025: 28.6217; 2026: 29.8049; 2027: 72.0585; 2028: 0; 2029: 12.5; 2030: 0; 2031: 0; 2032: 2.8212; 2033: 0; 2034: 28.6217; 2035: 29.8049; 2036: 72.0585; 2039: 0.52878; 2040: 0.37969
2018-09-24 15:00 | 9 | 14 | 2 | 1 | 0 | 0.41355 | 0.80447 | 1.6089 | 3.3084 | 20.3125 | 10.5647 | 17.0341 | 17.0341 | 32.6816 | 1.6089 | 1.6995 | 2024: 0; 2025: 32.6816; 2026: 17.9546; 2027: 56.3562; 2028: 0; 2029: 12.5; 2030: 0; 2031: 0; 2032: 1.6995; 2033: 0; 2034: 32.6816; 2035: 17.9546; 2036: 56.3562; 2039: 0.41355; 2040: 0.27771
2018-09-24 16:00 | 9 | 15 | 2 | 1 | 1 | 0.26084 | 0.85482 | 1.7096 | 2.0867 | 26.4696 | 16.7219 | 17.0341 | 17.0341 | 45.2537 | 1.7096 | 0.37707 | 2024: 0; 2025: 45.2537; 2026: 6.3053; 2027: 35.5454; 2028: 0; 2029: 12.5; 2030: 0; 2031: 0; 2032: 0.37707; 2033: 0; 2034: 45.2537; 2035: 6.3053; 2036: 35.5454; 2039: 0.26084; 2040: 0.14161
2018-09-24 17:00 | 9 | 16 | 2 | 1 | 1 | 0.085987 | 0.89153 | 1.7831 | 0.68789 | 26.4696 | 16.7219 | 17.0341 | 17.0341 | 47.197 | 0.68789 | 0 | 2024: 28.9887; 2025: 18.2083; 2026: 0; 2027: 11.7177; 2028: 0; 2029: 12.5; 2030: 1.0952; 2031: 1.0952; 2032: 0; 2033: 0; 2034: 47.197; 2035: 0; 2036: 11.7177; 2039: 0.085987; 2040: 0.049844
2018-09-24 18:00 | 9 | 17 | 2 | 1 | 1 | 0 | 0.95403 | 1.9081 | 0 | 26.4696 | 16.7219 | 17.0341 | 17.0341 | 50.5055 | 0 | 0 | 2024: 50.5055; 2025: 0; 2026: 0; 2027: 0; 2028: 0; 2029: 11.3096; 2030: 1.9081; 2031: 1.9081; 2032: 0; 2033: 0; 2034: 50.5055; 2035: 0; 2036: 0; 2039: 0; 2040: 0
2018-09-24 19:00 | 9 | 18 | 2 | 1 | 1 | 0 | 1.0146 | 2.0291 | 0 | 26.4696 | 16.7219 | 17.0341 | 17.0341 | 53.7098 | 0 | 0 | 2024: 53.7098; 2025: 0; 2026: 0; 2027: 0; 2028: 0; 2029: 9.2356; 2030: 2.0291; 2031: 2.0291; 2032: 0; 2033: 0; 2034: 53.7098; 2035: 0; 2036: 0; 2039: 0; 2040: 0
2018-09-24 20:00 | 9 | 19 | 2 | 1 | 0 | 0 | 0.95266 | 1.9053 | 0 | 20.3125 | 10.5647 | 17.0341 | 17.0341 | 38.7017 | 0 | 0 | 2024: 38.7017; 2025: 0; 2026: 0; 2027: 0; 2028: 0; 2029: 7.0301; 2030: 1.9053; 2031: 1.9053; 2032: 0; 2033: 0; 2034: 38.7017; 2035: 0; 2036: 0; 2039: 0; 2040: 0
2018-09-24 21:00 | 9 | 20 | 2 | 1 | 0 | 0 | 0.80972 | 1.6194 | 0 | 20.3125 | 10.5647 | 17.0341 | 17.0341 | 32.8947 | 0 | 0 | 2024: 32.8947; 2025: 0; 2026: 0; 2027: 0; 2028: 0; 2029: 4.9591; 2030: 1.6194; 2031: 1.6194; 2032: 0; 2033: 0; 2034: 32.8947; 2035: 0; 2036: 0; 2039: 0; 2040: 0
2018-09-24 22:00 | 9 | 21 | 2 | 1 | 0 | 0 | 0.60641 | 1.2128 | 0 | 20.3125 | 10.5647 | 17.0341 | 17.0341 | 24.6354 | 0 | 0 | 2024: 24.6354; 2025: 0; 2026: 0; 2027: 0; 2028: 0; 2029: 3.1988; 2030: 1.2128; 2031: 1.2128; 2032: 0; 2033: 0; 2034: 24.6354; 2035: 0; 2036: 0; 2039: 0; 2040: 0
2018-09-24 23:00 | 9 | 22 | 2 | 1 | 0 | 0 | 0.48634 | 0.97268 | 0 | 20.3125 | 10.5647 | 17.0341 | 17.0341 | 19.7576 | 0 | 0 | 2024: 19.7576; 2025: 0; 2026: 0; 2027: 0; 2028: 0; 2029: 1.8806; 2030: 0.97268; 2031: 0.97268; 2032: 0; 2033: 0; 2034: 19.7576; 2035: 0; 2036: 0; 2039: 0; 2040: 0
2018-09-25 | 9 | 23 | 2 | 1 | 0 | 0 | 0.44598 | 0.89196 | 0 | 20.3125 | 10.5647 | 17.0341 | 17.0341 | 18.1179 | 0 | 0 | 2024: 18.1179; 2025: 0; 2026: 0; 2027: 0; 2028: 0; 2029: 0.82329; 2030: 0.89196; 2031: 0.75743; 2032: 0; 2033: 2.7327; 2034: 15.3852; 2035: 0; 2036: 0; 2039: 0; 2040: 0
2018-09-25 01:00 | 9 | 0 | 3 | 1 | 0 | 0 | 0.43651 | 0.87303 | 0 | 20.3125 | 10.5647 | 17.0341 | 17.0341 | 17.7333 | 0 | 0 | 2024: 17.7333; 2025: 0; 2026: 0; 2027: 0; 2028: 0; 2029: 0; 2030: 0.87303; 2031: 0; 2032: 0; 2033: 17.7333; 2034: 0; 2035: 0; 2036: 0; 2039: 0; 2040: 0
2018-09-25 02:00 | 9 | 1 | 3 | 1 | 0 | 0 | 0.45153 | 0.90307 | 0 | 20.3125 | 10.5647 | 17.0341 | 17.0341 | 18.3435 | 0 | 0 | 2024: 18.3435; 2025: 0; 2026: 0; 2027: 0; 2028: 0; 2029: 0; 2030: 0.90307; 2031: 0; 2032: 0; 2033: 18.3435; 2034: 0; 2035: 0; 2036: 0; 2039: 0; 2040: 0
2018-09-25 03:00 | 9 | 2 | 3 | 1 | 0 | 0 | 0.46227 | 0.92454 | 0 | 20.3125 | 10.5647 | 17.0341 | 17.0341 | 18.7798 | 0 | 0 | 2024: 18.7798; 2025: 0; 2026: 0; 2027: 0; 2028: 0; 2029: 0; 2030: 0.92454; 2031: 0; 2032: 0; 2033: 18.7798; 2034: 0; 2035: 0; 2036: 0; 2039: 0; 2040: 0
2018-09-25 04:00 | 9 | 3 | 3 | 1 | 0 | 0 | 0.49572 | 0.99143 | 0 | 20.3125 | 10.5647 | 17.0341 | 17.0341 | 20.1385 | 0 | 0 | 2024: 20.1385; 2025: 0; 2026: 0; 2027: 0; 2028: 0; 2029: 0; 2030: 0.99143; 2031: 0; 2032: 0; 2033: 20.1385; 2034: 0; 2035: 0; 2036: 0; 2039: 0; 2040: 0
2018-09-25 05:00 | 9 | 4 | 3 | 1 | 0 | 0 | 0.6384 | 1.2768 | 0 | 20.3125 | 10.5647 | 17.0341 | 17.0341 | 25.9351 | 0 | 0 | 2024: 25.9351; 2025: 0; 2026: 0; 2027: 0; 2028: 0; 2029: 0; 2030: 1.2768; 2031: 0; 2032: 0; 2033: 25.9351; 2034: 0; 2035: 0; 2036: 0; 2039: 0; 2040: 0
2018-09-25 06:00 | 9 | 5 | 3 | 1 | 0 | 0 | 0.81553 | 1.6311 | 0 | 20.3125 | 10.5647 | 17.0341 | 17.0341 | 33.1309 | 0 | 0 | 2024: 33.1309; 2025: 0; 2026: 0; 2027: 0; 2028: 0; 2029: 0; 2030: 1.6311; 2031: 0; 2032: 0; 2033: 33.1309; 2034: 0; 2035: 0; 2036: 0; 2039: 0; 2040: 0
2018-09-25 07:00 | 9 | 6 | 3 | 1 | 0 | 0.10495 | 0.79669 | 1.5934 | 0.83959 | 20.3125 | 10.5647 | 17.0341 | 17.0341 | 32.3653 | 0.83959 | 0 | 2024: 15.3111; 2025: 17.0542; 2026: 0; 2027: 14.3017; 2028: 0; 2029: 0; 2030: 0.75378; 2031: 0; 2032: 0; 2033: 15.3111; 2034: 17.0542; 2035: 0; 2036: 14.3017; 2039: 0.10495; 2040: 0.12709
2018-09-25 08:00 | 9 | 7 | 3 | 1 | 0 | 0.28227 | 0.81659 | 1.6332 | 2.2582 | 20.3125 | 10.5647 | 17.0341 | 17.0341 | 33.1741 | 1.6332 | 0.62498 | 2024: 0; 2025: 33.1741; 2026: 6.6028; 2027: 38.466; 2028: 0.62498; 2029: 0.62498; 2030: 0; 2031: 0; 2032: 0; 2033: 0; 2034: 33.1741; 2035: 0; 2036: 38.466; 2039: 0.28227; 2040: 0.1778
2018-09-25 09:00 | 9 | 8 | 3 | 1 | 0 | 0.42197 | 0.78626 | 1.5725 | 3.3757 | 20.3125 | 10.5647 | 17.0341 | 17.0341 | 31.9418 | 1.5725 | 1.8032 | 2024: 0; 2025: 31.9418; 2026: 19.0506; 2027: 57.5029; 2028: 1.8032; 2029: 2.4282; 2030: 0; 2031: 0; 2032: 0; 2033: 0; 2034: 31.9418; 2035: 0; 2036: 57.5029; 2039: 0.42197; 2040: 0.40849
2018-09-25 10:00 | 9 | 9 | 3 | 1 | 0 | 0.52525 | 0.80049 | 1.601 | 4.202 | 20.3125 | 10.5647 | 17.0341 | 17.0341 | 32.52 | 1.601 | 2.601 | 2024: 0; 2025: 32.52; 2026: 27.479; 2027: 71.5775; 2028: 2.601; 2029: 5.0292; 2030: 0; 2031: 0; 2032: 0; 2033: 0; 2034: 32.52; 2035: 0; 2036: 71.5775; 2039: 0.52525; 2040: 0.5297
2018-09-25 11:00 | 9 | 10 | 3 | 1 | 0 | 0.59228 | 0.80831 | 1.6166 | 4.7382 | 20.3125 | 10.5647 | 17.0341 | 17.0341 | 32.8375 | 1.6166 | 3.1216 | 2024: 0; 2025: 32.8375; 2026: 32.979; 2027: 80.7117; 2028: 3.1216; 2029: 8.1508; 2030: 0; 2031: 0; 2032: 0; 2033: 0; 2034: 32.8375; 2035: 0; 2036: 80.7117; 2039: 0.59228; 2040: 0.52619
2018-09-25 12:00 | 9 | 11 | 3 | 1 | 0 | 0.61522 | 0.78256 | 1.5651 | 4.9218 | 20.3125 | 10.5647 | 17.0341 | 17.0341 | 31.7915 | 1.5651 | 3.3566 | 2024: 0; 2025: 31.7915; 2026: 35.4621; 2027: 83.8381; 2028: 3.3566; 2029: 11.5075; 2030: 0; 2031: 0; 2032: 0; 2033: 0; 2034: 31.7915; 2035: 0; 2036: 83.8381; 2039: 0.61522; 2040: 0.57524
2018-09-25 13:00 | 9 | 12 | 3 | 1 | 0 | 0.59561 | 0.70921 | 1.4184 | 4.7648 | 20.3125 | 10.5647 | 17.0341 | 17.0341 | 28.8117 | 1.4184 | 3.3464 | 2024: 0; 2025: 28.8117; 2026: 35.3541; 2027: 81.1651; 2028: 0.99251; 2029: 12.5; 2030: 0; 2031: 0; 2032: 2.3539; 2033: 0; 2034: 28.8117; 2035: 24.8684; 2036: 81.1651; 2039: 0.59561; 2040: 0.36361
2018-09-25 14:00 | 9 | 13 | 3 | 1 | 0 | 0.5273 | 0.76916 | 1.5383 | 4.2184 | 20.3125 | 10.5647 | 17.0341 | 17.0341 | 31.2471 | 1.5383 | 2.6801 | 2024: 0; 2025: 31.2471; 2026: 28.3144; 2027: 71.857; 2028: 0; 2029: 12.5; 2030: 0; 2031: 0; 2032: 2.6801; 2033: 0; 2034: 31.2471; 2035: 28.3144; 2036: 71.857; 2039: 0.5273; 2040: 0.44716
2018-09-25 15:00 | 9 | 14 | 3 | 1 | 0 | 0.41662 | 0.81853 | 1.6371 | 3.3329 | 20.3125 | 10.5647 | 17.0341 | 17.0341 | 33.253 | 1.6371 | 1.6959 | 2024: 0; 2025: 33.253; 2026: 17.9164; 2027: 56.7737; 2028: 0; 2029: 12.5; 2030: 0; 2031: 0; 2032: 1.6959; 2033: 0; 2034: 33.253; 2035: 17.9164; 2036: 56.7737; 2039: 0.41662; 2040: 0.4568
2018-09-25 16:00 | 9 | 15 | 3 | 1 | 1 | 0.2628 | 0.88786 | 1.7757 | 2.1024 | 26.4696 | 16.7219 | 17.0341 | 17.0341 | 47.0027 | 1.7757 | 0.3267 | 2024: 0; 2025: 47.0027; 2026: 5.4631; 2027: 35.813; 2028: 0; 2029: 12.5; 2030: 0; 2031: 0; 2032: 0.3267; 2033: 0; 2034: 47.0027; 2035: 5.4631; 2036: 35.813; 2039: 0.2628; 2040: 0.27134
2018-09-25 17:00 | 9 | 16 | 3 | 1 | 1 | 0.086209 | 0.91703 | 1.8341 | 0.68967 | 26.4696 | 16.7219 | 17.0341 | 17.0341 | 48.5471 | 0.68967 | 0 | 2024: 30.2918; 2025: 18.2553; 2026: 0; 2027: 11.7479; 2028: 0; 2029: 12.5; 2030: 1.1444; 2031: 1.1444; 2032: 0; 2033: 0; 2034: 48.5471; 2035: 0; 2036: 11.7479; 2039: 0.086209; 2040: 0.096888
2018-09-25 18:00 | 9 | 17 | 3 | 1 | 1 | 0 | 0.96819 | 1.9364 | 0 | 26.4696 | 16.7219 | 17.0341 | 17.0341 | 51.2553 | 0 | 0 | 2024: 51.2553; 2025: 0; 2026: 0; 2027: 0; 2028: 0; 2029: 11.2561; 2030: 1.9364; 2031: 1.9364; 2032: 0; 2033: 0; 2034: 51.2553; 2035: 0; 2036: 0; 2039: 0; 2040: 0
2018-09-25 19:00 | 9 | 18 | 3 | 1 | 1 | 0 | 1.0368 | 2.0737 | 0 | 26.4696 | 16.7219 | 17.0341 | 17.0341 | 54.8897 | 0 | 0 | 2024: 54.8897; 2025: 0; 2026: 0; 2027: 0; 2028: 0; 2029: 9.1513; 2030: 2.0737; 2031: 2.0737; 2032: 0; 2033: 0; 2034: 54.8897; 2035: 0; 2036: 0; 2039: 0; 2040: 0
2018-09-25 20:00 | 9 | 19 | 3 | 1 | 0 | 0 | 1.0396 | 2.0791 | 0 | 20.3125 | 10.5647 | 17.0341 | 17.0341 | 42.2319 | 0 | 0 | 2024: 42.2319; 2025: 0; 2026: 0; 2027: 0; 2028: 0; 2029: 6.8973; 2030: 2.0791; 2031: 2.0791; 2032: 0; 2033: 0; 2034: 42.2319; 2035: 0; 2036: 0; 2039: 0; 2040: 0
2018-09-25 21:00 | 9 | 20 | 3 | 1 | 0 | 0 | 0.77873 | 1.5575 | 0 | 20.3125 | 10.5647 | 17.0341 | 17.0341 | 31.6359 | 0 | 0 | 2024: 31.6359; 2025: 0; 2026: 0; 2027: 0; 2028: 0; 2029: 4.6374; 2030: 1.5575; 2031: 1.5575; 2032: 0; 2033: 0; 2034: 31.6359; 2035: 0; 2036: 0; 2039: 0; 2040: 0
2018-09-25 22:00 | 9 | 21 | 3 | 1 | 0 | 0 | 0.65429 | 1.3086 | 0 | 20.3125 | 10.5647 | 17.0341 | 17.0341 | 26.5805 | 0 | 0 | 2024: 26.5805; 2025: 0; 2026: 0; 2027: 0; 2028: 0; 2029: 2.9445; 2030: 1.3086; 2031: 1.3086; 2032: 0; 2033: 0; 2034: 26.5805; 2035: 0; 2036: 0; 2039: 0; 2040: 0
2018-09-25 23:00 | 9 | 22 | 3 | 1 | 0 | 0 | 0.58564 | 1.1713 | 0 | 20.3125 | 10.5647 | 17.0341 | 17.0341 | 23.7918 | 0 | 0 | 2024: 23.7918; 2025: 0; 2026: 0; 2027: 0; 2028: 0; 2029: 1.5222; 2030: 1.1713; 2031: 1.1713; 2032: 0; 2033: 0; 2034: 23.7918; 2035: 0; 2036: 0; 2039: 0; 2040: 0
2018-09-26 | 9 | 23 | 3 | 1 | 0 | 0 | 0.55962 | 1.1192 | 0 | 20.3125 | 10.5647 | 17.0341 | 17.0341 | 22.7345 | 0 | 0 | 2024: 22.7345; 2025: 0; 2026: 0; 2027: 0; 2028: 0; 2029: 0.24902; 2030: 1.1192; 2031: 0.2291; 2032: 0; 2033: 18.0808; 2034: 4.6536; 2035: 0; 2036: 0; 2039: 0; 2040: 0
2018-09-26 01:00 | 9 | 0 | 4 | 1 | 0 | 0 | 0.58153 | 1.1631 | 0 | 20.3125 | 10.5647 | 17.0341 | 17.0341 | 23.6246 | 0 | 0 | 2024: 23.6246; 2025: 0; 2026: 0; 2027: 0; 2028: 0; 2029: 0; 2030: 1.1631; 2031: 0; 2032: 0; 2033: 23.6246; 2034: 0; 2035: 0; 2036: 0; 2039: 0; 2040: 0
2018-09-26 02:00 | 9 | 1 | 4 | 1 | 0 | 0 | 0.60492 | 1.2098 | 0 | 20.3125 | 10.5647 | 17.0341 | 17.0341 | 24.5751 | 0 | 0 | 2024: 24.5751; 2025: 0; 2026: 0; 2027: 0; 2028: 0; 2029: 0; 2030: 1.2098; 2031: 0; 2032: 0; 2033: 24.5751; 2034: 0; 2035: 0; 2036: 0; 2039: 0; 2040: 0
2018-09-26 03:00 | 9 | 2 | 4 | 1 | 0 | 0 | 0.61579 | 1.2316 | 0 | 20.3125 | 10.5647 | 17.0341 | 17.0341 | 25.0163 | 0 | 0 | 2024: 25.0163; 2025: 0; 2026: 0; 2027: 0; 2028: 0; 2029: 0; 2030: 1.2316; 2031: 0; 2032: 0; 2033: 25.0163; 2034: 0; 2035: 0; 2036: 0; 2039: 0; 2040: 0
2018-09-26 04:00 | 9 | 3 | 4 | 1 | 0 | 0 | 0.65824 | 1.3165 | 0 | 20.3125 | 10.5647 | 17.0341 | 17.0341 | 26.7411 | 0 | 0 | 2024: 26.7411; 2025: 0; 2026: 0; 2027: 0; 2028: 0; 2029: 0; 2030: 1.3165; 2031: 0; 2032: 0; 2033: 26.7411; 2034: 0; 2035: 0; 2036: 0; 2039: 0; 2040: 0
2018-09-26 05:00 | 9 | 4 | 4 | 1 | 0 | 0 | 0.7772 | 1.5544 | 0 | 20.3125 | 10.5647 | 17.0341 | 17.0341 | 31.5739 | 0 | 0 | 2024: 31.5739; 2025: 0; 2026: 0; 2027: 0; 2028: 0; 2029: 0; 2030: 1.5544; 2031: 0; 2032: 0; 2033: 31.5739; 2034: 0; 2035: 0; 2036: 0; 2039: 0; 2040: 0
2018-09-26 06:00 | 9 | 5 | 4 | 1 | 0 | 0 | 0.89338 | 1.7868 | 0 | 20.3125 | 10.5647 | 17.0341 | 17.0341 | 36.2934 | 0 | 0 | 2024: 36.2934; 2025: 0; 2026: 0; 2027: 0; 2028: 0; 2029: 0; 2030: 1.7868; 2031: 0; 2032: 0; 2033: 36.2934; 2034: 0; 2035: 0; 2036: 0; 2039: 0; 2040: 0
2018-09-26 07:00 | 9 | 6 | 4 | 1 | 0 | 0.072632 | 0.94735 | 1.8947 | 0.58106 | 20.3125 | 10.5647 | 17.0341 | 17.0341 | 38.4862 | 0.58106 | 0 | 2024: 26.6836; 2025: 11.8027; 2026: 0; 2027: 9.8978; 2028: 0; 2029: 0; 2030: 1.3137; 2031: 0; 2032: 0; 2033: 26.6836; 2034: 11.8027; 2035: 0; 2036: 9.8978; 2039: 0.072632; 2040: 0.069731
2018-09-26 08:00 | 9 | 7 | 4 | 1 | 0 | 0.28049 | 0.91728 | 1.8346 | 2.2439 | 20.3125 | 10.5647 | 17.0341 | 17.0341 | 37.2645 | 1.8346 | 0.40937 | 2024: 0; 2025: 37.2645; 2026: 4.3249; 2027: 38.2234; 2028: 0.40937; 2029: 0.40937; 2030: 0; 2031: 0; 2032: 0; 2033: 0; 2034: 37.2645; 2035: 0; 2036: 38.2234; 2039: 0.28049; 2040: 0.11093
2018-09-26 09:00 | 9 | 8 | 4 | 1 | 0 | 0.41897 | 0.88278 | 1.7656 | 3.3518 | 20.3125 | 10.5647 | 17.0341 | 17.0341 | 35.8628 | 1.7656 | 1.5862 | 2024: 0; 2025: 35.8628; 2026: 16.7583; 2027: 57.095; 2028: 1.5862; 2029: 1.9956; 2030: 0; 2031: 0; 2032: 0; 2033: 0; 2034: 35.8628; 2035: 0; 2036: 57.095; 2039: 0.41897; 2040: 0.34609
2018-09-26 10:00 | 9 | 9 | 4 | 1 | 0 | 0.52922 | 0.76002 | 1.52 | 4.2338 | 20.3125 | 10.5647 | 17.0341 | 17.0341 | 30.8758 | 1.52 | 2.7138 | 2024: 0; 2025: 30.8758; 2026: 28.6701; 2027: 72.119; 2028: 2.7138; 2029: 4.7094; 2030: 0; 2031: 0; 2032: 0; 2033: 0; 2034: 30.8758; 2035: 0; 2036: 72.119; 2039: 0.52922; 2040: 0.30233
2018-09-26 11:00 | 9 | 10 | 4 | 1 | 0 | 0.52646 | 0.76992 | 1.5398 | 4.2117 | 20.3125 | 10.5647 | 17.0341 | 17.0341 | 31.2781 | 1.5398 | 2.6718 | 2024: 0; 2025: 31.2781; 2026: 28.2271; 2027: 71.7422; 2028: 2.6718; 2029: 7.3812; 2030: 0; 2031: 0; 2032: 0; 2033: 0; 2034: 31.2781; 2035: 0; 2036: 71.7422; 2039: 0.52646; 2040: 0.20606
2018-09-26 12:00 | 9 | 11 | 4 | 1 | 0 | 0.60615 | 0.74209 | 1.4842 | 4.8492 | 20.3125 | 10.5647 | 17.0341 | 17.0341 | 30.1473 | 1.4842 | 3.365 | 2024: 0; 2025: 30.1473; 2026: 35.5504; 2027: 82.6017; 2028: 3.365; 2029: 10.7462; 2030: 0; 2031: 0; 2032: 0; 2033: 0; 2034: 30.1473; 2035: 0; 2036: 82.6017; 2039: 0.60615; 2040: 0.30579
2018-09-26 13:00 | 9 | 12 | 4 | 1 | 0 | 0.53679 | 0.66686 | 1.3337 | 4.2943 | 20.3125 | 10.5647 | 17.0341 | 17.0341 | 27.0912 | 1.3337 | 2.9606 | 2024: 0; 2025: 27.0912; 2026: 31.2776; 2027: 73.1495; 2028: 1.7538; 2029: 12.5; 2030: 0; 2031: 0; 2032: 1.2068; 2033: 0; 2034: 27.0912; 2035: 12.7493; 2036: 73.1495; 2039: 0.53679; 2040: 0.37487
2018-09-26 14:00 | 9 | 13 | 4 | 1 | 0 | 0.40227 | 0.62735 | 1.2547 | 3.2181 | 20.3125 | 10.5647 | 17.0341 | 17.0341 | 25.4862 | 1.2547 | 1.9634 | 2024: 0; 2025: 25.4862; 2026: 20.7432; 2027: 54.8183; 2028: 0; 2029: 12.5; 2030: 0; 2031: 0; 2032: 1.9634; 2033: 0; 2034: 25.4862; 2035: 20.7432; 2036: 54.8183; 2039: 0.40227; 2040: 0.35424
2018-09-26 15:00 | 9 | 14 | 4 | 1 | 0 | 0.23146 | 0.74314 | 1.4863 | 1.8517 | 20.3125 | 10.5647 | 17.0341 | 17.0341 | 30.19 | 1.4863 | 0.36542 | 2024: 0; 2025: 30.19; 2026: 3.8605; 2027: 31.5421; 2028: 0; 2029: 12.5; 2030: 0; 2031: 0; 2032: 0.36542; 2033: 0; 2034: 30.19; 2035: 3.8605; 2036: 31.5421; 2039: 0.23146; 2040: 0.32183
2018-09-26 16:00 | 9 | 15 | 4 | 1 | 1 | 0.19626 | 0.82474 | 1.6495 | 1.5701 | 26.4696 | 16.7219 | 17.0341 | 17.0341 | 43.6612 | 1.5701 | 0 | 2024: 2.1007; 2025: 41.5605; 2026: 0; 2027: 26.7457; 2028: 0; 2029: 12.5; 2030: 0.079363; 2031: 0.079363; 2032: 0; 2033: 0; 2034: 43.6612; 2035: 0; 2036: 26.7457; 2039: 0.19626; 2040: 0.23393
2018-09-26 17:00 | 9 | 16 | 4 | 1 | 1 | 0.052659 | 0.8365 | 1.673 | 0.42127 | 26.4696 | 16.7219 | 17.0341 | 17.0341 | 44.2838 | 0.42127 | 0 | 2024: 33.1329; 2025: 11.151; 2026: 0; 2027: 7.176; 2028: 0; 2029: 12.4137; 2030: 1.2517; 2031: 1.2517; 2032: 0; 2033: 0; 2034: 44.2838; 2035: 0; 2036: 7.176; 2039: 0.052659; 2040: 0.077713
2018-09-26 18:00 | 9 | 17 | 4 | 1 | 1 | 0 | 0.88921 | 1.7784 | 0 | 26.4696 | 16.7219 | 17.0341 | 17.0341 | 47.0741 | 0 | 0 | 2024: 47.0741; 2025: 0; 2026: 0; 2027: 0; 2028: 0; 2029: 11.0532; 2030: 1.7784; 2031: 1.7784; 2032: 0; 2033: 0; 2034: 47.0741; 2035: 0; 2036: 0; 2039: 0; 2040: 0
2018-09-26 19:00 | 9 | 18 | 4 | 1 | 1 | 0 | 0.98414 | 1.9683 | 0 | 26.4696 | 16.7219 | 17.0341 | 17.0341 | 52.0994 | 0 | 0 | 2024: 52.0994; 2025: 0; 2026: 0; 2027: 0; 2028: 0; 2029: 9.1201; 2030: 1.9683; 2031: 1.9683; 2032: 0; 2033: 0; 2034: 52.0994; 2035: 0; 2036: 0; 2039: 0; 2040: 0
2018-09-26 20:00 | 9 | 19 | 4 | 1 | 0 | 0 | 0.97164 | 1.9433 | 0 | 20.3125 | 10.5647 | 17.0341 | 17.0341 | 39.4727 | 0 | 0 | 2024: 39.4727; 2025: 0; 2026: 0; 2027: 0; 2028: 0; 2029: 6.9807; 2030: 1.9433; 2031: 1.9433; 2032: 0; 2033: 0; 2034: 39.4727; 2035: 0; 2036: 0; 2039: 0; 2040: 0
2018-09-26 21:00 | 9 | 20 | 4 | 1 | 0 | 0 | 0.74874 | 1.4975 | 0 | 20.3125 | 10.5647 | 17.0341 | 17.0341 | 30.4175 | 0 | 0 | 2024: 30.4175; 2025: 0; 2026: 0; 2027: 0; 2028: 0; 2029: 4.8684; 2030: 1.4975; 2031: 1.4975; 2032: 0; 2033: 0; 2034: 30.4175; 2035: 0; 2036: 0; 2039: 0; 2040: 0
2018-09-26 22:00 | 9 | 21 | 4 | 1 | 0 | 0 | 0.58882 | 1.1776 | 0 | 20.3125 | 10.5647 | 17.0341 | 17.0341 | 23.9209 | 0 | 0 | 2024: 23.9209; 2025: 0; 2026: 0; 2027: 0; 2028: 0; 2029: 3.2407; 2030: 1.1776; 2031: 1.1776; 2032: 0; 2033: 0; 2034: 23.9209; 2035: 0; 2036: 0; 2039: 0; 2040: 0
2018-09-26 23:00 | 9 | 22 | 4 | 1 | 0 | 0 | 0.50318 | 1.0064 | 0 | 20.3125 | 10.5647 | 17.0341 | 17.0341 | 20.4418 | 0 | 0 | 2024: 20.4418; 2025: 0; 2026: 0; 2027: 0; 2028: 0; 2029: 1.9607; 2030: 1.0064; 2031: 1.0064; 2032: 0; 2033: 0; 2034: 20.4418; 2035: 0; 2036: 0; 2039: 0; 2040: 0
2018-09-27 | 9 | 23 | 4 | 1 | 0 | 0 | 0.47024 | 0.94047 | 0 | 20.3125 | 10.5647 | 17.0341 | 17.0341 | 19.1033 | 0 | 0 | 2024: 19.1033; 2025: 0; 2026: 0; 2027: 0; 2028: 0; 2029: 0.8668; 2030: 0.94047; 2031: 0.79746; 2032: 0; 2033: 2.9049; 2034: 16.1984; 2035: 0; 2036: 0; 2039: 0; 2040: 0
2018-09-27 01:00 | 9 | 0 | 5 | 1 | 0 | 0 | 0.45731 | 0.91462 | 0 | 20.3125 | 10.5647 | 17.0341 | 17.0341 | 18.5782 | 0 | 0 | 2024: 18.5782; 2025: 0; 2026: 0; 2027: 0; 2028: 0; 2029: 0; 2030: 0.91462; 2031: 0; 2032: 0; 2033: 18.5782; 2034: 0; 2035: 0; 2036: 0; 2039: 0; 2040: 0
2018-09-27 02:00 | 9 | 1 | 5 | 1 | 0 | 0 | 0.43976 | 0.87951 | 0 | 20.3125 | 10.5647 | 17.0341 | 17.0341 | 17.865 | 0 | 0 | 2024: 17.865; 2025: 0; 2026: 0; 2027: 0; 2028: 0; 2029: 0; 2030: 0.87951; 2031: 0; 2032: 0; 2033: 17.865; 2034: 0; 2035: 0; 2036: 0; 2039: 0; 2040: 0
2018-09-27 03:00 | 9 | 2 | 5 | 1 | 0 | 0 | 0.45798 | 0.91597 | 0 | 20.3125 | 10.5647 | 17.0341 | 17.0341 | 18.6056 | 0 | 0 | 2024: 18.6056; 2025: 0; 2026: 0; 2027: 0; 2028: 0; 2029: 0; 2030: 0.91597; 2031: 0; 2032: 0; 2033: 18.6056; 2034: 0; 2035: 0; 2036: 0; 2039: 0; 2040: 0
2018-09-27 04:00 | 9 | 3 | 5 | 1 | 0 | 0 | 0.49178 | 0.98357 | 0 | 20.3125 | 10.5647 | 17.0341 | 17.0341 | 19.9788 | 0 | 0 | 2024: 19.9788; 2025: 0; 2026: 0; 2027: 0; 2028: 0; 2029: 0; 2030: 0.98357; 2031: 0; 2032: 0; 2033: 19.9788; 2034: 0; 2035: 0; 2036: 0; 2039: 0; 2040: 0
2018-09-27 05:00 | 9 | 4 | 5 | 1 | 0 | 0 | 0.63436 | 1.2687 | 0 | 20.3125 | 10.5647 | 17.0341 | 17.0341 | 25.771 | 0 | 0 | 2024: 25.771; 2025: 0; 2026: 0; 2027: 0; 2028: 0; 2029: 0; 2030: 1.2687; 2031: 0; 2032: 0; 2033: 25.771; 2034: 0; 2035: 0; 2036: 0; 2039: 0; 2040: 0
2018-09-27 06:00 | 9 | 5 | 5 | 1 | 0 | 0 | 0.76809 | 1.5362 | 0 | 20.3125 | 10.5647 | 17.0341 | 17.0341 | 31.2035 | 0 | 0 | 2024: 31.2035; 2025: 0; 2026: 0; 2027: 0; 2028: 0; 2029: 0; 2030: 1.5362; 2031: 0; 2032: 0; 2033: 31.2035; 2034: 0; 2035: 0; 2036: 0; 2039: 0; 2040: 0
2018-09-27 07:00 | 9 | 6 | 5 | 1 | 0 | 0.096905 | 0.71956 | 1.4391 | 0.77524 | 20.3125 | 10.5647 | 17.0341 | 17.0341 | 29.232 | 0.77524 | 0 | 2024: 13.4849; 2025: 15.7471; 2026: 0; 2027: 13.2056; 2028: 0; 2029: 0; 2030: 0.66387; 2031: 0; 2032: 0; 2033: 13.4849; 2034: 15.7471; 2035: 0; 2036: 13.2056; 2039: 0.096905; 2040: 0.084726
2018-09-27 08:00 | 9 | 7 | 5 | 1 | 0 | 0.25956 | 0.71735 | 1.4347 | 2.0765 | 20.3125 | 10.5647 | 17.0341 | 17.0341 | 29.1422 | 1.4347 | 0.64179 | 2024: 0; 2025: 29.1422; 2026: 6.7804; 2027: 35.3712; 2028: 0.64179; 2029: 0.64179; 2030: 0; 2031: 0; 2032: 0; 2033: 0; 2034: 29.1422; 2035: 0; 2036: 35.3712; 2039: 0.25956; 2040: 0.24191
2018-09-27 09:00 | 9 | 8 | 5 | 1 | 0 | 0.41585 | 0.72259 | 1.4452 | 3.3268 | 20.3125 | 10.5647 | 17.0341 | 17.0341 | 29.3554 | 1.4452 | 1.8816 | 2024: 0; 2025: 29.3554; 2026: 19.8785; 2027: 56.6688; 2028: 1.8816; 2029: 2.5234; 2030: 0; 2031: 0; 2032: 0; 2033: 0; 2034: 29.3554; 2035: 0; 2036: 56.6688; 2039: 0.41585; 2040: 0.4237
2018-09-27 10:00 | 9 | 9 | 5 | 1 | 0 | 0.27259 | 0.78149 | 1.563 | 2.1807 | 20.3125 | 10.5647 | 17.0341 | 17.0341 | 31.7479 | 1.563 | 0.61776 | 2024: 0; 2025: 31.7479; 2026: 6.5264; 2027: 37.1468; 2028: 0.61776; 2029: 3.1411; 2030: 0; 2031: 0; 2032: 0; 2033: 0; 2034: 31.7479; 2035: 0; 2036: 37.1468; 2039: 0.27259; 2040: 0.42048
2018-09-27 11:00 | 9 | 10 | 5 | 1 | 0 | 0.41013 | 0.748 | 1.496 | 3.2811 | 20.3125 | 10.5647 | 17.0341 | 17.0341 | 30.3873 | 1.496 | 1.7851 | 2024: 0; 2025: 30.3873; 2026: 18.8587; 2027: 55.89; 2028: 1.7851; 2029: 4.9262; 2030: 0; 2031: 0; 2032: 0; 2033: 0; 2034: 30.3873; 2035: 0; 2036: 55.89; 2039: 0.41013; 2040: 0.44135
2018-09-27 12:00 | 9 | 11 | 5 | 1 | 0 | 0.25366 | 0.68924 | 1.3785 | 2.0293 | 20.3125 | 10.5647 | 17.0341 | 17.0341 | 28.0004 | 1.3785 | 0.65078 | 2024: 0; 2025: 28.0004; 2026: 6.8753; 2027: 34.5666; 2028: 0.65078; 2029: 5.577; 2030: 0; 2031: 0; 2032: 0; 2033: 0; 2034: 28.0004; 2035: 0; 2036: 34.5666; 2039: 0.25366; 2040: 0.44404
2018-09-27 13:00 | 9 | 12 | 5 | 1 | 0 | 0.32765 | 0.69901 | 1.398 | 2.6212 | 20.3125 | 10.5647 | 17.0341 | 17.0341 | 28.3972 | 1.398 | 1.2232 | 2024: 0; 2025: 28.3972; 2026: 12.9229; 2027: 44.6504; 2028: 1.2232; 2029: 6.8002; 2030: 0; 2031: 0; 2032: 0; 2033: 0; 2034: 28.3972; 2035: 0; 2036: 44.6504; 2039: 0.32765; 2040: 0.4909
2018-09-27 14:00 | 9 | 13 | 5 | 1 | 0 | 0.4548 | 0.67252 | 1.345 | 3.6384 | 20.3125 | 10.5647 | 17.0341 | 17.0341 | 27.3209 | 1.345 | 2.2933 | 2024: 0; 2025: 27.3209; 2026: 24.2285; 2027: 61.9765; 2028: 2.2933; 2029: 9.0935; 2030: 0; 2031: 0; 2032: 0; 2033: 0; 2034: 27.3209; 2035: 0; 2036: 61.9765; 2039: 0.4548; 2040: 0.45078
2018-09-27 15:00 | 9 | 14 | 5 | 1 | 0 | 0.3492 | 0.83702 | 1.674 | 2.7936 | 20.3125 | 10.5647 | 17.0341 | 17.0341 | 34.0039 | 1.674 | 1.1196 | 2024: 0; 2025: 34.0039; 2026: 11.8278; 2027: 47.5864; 2028: 1.1196; 2029: 10.2131; 2030: 0; 2031: 0; 2032: 0; 2033: 0; 2034: 34.0039; 2035: 0; 2036: 47.5864; 2039: 0.3492; 2040: 0.37376
2018-09-27 16:00 | 9 | 15 | 5 | 1 | 1 | 0.050155 | 0.81075 | 1.6215 | 0.40124 | 26.4696 | 16.7219 | 17.0341 | 17.0341 | 42.9206 | 0.40124 | 0 | 2024: 32.2998; 2025: 10.6208; 2026: 0; 2027: 6.8348; 2028: 0; 2029: 10.2131; 2030: 1.2203; 2031: 1.2203; 2032: 0; 2033: 0; 2034: 42.9206; 2035: 0; 2036: 6.8348; 2039: 0.050155; 2040: 0.21844
2018-09-27 17:00 | 9 | 16 | 5 | 1 | 1 | 0.020972 | 0.87309 | 1.7462 | 0.16777 | 26.4696 | 16.7219 | 17.0341 | 17.0341 | 46.2209 | 0.16777 | 0 | 2024: 41.78; 2025: 4.4409; 2026: 0; 2027: 2.8579; 2028: 0; 2029: 8.8867; 2030: 1.5784; 2031: 1.5784; 2032: 0; 2033: 0; 2034: 46.2209; 2035: 0; 2036: 2.8579; 2039: 0.020972; 2040: 0.075845
2018-09-27 18:00 | 9 | 17 | 5 | 1 | 1 | 0 | 0.90296 | 1.8059 | 0 | 26.4696 | 16.7219 | 17.0341 | 17.0341 | 47.8019 | 0 | 0 | 2024: 47.8019; 2025: 0; 2026: 0; 2027: 0; 2028: 0; 2029: 7.1711; 2030: 1.8059; 2031: 1.8059; 2032: 0; 2033: 0; 2034: 47.8019; 2035: 0; 2036: 0; 2039: 0; 2040: 0
2018-09-27 19:00 | 9 | 18 | 5 | 1 | 1 | 0 | 0.96384 | 1.9277 | 0 | 26.4696 | 16.7219 | 17.0341 | 17.0341 | 51.0248 | 0 | 0 | 2024: 51.0248; 2025: 0; 2026: 0; 2027: 0; 2028: 0; 2029: 5.2081; 2030: 1.9277; 2031: 1.9277; 2032: 0; 2033: 0; 2034: 51.0248; 2035: 0; 2036: 0; 2039: 0; 2040: 0
2018-09-27 20:00 | 9 | 19 | 5 | 1 | 0 | 0 | 0.96234 | 1.9247 | 0 | 20.3125 | 10.5647 | 17.0341 | 17.0341 | 39.0951 | 0 | 0 | 2024: 39.0951; 2025: 0; 2026: 0; 2027: 0; 2028: 0; 2029: 3.1128; 2030: 1.9247; 2031: 1.9247; 2032: 0; 2033: 0; 2034: 39.0951; 2035: 0; 2036: 0; 2039: 0; 2040: 0
2018-09-27 21:00 | 9 | 20 | 5 | 1 | 0 | 0 | 0.73882 | 1.4776 | 0 | 20.3125 | 10.5647 | 17.0341 | 17.0341 | 30.0146 | 0 | 0 | 2024: 30.0146; 2025: 0; 2026: 0; 2027: 0; 2028: 0; 2029: 1.0208; 2030: 1.4776; 2031: 0.9391; 2032: 0; 2033: 10.9391; 2034: 19.0755; 2035: 0; 2036: 0; 2039: 0; 2040: 0
2018-09-27 22:00 | 9 | 21 | 5 | 1 | 0 | 0 | 0.61006 | 1.2201 | 0 | 20.3125 | 10.5647 | 17.0341 | 17.0341 | 24.7836 | 0 | 0 | 2024: 24.7836; 2025: 0; 2026: 0; 2027: 0; 2028: 0; 2029: 0; 2030: 1.2201; 2031: 0; 2032: 0; 2033: 24.7836; 2034: 0; 2035: 0; 2036: 0; 2039: 0; 2040: 0
2018-09-27 23:00 | 9 | 22 | 5 | 1 | 0 | 0 | 0.50123 | 1.0025 | 0 | 20.3125 | 10.5647 | 17.0341 | 17.0341 | 20.3626 | 0 | 0 | 2024: 20.3626; 2025: 0; 2026: 0; 2027: 0; 2028: 0; 2029: 0; 2030: 1.0025; 2031: 0; 2032: 0; 2033: 20.3626; 2034: 0; 2035: 0; 2036: 0; 2039: 0; 2040: 0
2018-09-28 | 9 | 23 | 5 | 1 | 0 | 0 | 0.47116 | 0.94231 | 0 | 20.3125 | 10.5647 | 17.0341 | 17.0341 | 19.1408 | 0 | 0 | 2024: 19.1408; 2025: 0; 2026: 0; 2027: 0; 2028: 0; 2029: 0; 2030: 0.94231; 2031: 0; 2032: 0; 2033: 19.1408; 2034: 0; 2035: 0; 2036: 0; 2039: 0; 2040: 0
2018-09-28 01:00 | 9 | 0 | 6 | 1 | 0 | 0 | 0.47634 | 0.95268 | 0 | 20.3125 | 10.5647 | 17.0341 | 17.0341 | 19.3514 | 0 | 0 | 2024: 19.3514; 2025: 0; 2026: 0; 2027: 0; 2028: 0; 2029: 0; 2030: 0.95268; 2031: 0; 2032: 0; 2033: 19.3514; 2034: 0; 2035: 0; 2036: 0; 2039: 0; 2040: 0
2018-09-28 02:00 | 9 | 1 | 6 | 1 | 0 | 0 | 0.49516 | 0.99032 | 0 | 20.3125 | 10.5647 | 17.0341 | 17.0341 | 20.1159 | 0 | 0 | 2024: 20.1159; 2025: 0; 2026: 0; 2027: 0; 2028: 0; 2029: 0; 2030: 0.99032; 2031: 0; 2032: 0; 2033: 20.1159; 2034: 0; 2035: 0; 2036: 0; 2039: 0; 2040: 0
2018-09-28 03:00 | 9 | 2 | 6 | 1 | 0 | 0 | 0.49887 | 0.99774 | 0 | 20.3125 | 10.5647 | 17.0341 | 17.0341 | 20.2666 | 0 | 0 | 2024: 20.2666; 2025: 0; 2026: 0; 2027: 0; 2028: 0; 2029: 0; 2030: 0.99774; 2031: 0; 2032: 0; 2033: 20.2666; 2034: 0; 2035: 0; 2036: 0; 2039: 0; 2040: 0
2018-09-28 04:00 | 9 | 3 | 6 | 1 | 0 | 0 | 0.56439 | 1.1288 | 0 | 20.3125 | 10.5647 | 17.0341 | 17.0341 | 22.9283 | 0 | 0 | 2024: 22.9283; 2025: 0; 2026: 0; 2027: 0; 2028: 0; 2029: 0; 2030: 1.1288; 2031: 0; 2032: 0; 2033: 22.9283; 2034: 0; 2035: 0; 2036: 0; 2039: 0; 2040: 0
2018-09-28 05:00 | 9 | 4 | 6 | 1 | 0 | 0 | 0.68927 | 1.3785 | 0 | 20.3125 | 10.5647 | 17.0341 | 17.0341 | 28.0017 | 0 | 0 | 2024: 28.0017; 2025: 0; 2026: 0; 2027: 0; 2028: 0; 2029: 0; 2030: 1.3785; 2031: 0; 2032: 0; 2033: 28.0017; 2034: 0; 2035: 0; 2036: 0; 2039: 0; 2040: 0
2018-09-28 06:00 | 9 | 5 | 6 | 1 | 0 | 0 | 0.79853 | 1.5971 | 0 | 20.3125 | 10.5647 | 17.0341 | 17.0341 | 32.4403 | 0 | 0 | 2024: 32.4403; 2025: 0; 2026: 0; 2027: 0; 2028: 0; 2029: 0; 2030: 1.5971; 2031: 0; 2032: 0; 2033: 32.4403; 2034: 0; 2035: 0; 2036: 0; 2039: 0; 2040: 0
2018-09-28 07:00 | 9 | 6 | 6 | 1 | 0 | 0.0069291 | 0.83207 | 1.6641 | 0.055433 | 20.3125 | 10.5647 | 17.0341 | 17.0341 | 33.8029 | 0.055433 | 0 | 2024: 32.6769; 2025: 1.126; 2026: 0; 2027: 0.94425; 2028: 0; 2029: 0; 2030: 1.6087; 2031: 0; 2032: 0; 2033: 32.6769; 2034: 1.126; 2035: 0; 2036: 0.94425; 2039: 0.0069291; 2040: 0.011712
2018-09-28 08:00 | 9 | 7 | 6 | 1 | 0 | 0.0063869 | 0.79402 | 1.588 | 0.051095 | 20.3125 | 10.5647 | 17.0341 | 17.0341 | 32.2572 | 0.051095 | 0 | 2024: 31.2193; 2025: 1.0379; 2026: 0; 2027: 0.87036; 2028: 0; 2029: 0; 2030: 1.537; 2031: 0; 2032: 0; 2033: 31.2193; 2034: 1.0379; 2035: 0; 2036: 0.87036; 2039: 0.0063869; 2040: 0.076181
2018-09-28 09:00 | 9 | 8 | 6 | 1 | 0 | 0.045364 | 0.76943 | 1.5389 | 0.36291 | 20.3125 | 10.5647 | 17.0341 | 17.0341 | 31.2579 | 0.36291 | 0 | 2024: 23.8863; 2025: 7.3716; 2026: 0; 2027: 6.1819; 2028: 0; 2029: 0; 2030: 1.1759; 2031: 0; 2032: 0; 2033: 23.8863; 2034: 7.3716; 2035: 0; 2036: 6.1819; 2039: 0.045364; 2040: 0.075127
2018-09-28 10:00 | 9 | 9 | 6 | 1 | 0 | 0.02696 | 0.73163 | 1.4633 | 0.21568 | 20.3125 | 10.5647 | 17.0341 | 17.0341 | 29.7225 | 0.21568 | 0 | 2024: 25.3415; 2025: 4.381; 2026: 0; 2027: 3.6739; 2028: 0; 2029: 0; 2030: 1.2476; 2031: 0; 2032: 0; 2033: 25.3415; 2034: 4.381; 2035: 0; 2036: 3.6739; 2039: 0.02696; 2040: 0.034905
2018-09-28 11:00 | 9 | 10 | 6 | 1 | 0 | 0.015313 | 0.7624 | 1.5248 | 0.12251 | 20.3125 | 10.5647 | 17.0341 | 17.0341 | 30.9723 | 0.12251 | 0 | 2024: 28.4839; 2025: 2.4884; 2026: 0; 2027: 2.0868; 2028: 0; 2029: 0; 2030: 1.4023; 2031: 0; 2032: 0; 2033: 28.4839; 2034: 2.4884; 2035: 0; 2036: 2.0868; 2039: 0.015313; 2040: 0.062613
2018-09-28 12:00 | 9 | 11 | 6 | 1 | 0 | 0.017979 | 0.70391 | 1.4078 | 0.14383 | 20.3125 | 10.5647 | 17.0341 | 17.0341 | 28.5964 | 0.14383 | 0 | 2024: 25.6748; 2025: 2.9216; 2026: 0; 2027: 2.4501; 2028: 0; 2029: 0; 2030: 1.264; 2031: 0; 2032: 0; 2033: 25.6748; 2034: 2.9216; 2035: 0; 2036: 2.4501; 2039: 0.017979; 2040: 0.18324
2018-09-28 13:00 | 9 | 12 | 6 | 1 | 0 | 0.041374 | 0.68805 | 1.3761 | 0.33099 | 20.3125 | 10.5647 | 17.0341 | 17.0341 | 27.952 | 0.33099 | 0 | 2024: 21.2287; 2025: 6.7233; 2026: 0; 2027: 5.6382; 2028: 0; 2029: 0; 2030: 1.0451; 2031: 0; 2032: 0; 2033: 21.2287; 2034: 6.7233; 2035: 0; 2036: 5.6382; 2039: 0.041374; 2040: 0.098438
2018-09-28 14:00 | 9 | 13 | 6 | 1 | 0 | 0.066683 | 0.73407 | 1.4681 | 0.53346 | 20.3125 | 10.5647 | 17.0341 | 17.0341 | 29.8217 | 0.53346 | 0 | 2024: 18.9858; 2025: 10.836; 2026: 0; 2027: 9.0871; 2028: 0; 2029: 0; 2030: 0.93468; 2031: 0; 2032: 0; 2033: 18.9858; 2034: 10.836; 2035: 0; 2036: 9.0871; 2039: 0.066683; 2040: 0.037593
2018-09-28 15:00 | 9 | 14 | 6 | 1 | 0 | 0.032405 | 0.7816 | 1.5632 | 0.25924 | 20.3125 | 10.5647 | 17.0341 | 17.0341 | 31.7524 | 0.25924 | 0 | 2024: 26.4867; 2025: 5.2657; 2026: 0; 2027: 4.4159; 2028: 0; 2029: 0; 2030: 1.304; 2031: 0; 2032: 0; 2033: 26.4867; 2034: 5.2657; 2035: 0; 2036: 4.4159; 2039: 0.032405; 2040: 0.0403
2018-09-28 16:00 | 9 | 15 | 6 | 1 | 1 | 0.011296 | 0.85 | 1.7 | 0.090366 | 26.4696 | 16.7219 | 17.0341 | 17.0341 | 44.9985 | 0.090366 | 0 | 2024: 42.6066; 2025: 2.3919; 2026: 0; 2027: 1.5393; 2028: 0; 2029: 0; 2030: 1.6096; 2031: 0; 2032: 0; 2033: 42.6066; 2034: 2.3919; 2035: 0; 2036: 1.5393; 2039: 0.011296; 2040: 0.050292
2018-09-28 17:00 | 9 | 16 | 6 | 1 | 1 | 0.002331 | 0.87484 | 1.7497 | 0.018648 | 26.4696 | 16.7219 | 17.0341 | 17.0341 | 46.3133 | 0.018648 | 0 | 2024: 45.8197; 2025: 0.49361; 2026: 0; 2027: 0.31765; 2028: 0; 2029: 0; 2030: 1.731; 2031: 0; 2032: 0; 2033: 45.8197; 2034: 0.49361; 2035: 0; 2036: 0.31765; 2039: 0.002331; 2040: 0.04601
2018-09-28 18:00 | 9 | 17 | 6 | 1 | 1 | 0 | 0.9547 | 1.9094 | 0 | 26.4696 | 16.7219 | 17.0341 | 17.0341 | 50.541 | 0 | 0 | 2024: 50.541; 2025: 0; 2026: 0; 2027: 0; 2028: 0; 2029: 0; 2030: 1.9094; 2031: 0; 2032: 0; 2033: 50.541; 2034: 0; 2035: 0; 2036: 0; 2039: 0; 2040: 0
2018-09-28 19:00 | 9 | 18 | 6 | 1 | 1 | 0 | 1.0289 | 2.0578 | 0 | 26.4696 | 16.7219 | 17.0341 | 17.0341 | 54.4702 | 0 | 0 | 2024: 54.4702; 2025: 0; 2026: 0; 2027: 0; 2028: 0; 2029: 0; 2030: 2.0578; 2031: 0; 2032: 0; 2033: 54.4702; 2034: 0; 2035: 0; 2036: 0; 2039: 0; 2040: 0
2018-09-28 20:00 | 9 | 19 | 6 | 1 | 0 | 0 | 1.0137 | 2.0274 | 0 | 20.3125 | 10.5647 | 17.0341 | 17.0341 | 41.1822 | 0 | 0 | 2024: 41.1822; 2025: 0; 2026: 0; 2027: 0; 2028: 0; 2029: 0; 2030: 2.0274; 2031: 0; 2032: 0; 2033: 41.1822; 2034: 0; 2035: 0; 2036: 0; 2039: 0; 2040: 0
2018-09-28 21:00 | 9 | 20 | 6 | 1 | 0 | 0 | 0.8482 | 1.6964 | 0 | 20.3125 | 10.5647 | 17.0341 | 17.0341 | 34.458 | 0 | 0 | 2024: 34.458; 2025: 0; 2026: 0; 2027: 0; 2028: 0; 2029: 0; 2030: 1.6964; 2031: 0; 2032: 0; 2033: 34.458; 2034: 0; 2035: 0; 2036: 0; 2039: 0; 2040: 0
2018-09-28 22:00 | 9 | 21 | 6 | 1 | 0 | 0 | 0.6713 | 1.3426 | 0 | 20.3125 | 10.5647 | 17.0341 | 17.0341 | 27.2715 | 0 | 0 | 2024: 27.2715; 2025: 0; 2026: 0; 2027: 0; 2028: 0; 2029: 0; 2030: 1.3426; 2031: 0; 2032: 0; 2033: 27.2715; 2034: 0; 2035: 0; 2036: 0; 2039: 0; 2040: 0
2018-09-28 23:00 | 9 | 22 | 6 | 1 | 0 | 0 | 0.57794 | 1.1559 | 0 | 20.3125 | 10.5647 | 17.0341 | 17.0341 | 23.4787 | 0 | 0 | 2024: 23.4787; 2025: 0; 2026: 0; 2027: 0; 2028: 0; 2029: 0; 2030: 1.1559; 2031: 0; 2032: 0; 2033: 23.4787; 2034: 0; 2035: 0; 2036: 0; 2039: 0; 2040: 0
2018-09-29 | 9 | 23 | 6 | 1 | 0 | 0 | 0.54327 | 1.0865 | 0 | 20.3125 | 10.5647 | 17.0341 | 17.0341 | 22.0703 | 0 | 0 | 2024: 22.0703; 2025: 0; 2026: 0; 2027: 0; 2028: 0; 2029: 0; 2030: 1.0865; 2031: 0; 2032: 0; 2033: 22.0703; 2034: 0; 2035: 0; 2036: 0; 2039: 0; 2040: 0
2018-09-29 01:00 | 9 | 0 | 7 | 1 | 0 | 0 | 0.55387 | 1.1077 | 0 | 20.3125 | 10.5647 | 17.0341 | 17.0341 | 22.501 | 0 | 0 | 2024: 22.501; 2025: 0; 2026: 0; 2027: 0; 2028: 0; 2029: 0; 2030: 1.1077; 2031: 0; 2032: 0; 2033: 22.501; 2034: 0; 2035: 0; 2036: 0; 2039: 0; 2040: 0
2018-09-29 02:00 | 9 | 1 | 7 | 1 | 0 | 0 | 0.56738 | 1.1348 | 0 | 20.3125 | 10.5647 | 17.0341 | 17.0341 | 23.0497 | 0 | 0 | 2024: 23.0497; 2025: 0; 2026: 0; 2027: 0; 2028: 0; 2029: 0; 2030: 1.1348; 2031: 0; 2032: 0; 2033: 23.0497; 2034: 0; 2035: 0; 2036: 0; 2039: 0; 2040: 0
2018-09-29 03:00 | 9 | 2 | 7 | 1 | 0 | 0 | 0.59128 | 1.1826 | 0 | 20.3125 | 10.5647 | 17.0341 | 17.0341 | 24.0209 | 0 | 0 | 2024: 24.0209; 2025: 0; 2026: 0; 2027: 0; 2028: 0; 2029: 0; 2030: 1.1826; 2031: 0; 2032: 0; 2033: 24.0209; 2034: 0; 2035: 0; 2036: 0; 2039: 0; 2040: 0
2018-09-29 04:00 | 9 | 3 | 7 | 1 | 0 | 0 | 0.61377 | 1.2275 | 0 | 20.3125 | 10.5647 | 17.0341 | 17.0341 | 24.9344 | 0 | 0 | 2024: 24.9344; 2025: 0; 2026: 0; 2027: 0; 2028: 0; 2029: 0; 2030: 1.2275; 2031: 0; 2032: 0; 2033: 24.9344; 2034: 0; 2035: 0; 2036: 0; 2039: 0; 2040: 0
2018-09-29 05:00 | 9 | 4 | 7 | 1 | 0 | 0 | 0.70116 | 1.4023 | 0 | 20.3125 | 10.5647 | 17.0341 | 17.0341 | 28.4848 | 0 | 0 | 2024: 28.4848; 2025: 0; 2026: 0; 2027: 0; 2028: 0; 2029: 0; 2030: 1.4023; 2031: 0; 2032: 0; 2033: 28.4848; 2034: 0; 2035: 0; 2036: 0; 2039: 0; 2040: 0
2018-09-29 06:00 | 9 | 5 | 7 | 1 | 0 | 0 | 0.80763 | 1.6153 | 0 | 20.3125 | 10.5647 | 17.0341 | 17.0341 | 32.8099 | 0 | 0 | 2024: 32.8099; 2025: 0; 2026: 0; 2027: 0; 2028: 0; 2029: 0; 2030: 1.6153; 2031: 0; 2032: 0; 2033: 32.8099; 2034: 0; 2035: 0; 2036: 0; 2039: 0; 2040: 0
2018-09-29 07:00 | 9 | 6 | 7 | 1 | 0 | 0.11657 | 0.91254 | 1.8251 | 0.93257 | 20.3125 | 10.5647 | 17.0341 | 17.0341 | 37.072 | 0.93257 | 0 | 2024: 18.1292; 2025: 18.9428; 2026: 0; 2027: 15.8855; 2028: 0; 2029: 0; 2030: 0.89252; 2031: 0; 2032: 0; 2033: 18.1292; 2034: 18.9428; 2035: 0; 2036: 15.8855; 2039: 0.11657; 2040: 0.086726
2018-09-29 08:00 | 9 | 7 | 7 | 1 | 0 | 0.31762 | 0.93594 | 1.8719 | 2.5409 | 20.3125 | 10.5647 | 17.0341 | 17.0341 | 38.0224 | 1.8719 | 0.66907 | 2024: 0; 2025: 38.0224; 2026: 7.0686; 2027: 43.2828; 2028: 0.66907; 2029: 0.66907; 2030: 0; 2031: 0; 2032: 0; 2033: 0; 2034: 38.0224; 2035: 0; 2036: 43.2828; 2039: 0.31762; 2040: 0.27424
2018-09-29 09:00 | 9 | 8 | 7 | 1 | 0 | 0.47438 | 0.90383 | 1.8077 | 3.795 | 20.3125 | 10.5647 | 17.0341 | 17.0341 | 36.7181 | 1.8077 | 1.9874 | 2024: 0; 2025: 36.7181; 2026: 20.9959; 2027: 64.6449; 2028: 1.9874; 2029: 2.6564; 2030: 0; 2031: 0; 2032: 0; 2033: 0; 2034: 36.7181; 2035: 0; 2036: 64.6449; 2039: 0.47438; 2040: 0.30515
2018-09-29 10:00 | 9 | 9 | 7 | 1 | 0 | 0.40294 | 0.93478 | 1.8696 | 3.2235 | 20.3125 | 10.5647 | 17.0341 | 17.0341 | 37.9756 | 1.8696 | 1.3539 | 2024: 0; 2025: 37.9756; 2026: 14.304; 2027: 54.9098; 2028: 1.3539; 2029: 4.0104; 2030: 0; 2031: 0; 2032: 0; 2033: 0; 2034: 37.9756; 2035: 0; 2036: 54.9098; 2039: 0.40294; 2040: 0.19778
2018-09-29 11:00 | 9 | 10 | 7 | 1 | 0 | 0.35614 | 0.89608 | 1.7922 | 2.8491 | 20.3125 | 10.5647 | 17.0341 | 17.0341 | 36.4034 | 1.7922 | 1.0569 | 2024: 0; 2025: 36.4034; 2026: 11.1661; 2027: 48.5318; 2028: 1.0569; 2029: 5.0673; 2030: 0; 2031: 0; 2032: 0; 2033: 0; 2034: 36.4034; 2035: 0; 2036: 48.5318; 2039: 0.35614; 2040: 0.2969
2018-09-29 12:00 | 9 | 11 | 7 | 1 | 0 | 0.34161 | 0.86106 | 1.7221 | 2.7329 | 20.3125 | 10.5647 | 17.0341 | 17.0341 | 34.9805 | 1.7221 | 1.0108 | 2024: 0; 2025: 34.9805; 2026: 10.6787; 2027: 46.5527; 2028: 1.0108; 2029: 6.0781; 2030: 0; 2031: 0; 2032: 0; 2033: 0; 2034: 34.9805; 2035: 0; 2036: 46.5527; 2039: 0.34161; 2040: 0.26229
2018-09-29 13:00 | 9 | 12 | 7 | 1 | 0 | 0.20044 | 0.84173 | 1.6835 | 1.6035 | 20.3125 | 10.5647 | 17.0341 | 17.0341 | 34.1954 | 1.6035 | 0 | 2024: 1.6247; 2025: 32.5707; 2026: 0; 2027: 27.3139; 2028: 0; 2029: 6.0781; 2030: 0.079983; 2031: 0.079983; 2032: 0; 2033: 0; 2034: 34.1954; 2035: 0; 2036: 27.3139; 2039: 0.20044; 2040: 0.25032
2018-09-29 14:00 | 9 | 13 | 7 | 1 | 0 | 0.14358 | 0.86185 | 1.7237 | 1.1486 | 20.3125 | 10.5647 | 17.0341 | 17.0341 | 35.0125 | 1.1486 | 0 | 2024: 11.6809; 2025: 23.3316; 2026: 0; 2027: 19.566; 2028: 0; 2029: 5.9911; 2030: 0.57506; 2031: 0.57506; 2032: 0; 2033: 0; 2034: 35.0125; 2035: 0; 2036: 19.566; 2039: 0.14358; 2040: 0.20057
2018-09-29 15:00 | 9 | 14 | 7 | 1 | 0 | 0.18938 | 0.93283 | 1.8657 | 1.5151 | 20.3125 | 10.5647 | 17.0341 | 17.0341 | 37.8962 | 1.5151 | 0 | 2024: 7.1211; 2025: 30.7751; 2026: 0; 2027: 25.8081; 2028: 0; 2029: 5.3661; 2030: 0.35058; 2031: 0.35058; 2032: 0; 2033: 0; 2034: 37.8962; 2035: 0; 2036: 25.8081; 2039: 0.18938; 2040: 0.17078
2018-09-29 16:00 | 9 | 15 | 7 | 1 | 1 | 0.16285 | 0.94338 | 1.8868 | 1.3028 | 26.4696 | 16.7219 | 17.0341 | 17.0341 | 49.9418 | 1.3028 | 0 | 2024: 15.4573; 2025: 34.4844; 2026: 0; 2027: 22.1919; 2028: 0; 2029: 4.985; 2030: 0.58397; 2031: 0.58397; 2032: 0; 2033: 0; 2034: 49.9418; 2035: 0; 2036: 22.1919; 2039: 0.16285; 2040: 0.074748
2018-09-29 17:00 | 9 | 16 | 7 | 1 | 1 | 0.041736 | 0.96549 | 1.931 | 0.33389 | 26.4696 | 16.7219 | 17.0341 | 17.0341 | 51.1124 | 0.33389 | 0 | 2024: 42.2745; 2025: 8.8379; 2026: 0; 2027: 5.6875; 2028: 0; 2029: 4.3503; 2030: 1.5971; 2031: 1.5971; 2032: 0; 2033: 0; 2034: 51.1124; 2035: 0; 2036: 5.6875; 2039: 0.041736; 2040: 0.051834
2018-09-29 18:00 | 9 | 17 | 7 | 1 | 1 | 0 | 1.0476 | 2.0952 | 0 | 26.4696 | 16.7219 | 17.0341 | 17.0341 | 55.4593 | 0 | 0 | 2024: 55.4593; 2025: 0; 2026: 0; 2027: 0; 2028: 0; 2029: 2.6143; 2030: 2.0952; 2031: 2.0952; 2032: 0; 2033: 0; 2034: 55.4593; 2035: 0; 2036: 0; 2039: 0; 2040: 0
2018-09-29 19:00 | 9 | 18 | 7 | 1 | 1 | 0 | 1.123 | 2.246 | 0 | 26.4696 | 16.7219 | 17.0341 | 17.0341 | 59.4516 | 0 | 0 | 2024: 59.4516; 2025: 0; 2026: 0; 2027: 0; 2028: 0; 2029: 0.3369; 2030: 2.246; 2031: 0.30995; 2032: 0; 2033: 51.2473; 2034: 8.2043; 2035: 0; 2036: 0; 2039: 0; 2040: 0
2018-09-29 20:00 | 9 | 19 | 7 | 1 | 0 | 0 | 1.1747 | 2.3494 | 0 | 20.3125 | 10.5647 | 17.0341 | 17.0341 | 47.7228 | 0 | 0 | 2024: 47.7228; 2025: 0; 2026: 0; 2027: 0; 2028: 0; 2029: 0; 2030: 2.3494; 2031: 0; 2032: 0; 2033: 47.7228; 2034: 0; 2035: 0; 2036: 0; 2039: 0; 2040: 0
2018-09-29 21:00 | 9 | 20 | 7 | 1 | 0 | 0 | 0.89813 | 1.7963 | 0 | 20.3125 | 10.5647 | 17.0341 | 17.0341 | 36.4865 | 0 | 0 | 2024: 36.4865; 2025: 0; 2026: 0; 2027: 0; 2028: 0; 2029: 0; 2030: 1.7963; 2031: 0; 2032: 0; 2033: 36.4865; 2034: 0; 2035: 0; 2036: 0; 2039: 0; 2040: 0
2018-09-29 22:00 | 9 | 21 | 7 | 1 | 0 | 0 | 0.73124 | 1.4625 | 0 | 20.3125 | 10.5647 | 17.0341 | 17.0341 | 29.7065 | 0 | 0 | 2024: 29.7065; 2025: 0; 2026: 0; 2027: 0; 2028: 0; 2029: 0; 2030: 1.4625; 2031: 0; 2032: 0; 2033: 29.7065; 2034: 0; 2035: 0; 2036: 0; 2039: 0; 2040: 0
2018-09-29 23:00 | 9 | 22 | 7 | 1 | 0 | 0 | 0.68969 | 1.3794 | 0 | 20.3125 | 10.5647 | 17.0341 | 17.0341 | 28.0186 | 0 | 0 | 2024: 28.0186; 2025: 0; 2026: 0; 2027: 0; 2028: 0; 2029: 0; 2030: 1.3794; 2031: 0; 2032: 0; 2033: 28.0186; 2034: 0; 2035: 0; 2036: 0; 2039: 0; 2040: 0
2018-09-30 | 9 | 23 | 7 | 1 | 0 | 0 | 0.66812 | 1.3362 | 0 | 20.3125 | 10.5647 | 17.0341 | 17.0341 | 27.1423 | 0 | 0 | 2024: 27.1423; 2025: 0; 2026: 0; 2027: 0; 2028: 0; 2029: 0; 2030: 1.3362; 2031: 0; 2032: 0; 2033: 27.1423; 2034: 0; 2035: 0; 2036: 0; 2039: 0; 2040: 0
2018-09-30 01:00 | 9 | 0 | 1 | 1 | 0 | 0 | 0.66966 | 1.3393 | 0 | 20.3125 | 10.5647 | 17.0341 | 17.0341 | 27.2048 | 0 | 0 | 2024: 27.2048; 2025: 0; 2026: 0; 2027: 0; 2028: 0; 2029: 0; 2030: 1.3393; 2031: 0; 2032: 0; 2033: 27.2048; 2034: 0; 2035: 0; 2036: 0; 2039: 0; 2040: 0
2018-09-30 02:00 | 9 | 1 | 1 | 1 | 0 | 0 | 0.69164 | 1.3833 | 0 | 20.3125 | 10.5647 | 17.0341 | 17.0341 | 28.0978 | 0 | 0 | 2024: 28.0978; 2025: 0; 2026: 0; 2027: 0; 2028: 0; 2029: 0; 2030: 1.3833; 2031: 0; 2032: 0; 2033: 28.0978; 2034: 0; 2035: 0; 2036: 0; 2039: 0; 2040: 0
2018-09-30 03:00 | 9 | 2 | 1 | 1 | 0 | 0 | 0.70433 | 1.4087 | 0 | 20.3125 | 10.5647 | 17.0341 | 17.0341 | 28.6132 | 0 | 0 | 2024: 28.6132; 2025: 0; 2026: 0; 2027: 0; 2028: 0; 2029: 0; 2030: 1.4087; 2031: 0; 2032: 0; 2033: 28.6132; 2034: 0; 2035: 0; 2036: 0; 2039: 0; 2040: 0
2018-09-30 04:00 | 9 | 3 | 1 | 1 | 0 | 0 | 0.72714 | 1.4543 | 0 | 20.3125 | 10.5647 | 17.0341 | 17.0341 | 29.5399 | 0 | 0 | 2024: 29.5399; 2025: 0; 2026: 0; 2027: 0; 2028: 0; 2029: 0; 2030: 1.4543; 2031: 0; 2032: 0; 2033: 29.5399; 2034: 0; 2035: 0; 2036: 0; 2039: 0; 2040: 0
2018-09-30 05:00 | 9 | 4 | 1 | 1 | 0 | 0 | 0.77331 | 1.5466 | 0 | 20.3125 | 10.5647 | 17.0341 | 17.0341 | 31.4157 | 0 | 0 | 2024: 31.4157; 2025: 0; 2026: 0; 2027: 0; 2028: 0; 2029: 0; 2030: 1.5466; 2031: 0; 2032: 0; 2033: 31.4157; 2034: 0; 2035: 0; 2036: 0; 2039: 0; 2040: 0
2018-09-30 06:00 | 9 | 5 | 1 | 1 | 0 | 0 | 0.86824 | 1.7365 | 0 | 20.3125 | 10.5647 | 17.0341 | 17.0341 | 35.2724 | 0 | 0 | 2024: 35.2724; 2025: 0; 2026: 0; 2027: 0; 2028: 0; 2029: 0; 2030: 1.7365; 2031: 0; 2032: 0; 2033: 35.2724; 2034: 0; 2035: 0; 2036: 0; 2039: 0; 2040: 0
2018-09-30 07:00 | 9 | 6 | 1 | 1 | 0 | 0.016878 | 0.97398 | 1.948 | 0.13502 | 20.3125 | 10.5647 | 17.0341 | 17.0341 | 39.568 | 0.13502 | 0 | 2024: 36.8253; 2025: 2.7426; 2026: 0; 2027: 2.3; 2028: 0; 2029: 0; 2030: 1.8129; 2031: 0; 2032: 0; 2033: 36.8253; 2034: 2.7426; 2035: 0; 2036: 2.3; 2039: 0.016878; 2040: 0.027323
2018-09-30 08:00 | 9 | 7 | 1 | 1 | 0 | 0.017105 | 0.92581 | 1.8516 | 0.13684 | 20.3125 | 10.5647 | 17.0341 | 17.0341 | 37.611 | 0.13684 | 0 | 2024: 34.8315; 2025: 2.7795; 2026: 0; 2027: 2.3309; 2028: 0; 2029: 0; 2030: 1.7148; 2031: 0; 2032: 0; 2033: 34.8315; 2034: 2.7795; 2035: 0; 2036: 2.3309; 2039: 0.017105; 2040: 0.055234
2018-09-30 09:00 | 9 | 8 | 1 | 1 | 0 | 0.076331 | 0.85467 | 1.7093 | 0.61065 | 20.3125 | 10.5647 | 17.0341 | 17.0341 | 34.7211 | 0.61065 | 0 | 2024: 22.3174; 2025: 12.4037; 2026: 0; 2027: 10.4018; 2028: 0; 2029: 0; 2030: 1.0987; 2031: 0; 2032: 0; 2033: 22.3174; 2034: 12.4037; 2035: 0; 2036: 10.4018; 2039: 0.076331; 2040: 0.17257
2018-09-30 10:00 | 9 | 9 | 1 | 1 | 0 | 0.4027 | 0.84372 | 1.6874 | 3.2216 | 20.3125 | 10.5647 | 17.0341 | 17.0341 | 34.2761 | 1.6874 | 1.5342 | 2024: 0; 2025: 34.2761; 2026: 16.208; 2027: 54.8772; 2028: 1.5342; 2029: 1.5342; 2030: 0; 2031: 0; 2032: 0; 2033: 0; 2034: 34.2761; 2035: 0; 2036: 54.8772; 2039: 0.4027; 2040: 0.4541
2018-09-30 11:00 | 9 | 10 | 1 | 1 | 0 | 0.28574 | 0.75545 | 1.5109 | 2.286 | 20.3125 | 10.5647 | 17.0341 | 17.0341 | 30.69 | 1.5109 | 0.77506 | 2024: 0; 2025: 30.69; 2026: 8.1883; 2027: 38.9392; 2028: 0.77506; 2029: 2.3092; 2030: 0; 2031: 0; 2032: 0; 2033: 0; 2034: 30.69; 2035: 0; 2036: 38.9392; 2039: 0.28574; 2040: 0.60929
2018-09-30 12:00 | 9 | 11 | 1 | 1 | 0 | 0.46118 | 0.82502 | 1.65 | 3.6894 | 20.3125 | 10.5647 | 17.0341 | 17.0341 | 33.5164 | 1.65 | 2.0394 | 2024: 0; 2025: 33.5164; 2026: 21.5456; 2027: 62.8463; 2028: 2.0394; 2029: 4.3486; 2030: 0; 2031: 0; 2032: 0; 2033: 0; 2034: 33.5164; 2035: 0; 2036: 62.8463; 2039: 0.46118; 2040: 0.68284
2018-09-30 13:00 | 9 | 12 | 1 | 1 | 0 | 0.082925 | 0.78478 | 1.5696 | 0.6634 | 20.3125 | 10.5647 | 17.0341 | 17.0341 | 31.8816 | 0.6634 | 0 | 2024: 18.4062; 2025: 13.4754; 2026: 0; 2027: 11.3005; 2028: 0; 2029: 4.3486; 2030: 0.90615; 2031: 0.90615; 2032: 0; 2033: 0; 2034: 31.8816; 2035: 0; 2036: 11.3005; 2039: 0.082925; 2040: 0.52085
2018-09-30 14:00 | 9 | 13 | 1 | 1 | 0 | 0.041355 | 0.78398 | 1.568 | 0.33084 | 20.3125 | 10.5647 | 17.0341 | 17.0341 | 31.8491 | 0.33084 | 0 | 2024: 25.1288; 2025: 6.7202; 2026: 0; 2027: 5.6356; 2028: 0; 2029: 3.3637; 2030: 1.2371; 2031: 1.2371; 2032: 0; 2033: 0; 2034: 31.8491; 2035: 0; 2036: 5.6356; 2039: 0.041355; 2040: 0.45647
2018-09-30 15:00 | 9 | 14 | 1 | 1 | 0 | 0.074966 | 0.86076 | 1.7215 | 0.59973 | 20.3125 | 10.5647 | 17.0341 | 17.0341 | 34.9682 | 0.59973 | 0 | 2024: 22.7862; 2025: 12.182; 2026: 0; 2027: 10.2159; 2028: 0; 2029: 2.019; 2030: 1.1218; 2031: 1.1218; 2032: 0; 2033: 0; 2034: 34.9682; 2035: 0; 2036: 10.2159; 2039: 0.074966; 2040: 0.37444
2018-09-30 16:00 | 9 | 15 | 1 | 1 | 1 | 0.24999 | 0.92766 | 1.8553 | 1.9999 | 26.4696 | 16.7219 | 17.0341 | 17.0341 | 49.1096 | 1.8553 | 0.14456 | 2024: 0; 2025: 49.1096; 2026: 2.4173; 2027: 34.0662; 2028: 0.14456; 2029: 0.94421; 2030: 0; 2031: 0; 2032: 0; 2033: 0; 2034: 49.1096; 2035: 0; 2036: 34.0662; 2039: 0.24999; 2040: 0.30892
2018-09-30 17:00 | 9 | 16 | 1 | 1 | 1 | 0.030113 | 0.92604 | 1.8521 | 0.2409 | 26.4696 | 16.7219 | 17.0341 | 17.0341 | 49.0237 | 0.2409 | 0 | 2024: 42.6471; 2025: 6.3765; 2026: 0; 2027: 4.1035; 2028: 0; 2029: 0.94421; 2030: 1.6112; 2031: 0.86867; 2032: 0; 2033: 19.6537; 2034: 29.3699; 2035: 0; 2036: 4.1035; 2039: 0.030113; 2040: 0.070353
2018-09-30 18:00 | 9 | 17 | 1 | 1 | 1 | 0 | 0.99694 | 1.9939 | 0 | 26.4696 | 16.7219 | 17.0341 | 17.0341 | 52.7772 | 0 | 0 | 2024: 52.7772; 2025: 0; 2026: 0; 2027: 0; 2028: 0; 2029: 0; 2030: 1.9939; 2031: 0; 2032: 0; 2033: 52.7772; 2034: 0; 2035: 0; 2036: 0; 2039: 0; 2040: 0
2018-09-30 19:00 | 9 | 18 | 1 | 1 | 1 | 0 | 1.0262 | 2.0524 | 0 | 26.4696 | 16.7219 | 17.0341 | 17.0341 | 54.3274 | 0 | 0 | 2024: 54.3274; 2025: 0; 2026: 0; 2027: 0; 2028: 0; 2029: 0; 2030: 2.0524; 2031: 0; 2032: 0; 2033: 54.3274; 2034: 0; 2035: 0; 2036: 0; 2039: 0; 2040: 0
2018-09-30 20:00 | 9 | 19 | 1 | 1 | 0 | 0 | 1.0442 | 2.0884 | 0 | 20.3125 | 10.5647 | 17.0341 | 17.0341 | 42.4212 | 0 | 0 | 2024: 42.4212; 2025: 0; 2026: 0; 2027: 0; 2028: 0; 2029: 0; 2030: 2.0884; 2031: 0; 2032: 0; 2033: 42.4212; 2034: 0; 2035: 0; 2036: 0; 2039: 0; 2040: 0
2018-09-30 21:00 | 9 | 20 | 1 | 1 | 0 | 0 | 0.80819 | 1.6164 | 0 | 20.3125 | 10.5647 | 17.0341 | 17.0341 | 32.8327 | 0 | 0 | 2024: 32.8327; 2025: 0; 2026: 0; 2027: 0; 2028: 0; 2029: 0; 2030: 1.6164; 2031: 0; 2032: 0; 2033: 32.8327; 2034: 0; 2035: 0; 2036: 0; 2039: 0; 2040: 0
2018-09-30 22:00 | 9 | 21 | 1 | 1 | 0 | 0 | 0.66006 | 1.3201 | 0 | 20.3125 | 10.5647 | 17.0341 | 17.0341 | 26.815 | 0 | 0 | 2024: 26.815; 2025: 0; 2026: 0; 2027: 0; 2028: 0; 2029: 0; 2030: 1.3201; 2031: 0; 2032: 0; 2033: 26.815; 2034: 0; 2035: 0; 2036: 0; 2039: 0; 2040: 0
2018-09-30 23:00 | 9 | 22 | 1 | 1 | 0 | 0 | 0.58128 | 1.1626 | 0 | 20.3125 | 10.5647 | 17.0341 | 17.0341 | 23.6145 | 0 | 0 | 2024: 23.6145; 2025: 0; 2026: 0; 2027: 0; 2028: 0; 2029: 0; 2030: 1.1626; 2031: 0; 2032: 0; 2033: 23.6145; 2034: 0; 2035: 0; 2036: 0; 2039: 0; 2040: 0
2018-10-01 | 9 | 23 | 1 | 1 | 0 | 0 | 0.57575 | 1.1515 | 0 | 20.3125 | 10.5647 | 17.0341 | 17.0341 | 23.39 | 0 | 0 | 2024: 23.39; 2025: 0; 2026: 0; 2027: 0; 2028: 0; 2029: 0; 2030: 1.1515; 2031: 0; 2032: 0; 2033: 23.39; 2034: 0; 2035: 0; 2036: 0; 2039: 0; 2040: 0
2018-10-01 01:00 | 10 | 0 | 2 | 0 | 0 | 0 | 0.57247 | 1.1449 | 0 | 20.3125 | 10.5647 | 17.0341 | 17.0341 | 23.2564 | 0 | 0 | 2024: 23.2564; 2025: 0; 2026: 0; 2027: 0; 2028: 0; 2029: 0; 2030: 1.1449; 2031: 0; 2032: 0; 2033: 23.2564; 2034: 0; 2035: 0; 2036: 0; 2039: 0; 2040: 0
2018-10-01 02:00 | 10 | 1 | 2 | 0 | 0 | 0 | 0.60549 | 1.211 | 0 | 20.3125 | 10.5647 | 17.0341 | 17.0341 | 24.5981 | 0 | 0 | 2024: 24.5981; 2025: 0; 2026: 0; 2027: 0; 2028: 0; 2029: 0; 2030: 1.211; 2031: 0; 2032: 0; 2033: 24.5981; 2034: 0; 2035: 0; 2036: 0; 2039: 0; 2040: 0
2018-10-01 03:00 | 10 | 2 | 2 | 0 | 0 | 0 | 0.63239 | 1.2648 | 0 | 20.3125 | 10.5647 | 17.0341 | 17.0341 | 25.6907 | 0 | 0 | 2024: 25.6907; 2025: 0; 2026: 0; 2027: 0; 2028: 0; 2029: 0; 2030: 1.2648; 2031: 0; 2032: 0; 2033: 25.6907; 2034: 0; 2035: 0; 2036: 0; 2039: 0; 2040: 0
2018-10-01 04:00 | 10 | 3 | 2 | 0 | 0 | 0 | 0.7026 | 1.4052 | 0 | 20.3125 | 10.5647 | 17.0341 | 17.0341 | 28.543 | 0 | 0 | 2024: 28.543; 2025: 0; 2026: 0; 2027: 0; 2028: 0; 2029: 0; 2030: 1.4052; 2031: 0; 2032: 0; 2033: 28.543; 2034: 0; 2035: 0; 2036: 0; 2039: 0; 2040: 0
2018-10-01 05:00 | 10 | 4 | 2 | 0 | 0 | 0 | 0.82529 | 1.6506 | 0 | 20.3125 | 10.5647 | 17.0341 | 17.0341 | 33.5273 | 0 | 0 | 2024: 33.5273; 2025: 0; 2026: 0; 2027: 0; 2028: 0; 2029: 0; 2030: 1.6506; 2031: 0; 2032: 0; 2033: 33.5273; 2034: 0; 2035: 0; 2036: 0; 2039: 0; 2040: 0
2018-10-01 06:00 | 10 | 5 | 2 | 0 | 0 | 0 | 0.94024 | 1.8805 | 0 | 20.3125 | 10.5647 | 17.0341 | 17.0341 | 38.1973 | 0 | 0 | 2024: 38.1973; 2025: 0; 2026: 0; 2027: 0; 2028: 0; 2029: 0; 2030: 1.8805; 2031: 0; 2032: 0; 2033: 38.1973; 2034: 0; 2035: 0; 2036: 0; 2039: 0; 2040: 0
2018-10-01 07:00 | 10 | 6 | 2 | 0 | 0 | 0.032024 | 0.91949 | 1.839 | 0.25619 | 20.3125 | 10.5647 | 17.0341 | 17.0341 | 37.3542 | 0.25619 | 0 | 2024: 32.1504; 2025: 5.2038; 2026: 0; 2027: 4.364; 2028: 0; 2029: 0; 2030: 1.5828; 2031: 0; 2032: 0; 2033: 32.1504; 2034: 5.2038; 2035: 0; 2036: 4.364; 2039: 0.032024; 2040: 0.054045
2018-10-01 08:00 | 10 | 7 | 2 | 0 | 0 | 0.19714 | 0.81475 | 1.6295 | 1.5771 | 20.3125 | 10.5647 | 17.0341 | 17.0341 | 33.0991 | 1.5771 | 0 | 2024: 1.0637; 2025: 32.0354; 2026: 0; 2027: 26.865; 2028: 0; 2029: 0; 2030: 0.052368; 2031: 0; 2032: 0; 2033: 1.0637; 2034: 32.0354; 2035: 0; 2036: 26.865; 2039: 0.19714; 2040: 0.29344
2018-10-01 09:00 | 10 | 8 | 2 | 0 | 0 | 0.25187 | 0.84455 | 1.6891 | 2.015 | 20.3125 | 10.5647 | 17.0341 | 17.0341 | 34.3098 | 1.6891 | 0.32589 | 2024: 0; 2025: 34.3098; 2026: 3.443; 2027: 34.3237; 2028: 0.32589; 2029: 0.32589; 2030: 0; 2031: 0; 2032: 0; 2033: 0; 2034: 34.3098; 2035: 0; 2036: 34.3237; 2039: 0.25187; 2040: 0.35995
2018-10-01 10:00 | 10 | 9 | 2 | 0 | 0 | 0.31092 | 0.78314 | 1.5663 | 2.4873 | 20.3125 | 10.5647 | 17.0341 | 17.0341 | 31.8152 | 1.5663 | 0.92106 | 2024: 0; 2025: 31.8152; 2026: 9.7307; 2027: 42.3698; 2028: 0.92106; 2029: 1.247; 2030: 0; 2031: 0; 2032: 0; 2033: 0; 2034: 31.8152; 2035: 0; 2036: 42.3698; 2039: 0.31092; 2040: 0.37378
2018-10-01 11:00 | 10 | 10 | 2 | 0 | 0 | 0.28143 | 0.7827 | 1.5654 | 2.2514 | 20.3125 | 10.5647 | 17.0341 | 17.0341 | 31.7973 | 1.5654 | 0.686 | 2024: 0; 2025: 31.7973; 2026: 7.2475; 2027: 38.3508; 2028: 0.686; 2029: 1.933; 2030: 0; 2031: 0; 2032: 0; 2033: 0; 2034: 31.7973; 2035: 0; 2036: 38.3508; 2039: 0.28143; 2040: 0.29416
2018-10-01 12:00 | 10 | 11 | 2 | 0 | 0 | 0.37634 | 0.72784 | 1.4557 | 3.0107 | 20.3125 | 10.5647 | 17.0341 | 17.0341 | 29.5685 | 1.4557 | 1.555 | 2024: 0; 2025: 29.5685; 2026: 16.4286; 2027: 51.285; 2028: 1.555; 2029: 3.488; 2030: 0; 2031: 0; 2032: 0; 2033: 0; 2034: 29.5685; 2035: 0; 2036: 51.285; 2039: 0.37634; 2040: 0.64091
2018-10-01 13:00 | 10 | 12 | 2 | 0 | 0 | 0.58898 | 0.74363 | 1.4873 | 4.7119 | 20.3125 | 10.5647 | 17.0341 | 17.0341 | 30.21 | 1.4873 | 3.2246 | 2024: 0; 2025: 30.21; 2026: 34.0671; 2027: 80.2626; 2028: 3.2246; 2029: 6.7126; 2030: 0; 2031: 0; 2032: 0; 2033: 0; 2034: 30.21; 2035: 0; 2036: 80.2626; 2039: 0.58898; 2040: 0.47464
2018-10-01 14:00 | 10 | 13 | 2 | 0 | 0 | 0.51358 | 0.89649 | 1.793 | 4.1086 | 20.3125 | 10.5647 | 17.0341 | 17.0341 | 36.4198 | 1.793 | 2.3156 | 2024: 0; 2025: 36.4198; 2026: 24.4641; 2027: 69.9868; 2028: 2.3156; 2029: 9.0282; 2030: 0; 2031: 0; 2032: 0; 2033: 0; 2034: 36.4198; 2035: 0; 2036: 69.9868; 2039: 0.51358; 2040: 0.54728
2018-10-01 15:00 | 10 | 14 | 2 | 0 | 0 | 0.3966 | 1.0081 | 2.0161 | 3.1728 | 20.3125 | 10.5647 | 17.0341 | 17.0341 | 40.953 | 2.0161 | 1.1567 | 2024: 0; 2025: 40.953; 2026: 12.22; 2027: 54.0463; 2028: 1.1567; 2029: 10.1849; 2030: 0; 2031: 0; 2032: 0; 2033: 0; 2034: 40.953; 2035: 0; 2036: 54.0463; 2039: 0.3966; 2040: 0.41395
2018-10-01 16:00 | 10 | 15 | 2 | 0 | 1 | 0.23759 | 1.1353 | 2.2706 | 1.9007 | 21.7915 | 12.0437 | 17.0341 | 17.0341 | 49.4799 | 1.9007 | 0 | 2024: 8.0607; 2025: 41.4191; 2026: 0; 2027: 32.3769; 2028: 0; 2029: 10.1849; 2030: 0.3699; 2031: 0.3699; 2032: 0; 2033: 0; 2034: 49.4799; 2035: 0; 2036: 32.3769; 2039: 0.23759; 2040: 0.24274
2018-10-01 17:00 | 10 | 16 | 2 | 0 | 1 | 0.038332 | 1.0785 | 2.1571 | 0.30666 | 21.7915 | 12.0437 | 17.0341 | 17.0341 | 47.0063 | 0.30666 | 0 | 2024: 40.3238; 2025: 6.6826; 2026: 0; 2027: 5.2237; 2028: 0; 2029: 9.7828; 2030: 1.8504; 2031: 1.8504; 2032: 0; 2033: 0; 2034: 47.0063; 2035: 0; 2036: 5.2237; 2039: 0.038332; 2040: 0.051031
2018-10-01 18:00 | 10 | 17 | 2 | 0 | 1 | 0 | 1.14 | 2.28 | 0 | 21.7915 | 12.0437 | 17.0341 | 17.0341 | 49.6838 | 0 | 0 | 2024: 49.6838; 2025: 0; 2026: 0; 2027: 0; 2028: 0; 2029: 7.7715; 2030: 2.28; 2031: 2.28; 2032: 0; 2033: 0; 2034: 49.6838; 2035: 0; 2036: 0; 2039: 0; 2040: 0
2018-10-01 19:00 | 10 | 18 | 2 | 0 | 1 | 0 | 1.1426 | 2.2852 | 0 | 21.7915 | 12.0437 | 17.0341 | 17.0341 | 49.7987 | 0 | 0 | 2024: 49.7987; 2025: 0; 2026: 0; 2027: 0; 2028: 0; 2029: 5.2933; 2030: 2.2852; 2031: 2.2852; 2032: 0; 2033: 0; 2034: 49.7987; 2035: 0; 2036: 0; 2039: 0; 2040: 0
2018-10-01 20:00 | 10 | 19 | 2 | 0 | 0 | 0 | 0.9961 | 1.9922 | 0 | 20.3125 | 10.5647 | 17.0341 | 17.0341 | 40.4667 | 0 | 0 | 2024: 40.4667; 2025: 0; 2026: 0; 2027: 0; 2028: 0; 2029: 2.8093; 2030: 1.9922; 2031: 1.9922; 2032: 0; 2033: 0; 2034: 40.4667; 2035: 0; 2036: 0; 2039: 0; 2040: 0
2018-10-01 21:00 | 10 | 20 | 2 | 0 | 0 | 0 | 0.7604 | 1.5208 | 0 | 20.3125 | 10.5647 | 17.0341 | 17.0341 | 30.8914 | 0 | 0 | 2024: 30.8914; 2025: 0; 2026: 0; 2027: 0; 2028: 0; 2029: 0.64388; 2030: 1.5208; 2031: 0.59237; 2032: 0; 2033: 18.8589; 2034: 12.0325; 2035: 0; 2036: 0; 2039: 0; 2040: 0
2018-10-01 22:00 | 10 | 21 | 2 | 0 | 0 | 0 | 0.55545 | 1.1109 | 0 | 20.3125 | 10.5647 | 17.0341 | 17.0341 | 22.5653 | 0 | 0 | 2024: 22.5653; 2025: 0; 2026: 0; 2027: 0; 2028: 0; 2029: 0; 2030: 1.1109; 2031: 0; 2032: 0; 2033: 22.5653; 2034: 0; 2035: 0; 2036: 0; 2039: 0; 2040: 0
2018-10-01 23:00 | 10 | 22 | 2 | 0 | 0 | 0 | 0.47944 | 0.95888 | 0 | 20.3125 | 10.5647 | 17.0341 | 17.0341 | 19.4773 | 0 | 0 | 2024: 19.4773; 2025: 0; 2026: 0; 2027: 0; 2028: 0; 2029: 0; 2030: 0.95888; 2031: 0; 2032: 0; 2033: 19.4773; 2034: 0; 2035: 0; 2036: 0; 2039: 0; 2040: 0
2018-10-02 | 10 | 23 | 2 | 0 | 0 | 0 | 0.43135 | 0.8627 | 0 | 20.3125 | 10.5647 | 17.0341 | 17.0341 | 17.5237 | 0 | 0 | 2024: 17.5237; 2025: 0; 2026: 0; 2027: 0; 2028: 0; 2029: 0; 2030: 0.8627; 2031: 0; 2032: 0; 2033: 17.5237; 2034: 0; 2035: 0; 2036: 0; 2039: 0; 2040: 0
2018-10-02 01:00 | 10 | 0 | 3 | 0 | 0 | 0 | 0.42039 | 0.84078 | 0 | 20.3125 | 10.5647 | 17.0341 | 17.0341 | 17.0784 | 0 | 0 | 2024: 17.0784; 2025: 0; 2026: 0; 2027: 0; 2028: 0; 2029: 0; 2030: 0.84078; 2031: 0; 2032: 0; 2033: 17.0784; 2034: 0; 2035: 0; 2036: 0; 2039: 0; 2040: 0
2018-10-02 02:00 | 10 | 1 | 3 | 0 | 0 | 0 | 0.41313 | 0.82626 | 0 | 20.3125 | 10.5647 | 17.0341 | 17.0341 | 16.7835 | 0 | 0 | 2024: 16.7835; 2025: 0; 2026: 0; 2027: 0; 2028: 0; 2029: 0; 2030: 0.82626; 2031: 0; 2032: 0; 2033: 16.7835; 2034: 0; 2035: 0; 2036: 0; 2039: 0; 2040: 0
2018-10-02 03:00 | 10 | 2 | 3 | 0 | 0 | 0 | 0.41599 | 0.83198 | 0 | 20.3125 | 10.5647 | 17.0341 | 17.0341 | 16.8996 | 0 | 0 | 2024: 16.8996; 2025: 0; 2026: 0; 2027: 0; 2028: 0; 2029: 0; 2030: 0.83198; 2031: 0; 2032: 0; 2033: 16.8996; 2034: 0; 2035: 0; 2036: 0; 2039: 0; 2040: 0
2018-10-02 04:00 | 10 | 3 | 3 | 0 | 0 | 0 | 0.46089 | 0.92179 | 0 | 20.3125 | 10.5647 | 17.0341 | 17.0341 | 18.7238 | 0 | 0 | 2024: 18.7238; 2025: 0; 2026: 0; 2027: 0; 2028: 0; 2029: 0; 2030: 0.92179; 2031: 0; 2032: 0; 2033: 18.7238; 2034: 0; 2035: 0; 2036: 0; 2039: 0; 2040: 0
2018-10-02 05:00 | 10 | 4 | 3 | 0 | 0 | 0 | 0.61251 | 1.225 | 0 | 20.3125 | 10.5647 | 17.0341 | 17.0341 | 24.8832 | 0 | 0 | 2024: 24.8832; 2025: 0; 2026: 0; 2027: 0; 2028: 0; 2029: 0; 2030: 1.225; 2031: 0; 2032: 0; 2033: 24.8832; 2034: 0; 2035: 0; 2036: 0; 2039: 0; 2040: 0
2018-10-02 06:00 | 10 | 5 | 3 | 0 | 0 | 0 | 0.72465 | 1.4493 | 0 | 20.3125 | 10.5647 | 17.0341 | 17.0341 | 29.439 | 0 | 0 | 2024: 29.439; 2025: 0; 2026: 0; 2027: 0; 2028: 0; 2029: 0; 2030: 1.4493; 2031: 0; 2032: 0; 2033: 29.439; 2034: 0; 2035: 0; 2036: 0; 2039: 0; 2040: 0
2018-10-02 07:00 | 10 | 6 | 3 | 0 | 0 | 0.10415 | 0.81743 | 1.6349 | 0.83317 | 20.3125 | 10.5647 | 17.0341 | 17.0341 | 33.2081 | 0.83317 | 0 | 2024: 16.2844; 2025: 16.9237; 2026: 0; 2027: 14.1923; 2028: 0; 2029: 0; 2030: 0.80169; 2031: 0; 2032: 0; 2033: 16.2844; 2034: 16.9237; 2035: 0; 2036: 14.1923; 2039: 0.10415; 2040: 0.1054
2018-10-02 08:00 | 10 | 7 | 3 | 0 | 0 | 0.29326 | 0.88017 | 1.7603 | 2.3461 | 20.3125 | 10.5647 | 17.0341 | 17.0341 | 35.757 | 1.7603 | 0.58577 | 2024: 0; 2025: 35.757; 2026: 6.1885; 2027: 39.964; 2028: 0.58577; 2029: 0.58577; 2030: 0; 2031: 0; 2032: 0; 2033: 0; 2034: 35.757; 2035: 0; 2036: 39.964; 2039: 0.29326; 2040: 0.30957
2018-10-02 09:00 | 10 | 8 | 3 | 0 | 0 | 0.44008 | 0.84533 | 1.6907 | 3.5206 | 20.3125 | 10.5647 | 17.0341 | 17.0341 | 34.3414 | 1.6907 | 1.83 | 2024: 0; 2025: 34.3414; 2026: 19.3332; 2027: 59.9708; 2028: 1.83; 2029: 2.4157; 2030: 0; 2031: 0; 2032: 0; 2033: 0; 2034: 34.3414; 2035: 0; 2036: 59.9708; 2039: 0.44008; 2040: 0.475
2018-10-02 10:00 | 10 | 9 | 3 | 0 | 0 | 0.54255 | 0.7744 | 1.5488 | 4.3404 | 20.3125 | 10.5647 | 17.0341 | 17.0341 | 31.4599 | 1.5488 | 2.7916 | 2024: 0; 2025: 31.4599; 2026: 29.4926; 2027: 73.935; 2028: 2.7916; 2029: 5.2073; 2030: 0; 2031: 0; 2032: 0; 2033: 0; 2034: 31.4599; 2035: 0; 2036: 73.935; 2039: 0.54255; 2040: 0.58665
2018-10-02 11:00 | 10 | 10 | 3 | 0 | 0 | 0.6033 | 0.77187 | 1.5437 | 4.8264 | 20.3125 | 10.5647 | 17.0341 | 17.0341 | 31.3573 | 1.5437 | 3.2827 | 2024: 0; 2025: 31.3573; 2026: 34.6805; 2027: 82.2137; 2028: 3.2827; 2029: 8.49; 2030: 0; 2031: 0; 2032: 0; 2033: 0; 2034: 31.3573; 2035: 0; 2036: 82.2137; 2039: 0.6033; 2040: 0.66037
2018-10-02 12:00 | 10 | 11 | 3 | 0 | 0 | 0.6245 | 0.74159 | 1.4832 | 4.996 | 20.3125 | 10.5647 | 17.0341 | 17.0341 | 30.1271 | 1.4832 | 3.5129 | 2024: 0; 2025: 30.1271; 2026: 37.1124; 2027: 85.1033; 2028: 3.5129; 2029: 12.0029; 2030: 0; 2031: 0; 2032: 0; 2033: 0; 2034: 30.1271; 2035: 0; 2036: 85.1033; 2039: 0.6245; 2040: 0.68376
2018-10-02 13:00 | 10 | 12 | 3 | 0 | 0 | 0.60244 | 0.673 | 1.346 | 4.8195 | 20.3125 | 10.5647 | 17.0341 | 17.0341 | 27.3407 | 1.346 | 3.4735 | 2024: 0; 2025: 27.3407; 2026: 36.6964; 2027: 82.0957; 2028: 0.49713; 2029: 12.5; 2030: 0; 2031: 0; 2032: 2.9763; 2033: 0; 2034: 27.3407; 2035: 31.4443; 2036: 82.0957; 2039: 0.60244; 2040: 0.66097
2018-10-02 14:00 | 10 | 13 | 3 | 0 | 0 | 0.53441 | 0.69866 | 1.3973 | 4.2753 | 20.3125 | 10.5647 | 17.0341 | 17.0341 | 28.3829 | 1.3973 | 2.878 | 2024: 0; 2025: 28.3829; 2026: 30.4049; 2027: 72.8257; 2028: 0; 2029: 12.5; 2030: 0; 2031: 0; 2032: 2.878; 2033: 0; 2034: 28.3829; 2035: 30.4049; 2036: 72.8257; 2039: 0.53441; 2040: 0.58368
2018-10-02 15:00 | 10 | 14 | 3 | 0 | 0 | 0.42338 | 0.82386 | 1.6477 | 3.387 | 20.3125 | 10.5647 | 17.0341 | 17.0341 | 33.4691 | 1.6477 | 1.7393 | 2024: 0; 2025: 33.4691; 2026: 18.3752; 2027: 57.6948; 2028: 0; 2029: 12.5; 2030: 0; 2031: 0; 2032: 1.7393; 2033: 0; 2034: 33.4691; 2035: 18.3752; 2036: 57.6948; 2039: 0.42338; 2040: 0.45762
2018-10-02 16:00 | 10 | 15 | 3 | 0 | 1 | 0.25979 | 0.8786 | 1.7572 | 2.0783 | 21.7915 | 12.0437 | 17.0341 | 17.0341 | 38.2919 | 1.7572 | 0.32114 | 2024: 0; 2025: 38.2919; 2026: 3.8677; 2027: 35.4027; 2028: 0; 2029: 12.5; 2030: 0; 2031: 0; 2032: 0.32114; 2033: 0; 2034: 38.2919; 2035: 3.8677; 2036: 35.4027; 2039: 0.25979; 2040: 0.27775
2018-10-02 17:00 | 10 | 16 | 3 | 0 | 1 | 0.072102 | 1.0276 | 2.0553 | 0.57681 | 21.7915 | 12.0437 | 17.0341 | 17.0341 | 44.7874 | 0.57681 | 0 | 2024: 32.2178; 2025: 12.5696; 2026: 0; 2027: 9.8255; 2028: 0; 2029: 12.5; 2030: 1.4785; 2031: 1.4785; 2032: 0; 2033: 0; 2034: 44.7874; 2035: 0; 2036: 9.8255; 2039: 0.072102; 2040: 0.074134
2018-10-02 18:00 | 10 | 17 | 3 | 0 | 1 | 0 | 1.0315 | 2.063 | 0 | 21.7915 | 12.0437 | 17.0341 | 17.0341 | 44.9548 | 0 | 0 | 2024: 44.9548; 2025: 0; 2026: 0; 2027: 0; 2028: 0; 2029: 10.893; 2030: 2.063; 2031: 2.063; 2032: 0; 2033: 0; 2034: 44.9548; 2035: 0; 2036: 0; 2039: 0; 2040: 0
2018-10-02 19:00 | 10 | 18 | 3 | 0 | 1 | 0 | 1.092 | 2.1841 | 0 | 21.7915 | 12.0437 | 17.0341 | 17.0341 | 47.5943 | 0 | 0 | 2024: 47.5943; 2025: 0; 2026: 0; 2027: 0; 2028: 0; 2029: 8.6506; 2030: 2.1841; 2031: 2.1841; 2032: 0; 2033: 0; 2034: 47.5943; 2035: 0; 2036: 0; 2039: 0; 2040: 0
2018-10-02 20:00 | 10 | 19 | 3 | 0 | 0 | 0 | 1.0626 | 2.1253 | 0 | 20.3125 | 10.5647 | 17.0341 | 17.0341 | 43.1695 | 0 | 0 | 2024: 43.1695; 2025: 0; 2026: 0; 2027: 0; 2028: 0; 2029: 6.2766; 2030: 2.1253; 2031: 2.1253; 2032: 0; 2033: 0; 2034: 43.1695; 2035: 0; 2036: 0; 2039: 0; 2040: 0
2018-10-02 21:00 | 10 | 20 | 3 | 0 | 0 | 0 | 0.82879 | 1.6576 | 0 | 20.3125 | 10.5647 | 17.0341 | 17.0341 | 33.6696 | 0 | 0 | 2024: 33.6696; 2025: 0; 2026: 0; 2027: 0; 2028: 0; 2029: 3.9666; 2030: 1.6576; 2031: 1.6576; 2032: 0; 2033: 0; 2034: 33.6696; 2035: 0; 2036: 0; 2039: 0; 2040: 0
2018-10-02 22:00 | 10 | 21 | 3 | 0 | 0 | 0 | 0.7584 | 1.5168 | 0 | 20.3125 | 10.5647 | 17.0341 | 17.0341 | 30.8101 | 0 | 0 | 2024: 30.8101; 2025: 0; 2026: 0; 2027: 0; 2028: 0; 2029: 2.1649; 2030: 1.5168; 2031: 1.5168; 2032: 0; 2033: 0; 2034: 30.8101; 2035: 0; 2036: 0; 2039: 0; 2040: 0
2018-10-02 23:00 | 10 | 22 | 3 | 0 | 0 | 0 | 0.71089 | 1.4218 | 0 | 20.3125 | 10.5647 | 17.0341 | 17.0341 | 28.8799 | 0 | 0 | 2024: 28.8799; 2025: 0; 2026: 0; 2027: 0; 2028: 0; 2029: 0.51616; 2030: 1.4218; 2031: 0.47486; 2032: 0; 2033: 19.2343; 2034: 9.6457; 2035: 0; 2036: 0; 2039: 0; 2040: 0
2018-10-03 | 10 | 23 | 3 | 0 | 0 | 0 | 0.64937 | 1.2987 | 0 | 20.3125 | 10.5647 | 17.0341 | 17.0341 | 26.3806 | 0 | 0 | 2024: 26.3806; 2025: 0; 2026: 0; 2027: 0; 2028: 0; 2029: 0; 2030: 1.2987; 2031: 0; 2032: 0; 2033: 26.3806; 2034: 0; 2035: 0; 2036: 0; 2039: 0; 2040: 0
2018-10-03 01:00 | 10 | 0 | 4 | 0 | 0 | 0 | 0.64432 | 1.2886 | 0 | 20.3125 | 10.5647 | 17.0341 | 17.0341 | 26.1753 | 0 | 0 | 2024: 26.1753; 2025: 0; 2026: 0; 2027: 0; 2028: 0; 2029: 0; 2030: 1.2886; 2031: 0; 2032: 0; 2033: 26.1753; 2034: 0; 2035: 0; 2036: 0; 2039: 0; 2040: 0
2018-10-03 02:00 | 10 | 1 | 4 | 0 | 0 | 0 | 0.68725 | 1.3745 | 0 | 20.3125 | 10.5647 | 17.0341 | 17.0341 | 27.9193 | 0 | 0 | 2024: 27.9193; 2025: 0; 2026: 0; 2027: 0; 2028: 0; 2029: 0; 2030: 1.3745; 2031: 0; 2032: 0; 2033: 27.9193; 2034: 0; 2035: 0; 2036: 0; 2039: 0; 2040: 0
2018-10-03 03:00 | 10 | 2 | 4 | 0 | 0 | 0 | 0.72574 | 1.4515 | 0 | 20.3125 | 10.5647 | 17.0341 | 17.0341 | 29.4831 | 0 | 0 | 2024: 29.4831; 2025: 0; 2026: 0; 2027: 0; 2028: 0; 2029: 0; 2030: 1.4515; 2031: 0; 2032: 0; 2033: 29.4831; 2034: 0; 2035: 0; 2036: 0; 2039: 0; 2040: 0
2018-10-03 04:00 | 10 | 3 | 4 | 0 | 0 | 0 | 0.78818 | 1.5764 | 0 | 20.3125 | 10.5647 | 17.0341 | 17.0341 | 32.0197 | 0 | 0 | 2024: 32.0197; 2025: 0; 2026: 0; 2027: 0; 2028: 0; 2029: 0; 2030: 1.5764; 2031: 0; 2032: 0; 2033: 32.0197; 2034: 0; 2035: 0; 2036: 0; 2039: 0; 2040: 0
2018-10-03 05:00 | 10 | 4 | 4 | 0 | 0 | 0 | 0.95616 | 1.9123 | 0 | 20.3125 | 10.5647 | 17.0341 | 17.0341 | 38.8439 | 0 | 0 | 2024: 38.8439; 2025: 0; 2026: 0; 2027: 0; 2028: 0; 2029: 0; 2030: 1.9123; 2031: 0; 2032: 0; 2033: 38.8439; 2034: 0; 2035: 0; 2036: 0; 2039: 0; 2040: 0
2018-10-03 06:00 | 10 | 5 | 4 | 0 | 0 | 0 | 1.0859 | 2.1718 | 0 | 20.3125 | 10.5647 | 17.0341 | 17.0341 | 44.1139 | 0 | 0 | 2024: 44.1139; 2025: 0; 2026: 0; 2027: 0; 2028: 0; 2029: 0; 2030: 2.1718; 2031: 0; 2032: 0; 2033: 44.1139; 2034: 0; 2035: 0; 2036: 0; 2039: 0; 2040: 0
2018-10-03 07:00 | 10 | 6 | 4 | 0 | 0 | 0.10577 | 1.1028 | 2.2057 | 0.84614 | 20.3125 | 10.5647 | 17.0341 | 17.0341 | 44.8029 | 0.84614 | 0 | 2024: 27.6157; 2025: 17.1871; 2026: 0; 2027: 14.4132; 2028: 0; 2029: 0; 2030: 1.3595; 2031: 0; 2032: 0; 2033: 27.6157; 2034: 17.1871; 2035: 0; 2036: 14.4132; 2039: 0.10577; 2040: 0.1099
2018-10-03 08:00 | 10 | 7 | 4 | 0 | 0 | 0.30509 | 1.0199 | 2.0398 | 2.4407 | 20.3125 | 10.5647 | 17.0341 | 17.0341 | 41.4331 | 2.0398 | 0.40094 | 2024: 0; 2025: 41.4331; 2026: 4.2358; 2027: 41.5756; 2028: 0.40094; 2029: 0.40094; 2030: 0; 2031: 0; 2032: 0; 2033: 0; 2034: 41.4331; 2035: 0; 2036: 41.5756; 2039: 0.30509; 2040: 0.32614
2018-10-03 09:00 | 10 | 8 | 4 | 0 | 0 | 0.46506 | 0.86516 | 1.7303 | 3.7205 | 20.3125 | 10.5647 | 17.0341 | 17.0341 | 35.1473 | 1.7303 | 1.9901 | 2024: 0; 2025: 35.1473; 2026: 21.0253; 2027: 63.3751; 2028: 1.9901; 2029: 2.3911; 2030: 0; 2031: 0; 2032: 0; 2033: 0; 2034: 35.1473; 2035: 0; 2036: 63.3751; 2039: 0.46506; 2040: 0.5055
2018-10-03 10:00 | 10 | 9 | 4 | 0 | 0 | 0.57803 | 0.77101 | 1.542 | 4.6242 | 20.3125 | 10.5647 | 17.0341 | 17.0341 | 31.3222 | 1.542 | 3.0822 | 2024: 0; 2025: 31.3222; 2026: 32.5625; 2027: 78.7693; 2028: 3.0822; 2029: 5.4733; 2030: 0; 2031: 0; 2032: 0; 2033: 0; 2034: 31.3222; 2035: 0; 2036: 78.7693; 2039: 0.57803; 2040: 0.63589
2018-10-03 11:00 | 10 | 10 | 4 | 0 | 0 | 0.64636 | 0.75338 | 1.5068 | 5.1709 | 20.3125 | 10.5647 | 17.0341 | 17.0341 | 30.6059 | 1.5068 | 3.6642 | 2024: 0; 2025: 30.6059; 2026: 38.7109; 2027: 88.0821; 2028: 3.6642; 2029: 9.1374; 2030: 0; 2031: 0; 2032: 0; 2033: 0; 2034: 30.6059; 2035: 0; 2036: 88.0821; 2039: 0.64636; 2040: 0.70958
2018-10-03 12:00 | 10 | 11 | 4 | 0 | 0 | 0.66753 | 0.7254 | 1.4508 | 5.3402 | 20.3125 | 10.5647 | 17.0341 | 17.0341 | 29.4694 | 1.4508 | 3.8894 | 2024: 0; 2025: 29.4694; 2026: 41.091; 2027: 90.9666; 2028: 3.3626; 2029: 12.5; 2030: 0; 2031: 0; 2032: 0.52687; 2033: 0; 2034: 29.4694; 2035: 5.5662; 2036: 90.9666; 2039: 0.66753; 2040: 0.73153
2018-10-03 13:00 | 10 | 12 | 4 | 0 | 0 | 0.63792 | 0.70596 | 1.4119 | 5.1033 | 20.3125 | 10.5647 | 17.0341 | 17.0341 | 28.6794 | 1.4119 | 3.6914 | 2024: 0; 2025: 28.6794; 2026: 38.9988; 2027: 86.9307; 2028: 0; 2029: 12.5; 2030: 0; 2031: 0; 2032: 3.6914; 2033: 0; 2034: 28.6794; 2035: 38.9988; 2036: 86.9307; 2039: 0.63792; 2040: 0.69944
2018-10-03 14:00 | 10 | 13 | 4 | 0 | 0 | 0.55748 | 0.68854 | 1.3771 | 4.4598 | 20.3125 | 10.5647 | 17.0341 | 17.0341 | 27.9721 | 1.3771 | 3.0827 | 2024: 0; 2025: 27.9721; 2026: 32.5684; 2027: 75.9694; 2028: 0; 2029: 12.5; 2030: 0; 2031: 0; 2032: 3.0827; 2033: 0; 2034: 27.9721; 2035: 32.5684; 2036: 75.9694; 2039: 0.55748; 2040: 0.61314
2018-10-03 15:00 | 10 | 14 | 4 | 0 | 0 | 0.43158 | 0.8371 | 1.6742 | 3.4527 | 20.3125 | 10.5647 | 17.0341 | 17.0341 | 34.0071 | 1.6742 | 1.7785 | 2024: 0; 2025: 34.0071; 2026: 18.7889; 2027: 58.813; 2028: 0; 2029: 12.5; 2030: 0; 2031: 0; 2032: 1.7785; 2033: 0; 2034: 34.0071; 2035: 18.7889; 2036: 58.813; 2039: 0.43158; 2040: 0.46977
2018-10-03 16:00 | 10 | 15 | 4 | 0 | 1 | 0.2549 | 0.87605 | 1.7521 | 2.0392 | 21.7915 | 12.0437 | 17.0341 | 17.0341 | 38.1809 | 1.7521 | 0.28711 | 2024: 0; 2025: 38.1809; 2026: 3.4579; 2027: 34.7363; 2028: 0; 2029: 12.5; 2030: 0; 2031: 0; 2032: 0.28711; 2033: 0; 2034: 38.1809; 2035: 3.4579; 2036: 34.7363; 2039: 0.2549; 2040: 0.2737
2018-10-03 17:00 | 10 | 16 | 4 | 0 | 1 | 0.063584 | 0.97911 | 1.9582 | 0.50867 | 21.7915 | 12.0437 | 17.0341 | 17.0341 | 42.6727 | 0.50867 | 0 | 2024: 31.588; 2025: 11.0847; 2026: 0; 2027: 8.6648; 2028: 0; 2029: 12.5; 2030: 1.4496; 2031: 1.4496; 2032: 0; 2033: 0; 2034: 42.6727; 2035: 0; 2036: 8.6648; 2039: 0.063584; 2040: 0.065206
2018-10-03 18:00 | 10 | 17 | 4 | 0 | 1 | 0 | 0.97186 | 1.9437 | 0 | 21.7915 | 12.0437 | 17.0341 | 17.0341 | 42.3567 | 0 | 0 | 2024: 42.3567; 2025: 0; 2026: 0; 2027: 0; 2028: 0; 2029: 10.9244; 2030: 1.9437; 2031: 1.9437; 2032: 0; 2033: 0; 2034: 42.3567; 2035: 0; 2036: 0; 2039: 0; 2040: 0
2018-10-03 19:00 | 10 | 18 | 4 | 0 | 1 | 0 | 1.0362 | 2.0724 | 0 | 21.7915 | 12.0437 | 17.0341 | 17.0341 | 45.1597 | 0 | 0 | 2024: 45.1597; 2025: 0; 2026: 0; 2027: 0; 2028: 0; 2029: 8.8116; 2030: 2.0724; 2031: 2.0724; 2032: 0; 2033: 0; 2034: 45.1597; 2035: 0; 2036: 0; 2039: 0; 2040: 0
2018-10-03 20:00 | 10 | 19 | 4 | 0 | 0 | 0 | 0.9727 | 1.9454 | 0 | 20.3125 | 10.5647 | 17.0341 | 17.0341 | 39.5159 | 0 | 0 | 2024: 39.5159; 2025: 0; 2026: 0; 2027: 0; 2028: 0; 2029: 6.5591; 2030: 1.9454; 2031: 1.9454; 2032: 0; 2033: 0; 2034: 39.5159; 2035: 0; 2036: 0; 2039: 0; 2040: 0
2018-10-03 21:00 | 10 | 20 | 4 | 0 | 0 | 0 | 0.79861 | 1.5972 | 0 | 20.3125 | 10.5647 | 17.0341 | 17.0341 | 32.4436 | 0 | 0 | 2024: 32.4436; 2025: 0; 2026: 0; 2027: 0; 2028: 0; 2029: 4.4445; 2030: 1.5972; 2031: 1.5972; 2032: 0; 2033: 0; 2034: 32.4436; 2035: 0; 2036: 0; 2039: 0; 2040: 0
2018-10-03 22:00 | 10 | 21 | 4 | 0 | 0 | 0 | 0.60411 | 1.2082 | 0 | 20.3125 | 10.5647 | 17.0341 | 17.0341 | 24.542 | 0 | 0 | 2024: 24.542; 2025: 0; 2026: 0; 2027: 0; 2028: 0; 2029: 2.7084; 2030: 1.2082; 2031: 1.2082; 2032: 0; 2033: 0; 2034: 24.542; 2035: 0; 2036: 0; 2039: 0; 2040: 0
2018-10-03 23:00 | 10 | 22 | 4 | 0 | 0 | 0 | 0.50799 | 1.016 | 0 | 20.3125 | 10.5647 | 17.0341 | 17.0341 | 20.6373 | 0 | 0 | 2024: 20.6373; 2025: 0; 2026: 0; 2027: 0; 2028: 0; 2029: 1.3951; 2030: 1.016; 2031: 1.016; 2032: 0; 2033: 0; 2034: 20.6373; 2035: 0; 2036: 0; 2039: 0; 2040: 0
2018-10-04 | 10 | 23 | 4 | 0 | 0 | 0 | 0.47952 | 0.95903 | 0 | 20.3125 | 10.5647 | 17.0341 | 17.0341 | 19.4803 | 0 | 0 | 2024: 19.4803; 2025: 0; 2026: 0; 2027: 0; 2028: 0; 2029: 0.29079; 2030: 0.95903; 2031: 0.26753; 2032: 0; 2033: 14.0461; 2034: 5.4342; 2035: 0; 2036: 0; 2039: 0; 2040: 0
2018-10-04 01:00 | 10 | 0 | 5 | 0 | 0 | 0 | 0.47574 | 0.95147 | 0 | 20.3125 | 10.5647 | 17.0341 | 17.0341 | 19.3268 | 0 | 0 | 2024: 19.3268; 2025: 0; 2026: 0; 2027: 0; 2028: 0; 2029: 0; 2030: 0.95147; 2031: 0; 2032: 0; 2033: 19.3268; 2034: 0; 2035: 0; 2036: 0; 2039: 0; 2040: 0
2018-10-04 02:00 | 10 | 1 | 5 | 0 | 0 | 0 | 0.48122 | 0.96244 | 0 | 20.3125 | 10.5647 | 17.0341 | 17.0341 | 19.5496 | 0 | 0 | 2024: 19.5496; 2025: 0; 2026: 0; 2027: 0; 2028: 0; 2029: 0; 2030: 0.96244; 2031: 0; 2032: 0; 2033: 19.5496; 2034: 0; 2035: 0; 2036: 0; 2039: 0; 2040: 0
2018-10-04 03:00 | 10 | 2 | 5 | 0 | 0 | 0 | 0.50586 | 1.0117 | 0 | 20.3125 | 10.5647 | 17.0341 | 17.0341 | 20.5505 | 0 | 0 | 2024: 20.5505; 2025: 0; 2026: 0; 2027: 0; 2028: 0; 2029: 0; 2030: 1.0117; 2031: 0; 2032: 0; 2033: 20.5505; 2034: 0; 2035: 0; 2036: 0; 2039: 0; 2040: 0
2018-10-04 04:00 | 10 | 3 | 5 | 0 | 0 | 0 | 0.57479 | 1.1496 | 0 | 20.3125 | 10.5647 | 17.0341 | 17.0341 | 23.3508 | 0 | 0 | 2024: 23.3508; 2025: 0; 2026: 0; 2027: 0; 2028: 0; 2029: 0; 2030: 1.1496; 2031: 0; 2032: 0; 2033: 23.3508; 2034: 0; 2035: 0; 2036: 0; 2039: 0; 2040: 0
2018-10-04 05:00 | 10 | 4 | 5 | 0 | 0 | 0 | 0.73508 | 1.4702 | 0 | 20.3125 | 10.5647 | 17.0341 | 17.0341 | 29.8624 | 0 | 0 | 2024: 29.8624; 2025: 0; 2026: 0; 2027: 0; 2028: 0; 2029: 0; 2030: 1.4702; 2031: 0; 2032: 0; 2033: 29.8624; 2034: 0; 2035: 0; 2036: 0; 2039: 0; 2040: 0
2018-10-04 06:00 | 10 | 5 | 5 | 0 | 0 | 0 | 0.84505 | 1.6901 | 0 | 20.3125 | 10.5647 | 17.0341 | 17.0341 | 34.3302 | 0 | 0 | 2024: 34.3302; 2025: 0; 2026: 0; 2027: 0; 2028: 0; 2029: 0; 2030: 1.6901; 2031: 0; 2032: 0; 2033: 34.3302; 2034: 0; 2035: 0; 2036: 0; 2039: 0; 2040: 0
2018-10-04 07:00 | 10 | 6 | 5 | 0 | 0 | 0.012387 | 0.8837 | 1.7674 | 0.099099 | 20.3125 | 10.5647 | 17.0341 | 17.0341 | 35.9002 | 0.099099 | 0 | 2024: 33.8872; 2025: 2.013; 2026: 0; 2027: 1.6881; 2028: 0; 2029: 0; 2030: 1.6683; 2031: 0; 2032: 0; 2033: 33.8872; 2034: 2.013; 2035: 0; 2036: 1.6881; 2039: 0.012387; 2040: 0.052544
2018-10-04 08:00 | 10 | 7 | 5 | 0 | 0 | 0.1589 | 0.83044 | 1.6609 | 1.2712 | 20.3125 | 10.5647 | 17.0341 | 17.0341 | 33.7365 | 1.2712 | 0 | 2024: 7.9158; 2025: 25.8208; 2026: 0; 2027: 21.6534; 2028: 0; 2029: 0; 2030: 0.3897; 2031: 0; 2032: 0; 2033: 7.9158; 2034: 25.8208; 2035: 0; 2036: 21.6534; 2039: 0.1589; 2040: 0.20366
2018-10-04 09:00 | 10 | 8 | 5 | 0 | 0 | 0.23273 | 0.8454 | 1.6908 | 1.8619 | 20.3125 | 10.5647 | 17.0341 | 17.0341 | 34.3444 | 1.6908 | 0.17106 | 2024: 0; 2025: 34.3444; 2026: 1.8072; 2027: 31.7153; 2028: 0.17106; 2029: 0.17106; 2030: 0; 2031: 0; 2032: 0; 2033: 0; 2034: 34.3444; 2035: 0; 2036: 31.7153; 2039: 0.23273; 2040: 0.1594
2018-10-04 10:00 | 10 | 9 | 5 | 0 | 0 | 0.18991 | 0.84678 | 1.6936 | 1.5193 | 20.3125 | 10.5647 | 17.0341 | 17.0341 | 34.4004 | 1.5193 | 0 | 2024: 3.5404; 2025: 30.8601; 2026: 0; 2027: 25.8794; 2028: 0; 2029: 0.17106; 2030: 0.1743; 2031: 0.15738; 2032: 0; 2033: 0.34366; 2034: 34.0568; 2035: 0; 2036: 25.8794; 2039: 0.18991; 2040: 0.38408
2018-10-04 11:00 | 10 | 10 | 5 | 0 | 0 | 0.43047 | 0.75253 | 1.5051 | 3.4438 | 20.3125 | 10.5647 | 17.0341 | 17.0341 | 30.5714 | 1.5051 | 1.9387 | 2024: 0; 2025: 30.5714; 2026: 20.4824; 2027: 58.6622; 2028: 1.9387; 2029: 1.9387; 2030: 0; 2031: 0; 2032: 0; 2033: 0; 2034: 30.5714; 2035: 0; 2036: 58.6622; 2039: 0.43047; 2040: 0.43003
2018-10-04 12:00 | 10 | 11 | 5 | 0 | 0 | 0.43515 | 0.75702 | 1.514 | 3.4812 | 20.3125 | 10.5647 | 17.0341 | 17.0341 | 30.7539 | 1.514 | 1.9671 | 2024: 0; 2025: 30.7539; 2026: 20.7824; 2027: 59.299; 2028: 1.9671; 2029: 3.9059; 2030: 0; 2031: 0; 2032: 0; 2033: 0; 2034: 30.7539; 2035: 0; 2036: 59.299; 2039: 0.43515; 2040: 0.38096
2018-10-04 13:00 | 10 | 12 | 5 | 0 | 0 | 0.16639 | 0.75643 | 1.5129 | 1.3311 | 20.3125 | 10.5647 | 17.0341 | 17.0341 | 30.7298 | 1.3311 | 0 | 2024: 3.6913; 2025: 27.0385; 2026: 0; 2027: 22.6746; 2028: 0; 2029: 3.9059; 2030: 0.18172; 2031: 0.18172; 2032: 0; 2033: 0; 2034: 30.7298; 2035: 0; 2036: 22.6746; 2039: 0.16639; 2040: 0.31384
2018-10-04 14:00 | 10 | 13 | 5 | 0 | 0 | 0.082236 | 0.76262 | 1.5252 | 0.65789 | 20.3125 | 10.5647 | 17.0341 | 17.0341 | 30.9813 | 0.65789 | 0 | 2024: 17.6179; 2025: 13.3634; 2026: 0; 2027: 11.2066; 2028: 0; 2029: 3.7084; 2030: 0.86734; 2031: 0.86734; 2032: 0; 2033: 0; 2034: 30.9813; 2035: 0; 2036: 11.2066; 2039: 0.082236; 2040: 0.05372
2018-10-04 15:00 | 10 | 14 | 5 | 0 | 0 | 0.063047 | 0.82469 | 1.6494 | 0.50438 | 20.3125 | 10.5647 | 17.0341 | 17.0341 | 33.503 | 0.50438 | 0 | 2024: 23.2578; 2025: 10.2452; 2026: 0; 2027: 8.5916; 2028: 0; 2029: 2.7656; 2030: 1.145; 2031: 1.145; 2032: 0; 2033: 0; 2034: 33.503; 2035: 0; 2036: 8.5916; 2039: 0.063047; 2040: 0.045593
2018-10-04 16:00 | 10 | 15 | 5 | 0 | 1 | 0.033133 | 0.97921 | 1.9584 | 0.26507 | 21.7915 | 12.0437 | 17.0341 | 17.0341 | 42.6767 | 0.26507 | 0 | 2024: 36.9005; 2025: 5.7762; 2026: 0; 2027: 4.5152; 2028: 0; 2029: 1.521; 2030: 1.6933; 2031: 1.3994; 2032: 0; 2033: 6.4064; 2034: 36.2702; 2035: 0; 2036: 4.5152; 2039: 0.033133; 2040: 0.050405
2018-10-04 17:00 | 10 | 16 | 5 | 0 | 1 | 0 | 1.0829 | 2.1658 | 0 | 21.7915 | 12.0437 | 17.0341 | 17.0341 | 47.1953 | 0 | 0 | 2024: 47.1953; 2025: 0; 2026: 0; 2027: 0; 2028: 0; 2029: 0; 2030: 2.1658; 2031: 0; 2032: 0; 2033: 47.1953; 2034: 0; 2035: 0; 2036: 0; 2039: 0; 2040: 0.0048117
2018-10-04 18:00 | 10 | 17 | 5 | 0 | 1 | 0 | 1.0799 | 2.1597 | 0 | 21.7915 | 12.0437 | 17.0341 | 17.0341 | 47.0638 | 0 | 0 | 2024: 47.0638; 2025: 0; 2026: 0; 2027: 0; 2028: 0; 2029: 0; 2030: 2.1597; 2031: 0; 2032: 0; 2033: 47.0638; 2034: 0; 2035: 0; 2036: 0; 2039: 0; 2040: 0
2018-10-04 19:00 | 10 | 18 | 5 | 0 | 1 | 0 | 1.0932 | 2.1864 | 0 | 21.7915 | 12.0437 | 17.0341 | 17.0341 | 47.6456 | 0 | 0 | 2024: 47.6456; 2025: 0; 2026: 0; 2027: 0; 2028: 0; 2029: 0; 2030: 2.1864; 2031: 0; 2032: 0; 2033: 47.6456; 2034: 0; 2035: 0; 2036: 0; 2039: 0; 2040: 0
2018-10-04 20:00 | 10 | 19 | 5 | 0 | 0 | 0 | 1.0717 | 2.1433 | 0 | 20.3125 | 10.5647 | 17.0341 | 17.0341 | 43.5363 | 0 | 0 | 2024: 43.5363; 2025: 0; 2026: 0; 2027: 0; 2028: 0; 2029: 0; 2030: 2.1433; 2031: 0; 2032: 0; 2033: 43.5363; 2034: 0; 2035: 0; 2036: 0; 2039: 0; 2040: 0
2018-10-04 21:00 | 10 | 20 | 5 | 0 | 0 | 0 | 0.83206 | 1.6641 | 0 | 20.3125 | 10.5647 | 17.0341 | 17.0341 | 33.8024 | 0 | 0 | 2024: 33.8024; 2025: 0; 2026: 0; 2027: 0; 2028: 0; 2029: 0; 2030: 1.6641; 2031: 0; 2032: 0; 2033: 33.8024; 2034: 0; 2035: 0; 2036: 0; 2039: 0; 2040: 0
2018-10-04 22:00 | 10 | 21 | 5 | 0 | 0 | 0 | 0.69306 | 1.3861 | 0 | 20.3125 | 10.5647 | 17.0341 | 17.0341 | 28.1557 | 0 | 0 | 2024: 28.1557; 2025: 0; 2026: 0; 2027: 0; 2028: 0; 2029: 0; 2030: 1.3861; 2031: 0; 2032: 0; 2033: 28.1557; 2034: 0; 2035: 0; 2036: 0; 2039: 0; 2040: 0
2018-10-04 23:00 | 10 | 22 | 5 | 0 | 0 | 0 | 0.62905 | 1.2581 | 0 | 20.3125 | 10.5647 | 17.0341 | 17.0341 | 25.5551 | 0 | 0 | 2024: 25.5551; 2025: 0; 2026: 0; 2027: 0; 2028: 0; 2029: 0; 2030: 1.2581; 2031: 0; 2032: 0; 2033: 25.5551; 2034: 0; 2035: 0; 2036: 0; 2039: 0; 2040: 0
2018-10-05 | 10 | 23 | 5 | 0 | 0 | 0 | 0.6026 | 1.2052 | 0 | 20.3125 | 10.5647 | 17.0341 | 17.0341 | 24.4807 | 0 | 0 | 2024: 24.4807; 2025: 0; 2026: 0; 2027: 0; 2028: 0; 2029: 0; 2030: 1.2052; 2031: 0; 2032: 0; 2033: 24.4807; 2034: 0; 2035: 0; 2036: 0; 2039: 0; 2040: 0
2018-10-05 01:00 | 10 | 0 | 6 | 0 | 0 | 0 | 0.59648 | 1.193 | 0 | 20.3125 | 10.5647 | 17.0341 | 17.0341 | 24.232 | 0 | 0 | 2024: 24.232; 2025: 0; 2026: 0; 2027: 0; 2028: 0; 2029: 0; 2030: 1.193; 2031: 0; 2032: 0; 2033: 24.232; 2034: 0; 2035: 0; 2036: 0; 2039: 0; 2040: 0
2018-10-05 02:00 | 10 | 1 | 6 | 0 | 0 | 0 | 0.61702 | 1.234 | 0 | 20.3125 | 10.5647 | 17.0341 | 17.0341 | 25.0663 | 0 | 0 | 2024: 25.0663; 2025: 0; 2026: 0; 2027: 0; 2028: 0; 2029: 0; 2030: 1.234; 2031: 0; 2032: 0; 2033: 25.0663; 2034: 0; 2035: 0; 2036: 0; 2039: 0; 2040: 0
2018-10-05 03:00 | 10 | 2 | 6 | 0 | 0 | 0 | 0.67712 | 1.3542 | 0 | 20.3125 | 10.5647 | 17.0341 | 17.0341 | 27.5078 | 0 | 0 | 2024: 27.5078; 2025: 0; 2026: 0; 2027: 0; 2028: 0; 2029: 0; 2030: 1.3542; 2031: 0; 2032: 0; 2033: 27.5078; 2034: 0; 2035: 0; 2036: 0; 2039: 0; 2040: 0
2018-10-05 04:00 | 10 | 3 | 6 | 0 | 0 | 0 | 0.77093 | 1.5419 | 0 | 20.3125 | 10.5647 | 17.0341 | 17.0341 | 31.319 | 0 | 0 | 2024: 31.319; 2025: 0; 2026: 0; 2027: 0; 2028: 0; 2029: 0; 2030: 1.5419; 2031: 0; 2032: 0; 2033: 31.319; 2034: 0; 2035: 0; 2036: 0; 2039: 0; 2040: 0
2018-10-05 05:00 | 10 | 4 | 6 | 0 | 0 | 0 | 0.98132 | 1.9626 | 0 | 20.3125 | 10.5647 | 17.0341 | 17.0341 | 39.8661 | 0 | 0 | 2024: 39.8661; 2025: 0; 2026: 0; 2027: 0; 2028: 0; 2029: 0; 2030: 1.9626; 2031: 0; 2032: 0; 2033: 39.8661; 2034: 0; 2035: 0; 2036: 0; 2039: 0; 2040: 0
2018-10-05 06:00 | 10 | 5 | 6 | 0 | 0 | 0 | 1.1614 | 2.3229 | 0 | 20.3125 | 10.5647 | 17.0341 | 17.0341 | 47.183 | 0 | 0 | 2024: 47.183; 2025: 0; 2026: 0; 2027: 0; 2028: 0; 2029: 0; 2030: 2.3229; 2031: 0; 2032: 0; 2033: 47.183; 2034: 0; 2035: 0; 2036: 0; 2039: 0; 2040: 0
2018-10-05 07:00 | 10 | 6 | 6 | 0 | 0 | 0.0065121 | 1.075 | 2.1501 | 0.052096 | 20.3125 | 10.5647 | 17.0341 | 17.0341 | 43.673 | 0.052096 | 0 | 2024: 42.6148; 2025: 1.0582; 2026: 0; 2027: 0.88742; 2028: 0; 2029: 0; 2030: 2.098; 2031: 0; 2032: 0; 2033: 42.6148; 2034: 1.0582; 2035: 0; 2036: 0.88742; 2039: 0.0065121; 2040: 0.014699
2018-10-05 08:00 | 10 | 7 | 6 | 0 | 0 | 0.058732 | 0.95905 | 1.9181 | 0.46986 | 20.3125 | 10.5647 | 17.0341 | 17.0341 | 38.9612 | 0.46986 | 0 | 2024: 29.4172; 2025: 9.544; 2026: 0; 2027: 8.0036; 2028: 0; 2029: 0; 2030: 1.4482; 2031: 0; 2032: 0; 2033: 29.4172; 2034: 9.544; 2035: 0; 2036: 8.0036; 2039: 0.058732; 2040: 0.061015
2018-10-05 09:00 | 10 | 8 | 6 | 0 | 0 | 0.055392 | 0.85758 | 1.7152 | 0.44313 | 20.3125 | 10.5647 | 17.0341 | 17.0341 | 34.8392 | 0.44313 | 0 | 2024: 25.8381; 2025: 9.0012; 2026: 0; 2027: 7.5484; 2028: 0; 2029: 0; 2030: 1.272; 2031: 0; 2032: 0; 2033: 25.8381; 2034: 9.0012; 2035: 0; 2036: 7.5484; 2039: 0.055392; 2040: 0.088603
2018-10-05 10:00 | 10 | 9 | 6 | 0 | 0 | 0.12448 | 0.79604 | 1.5921 | 0.99584 | 20.3125 | 10.5647 | 17.0341 | 17.0341 | 32.3393 | 0.99584 | 0 | 2024: 12.1113; 2025: 20.228; 2026: 0; 2027: 16.9633; 2028: 0; 2029: 0; 2030: 0.59625; 2031: 0; 2032: 0; 2033: 12.1113; 2034: 20.228; 2035: 0; 2036: 16.9633; 2039: 0.12448; 2040: 0.12425
2018-10-05 11:00 | 10 | 10 | 6 | 0 | 0 | 0.10167 | 0.81204 | 1.6241 | 0.81339 | 20.3125 | 10.5647 | 17.0341 | 17.0341 | 32.989 | 0.81339 | 0 | 2024: 16.467; 2025: 16.522; 2026: 0; 2027: 13.8554; 2028: 0; 2029: 0; 2030: 0.81068; 2031: 0; 2032: 0; 2033: 16.467; 2034: 16.522; 2035: 0; 2036: 13.8554; 2039: 0.10167; 2040: 0.11097
2018-10-05 12:00 | 10 | 11 | 6 | 0 | 0 | 0.13848 | 0.72971 | 1.4594 | 1.1078 | 20.3125 | 10.5647 | 17.0341 | 17.0341 | 29.6445 | 1.1078 | 0 | 2024: 7.1413; 2025: 22.5032; 2026: 0; 2027: 18.8712; 2028: 0; 2029: 0; 2030: 0.35157; 2031: 0; 2032: 0; 2033: 7.1413; 2034: 22.5032; 2035: 0; 2036: 18.8712; 2039: 0.13848; 2040: 0.17662
2018-10-05 13:00 | 10 | 12 | 6 | 0 | 0 | 0.16628 | 0.74894 | 1.4979 | 1.3303 | 20.3125 | 10.5647 | 17.0341 | 17.0341 | 30.4257 | 1.3303 | 0 | 2024: 3.4049; 2025: 27.0208; 2026: 0; 2027: 22.6598; 2028: 0; 2029: 0; 2030: 0.16762; 2031: 0; 2032: 0; 2033: 3.4049; 2034: 27.0208; 2035: 0; 2036: 22.6598; 2039: 0.16628; 2040: 0.12634
2018-10-05 14:00 | 10 | 13 | 6 | 0 | 0 | 0.13457 | 0.78289 | 1.5658 | 1.0766 | 20.3125 | 10.5647 | 17.0341 | 17.0341 | 31.8049 | 1.0766 | 0 | 2024: 9.9373; 2025: 21.8676; 2026: 0; 2027: 18.3383; 2028: 0; 2029: 0; 2030: 0.48922; 2031: 0; 2032: 0; 2033: 9.9373; 2034: 21.8676; 2035: 0; 2036: 18.3383; 2039: 0.13457; 2040: 0.12197
2018-10-05 15:00 | 10 | 14 | 6 | 0 | 0 | 0.098048 | 0.83401 | 1.668 | 0.78438 | 20.3125 | 10.5647 | 17.0341 | 17.0341 | 33.8817 | 0.78438 | 0 | 2024: 17.9489; 2025: 15.9328; 2026: 0; 2027: 13.3613; 2028: 0; 2029: 0; 2030: 0.88364; 2031: 0; 2032: 0; 2033: 17.9489; 2034: 15.9328; 2035: 0; 2036: 13.3613; 2039: 0.098048; 2040: 0.11594
2018-10-05 16:00 | 10 | 15 | 6 | 0 | 1 | 0.048672 | 0.92952 | 1.859 | 0.38938 | 21.7915 | 12.0437 | 17.0341 | 17.0341 | 40.5112 | 0.38938 | 0 | 2024: 32.0261; 2025: 8.4851; 2026: 0; 2027: 6.6327; 2028: 0; 2029: 0; 2030: 1.4697; 2031: 0; 2032: 0; 2033: 32.0261; 2034: 8.4851; 2035: 0; 2036: 6.6327; 2039: 0.048672; 2040: 0.063099
2018-10-05 17:00 | 10 | 16 | 6 | 0 | 1 | 0.018022 | 0.99853 | 1.9971 | 0.14418 | 21.7915 | 12.0437 | 17.0341 | 17.0341 | 43.519 | 0.14418 | 0 | 2024: 40.3771; 2025: 3.1419; 2026: 0; 2027: 2.456; 2028: 0; 2029: 0; 2030: 1.8529; 2031: 0; 2032: 0; 2033: 40.3771; 2034: 3.1419; 2035: 0; 2036: 2.456; 2039: 0.018022; 2040: 0.01316
2018-10-05 18:00 | 10 | 17 | 6 | 0 | 1 | 0 | 1.0862 | 2.1724 | 0 | 21.7915 | 12.0437 | 17.0341 | 17.0341 | 47.3389 | 0 | 0 | 2024: 47.3389; 2025: 0; 2026: 0; 2027: 0; 2028: 0; 2029: 0; 2030: 2.1724; 2031: 0; 2032: 0; 2033: 47.3389; 2034: 0; 2035: 0; 2036: 0; 2039: 0; 2040: 0
2018-10-05 19:00 | 10 | 18 | 6 | 0 | 1 | 0 | 1.1624 | 2.3249 | 0 | 21.7915 | 12.0437 | 17.0341 | 17.0341 | 50.663 | 0 | 0 | 2024: 50.663; 2025: 0; 2026: 0; 2027: 0; 2028: 0; 2029: 0; 2030: 2.3249; 2031: 0; 2032: 0; 2033: 50.663; 2034: 0; 2035: 0; 2036: 0; 2039: 0; 2040: 0
2018-10-05 20:00 | 10 | 19 | 6 | 0 | 0 | 0 | 1.1181 | 2.2361 | 0 | 20.3125 | 10.5647 | 17.0341 | 17.0341 | 45.4215 | 0 | 0 | 2024: 45.4215; 2025: 0; 2026: 0; 2027: 0; 2028: 0; 2029: 0; 2030: 2.2361; 2031: 0; 2032: 0; 2033: 45.4215; 2034: 0; 2035: 0; 2036: 0; 2039: 0; 2040: 0
2018-10-05 21:00 | 10 | 20 | 6 | 0 | 0 | 0 | 0.93079 | 1.8616 | 0 | 20.3125 | 10.5647 | 17.0341 | 17.0341 | 37.8135 | 0 | 0 | 2024: 37.8135; 2025: 0; 2026: 0; 2027: 0; 2028: 0; 2029: 0; 2030: 1.8616; 2031: 0; 2032: 0; 2033: 37.8135; 2034: 0; 2035: 0; 2036: 0; 2039: 0; 2040: 0
2018-10-05 22:00 | 10 | 21 | 6 | 0 | 0 | 0 | 0.75869 | 1.5174 | 0 | 20.3125 | 10.5647 | 17.0341 | 17.0341 | 30.8217 | 0 | 0 | 2024: 30.8217; 2025: 0; 2026: 0; 2027: 0; 2028: 0; 2029: 0; 2030: 1.5174; 2031: 0; 2032: 0; 2033: 30.8217; 2034: 0; 2035: 0; 2036: 0; 2039: 0; 2040: 0
2018-10-05 23:00 | 10 | 22 | 6 | 0 | 0 | 0 | 0.71869 | 1.4374 | 0 | 20.3125 | 10.5647 | 17.0341 | 17.0341 | 29.1966 | 0 | 0 | 2024: 29.1966; 2025: 0; 2026: 0; 2027: 0; 2028: 0; 2029: 0; 2030: 1.4374; 2031: 0; 2032: 0; 2033: 29.1966; 2034: 0; 2035: 0; 2036: 0; 2039: 0; 2040: 0
2018-10-06 | 10 | 23 | 6 | 0 | 0 | 0 | 0.68015 | 1.3603 | 0 | 20.3125 | 10.5647 | 17.0341 | 17.0341 | 27.631 | 0 | 0 | 2024: 27.631; 2025: 0; 2026: 0; 2027: 0; 2028: 0; 2029: 0; 2030: 1.3603; 2031: 0; 2032: 0; 2033: 27.631; 2034: 0; 2035: 0; 2036: 0; 2039: 0; 2040: 0
2018-10-06 01:00 | 10 | 0 | 7 | 0 | 0 | 0 | 0.68649 | 1.373 | 0 | 20.3125 | 10.5647 | 17.0341 | 17.0341 | 27.8886 | 0 | 0 | 2024: 27.8886; 2025: 0; 2026: 0; 2027: 0; 2028: 0; 2029: 0; 2030: 1.373; 2031: 0; 2032: 0; 2033: 27.8886; 2034: 0; 2035: 0; 2036: 0; 2039: 0; 2040: 0
2018-10-06 02:00 | 10 | 1 | 7 | 0 | 0 | 0 | 0.71976 | 1.4395 | 0 | 20.3125 | 10.5647 | 17.0341 | 17.0341 | 29.2402 | 0 | 0 | 2024: 29.2402; 2025: 0; 2026: 0; 2027: 0; 2028: 0; 2029: 0; 2030: 1.4395; 2031: 0; 2032: 0; 2033: 29.2402; 2034: 0; 2035: 0; 2036: 0; 2039: 0; 2040: 0
2018-10-06 03:00 | 10 | 2 | 7 | 0 | 0 | 0 | 0.7697 | 1.5394 | 0 | 20.3125 | 10.5647 | 17.0341 | 17.0341 | 31.2691 | 0 | 0 | 2024: 31.2691; 2025: 0; 2026: 0; 2027: 0; 2028: 0; 2029: 0; 2030: 1.5394; 2031: 0; 2032: 0; 2033: 31.2691; 2034: 0; 2035: 0; 2036: 0; 2039: 0; 2040: 0
2018-10-06 04:00 | 10 | 3 | 7 | 0 | 0 | 0 | 0.79677 | 1.5935 | 0 | 20.3125 | 10.5647 | 17.0341 | 17.0341 | 32.3686 | 0 | 0 | 2024: 32.3686; 2025: 0; 2026: 0; 2027: 0; 2028: 0; 2029: 0; 2030: 1.5935; 2031: 0; 2032: 0; 2033: 32.3686; 2034: 0; 2035: 0; 2036: 0; 2039: 0; 2040: 0
2018-10-06 05:00 | 10 | 4 | 7 | 0 | 0 | 0 | 0.87447 | 1.7489 | 0 | 20.3125 | 10.5647 | 17.0341 | 17.0341 | 35.5254 | 0 | 0 | 2024: 35.5254; 2025: 0; 2026: 0; 2027: 0; 2028: 0; 2029: 0; 2030: 1.7489; 2031: 0; 2032: 0; 2033: 35.5254; 2034: 0; 2035: 0; 2036: 0; 2039: 0; 2040: 0
2018-10-06 06:00 | 10 | 5 | 7 | 0 | 0 | 0 | 1.0113 | 2.0227 | 0 | 20.3125 | 10.5647 | 17.0341 | 17.0341 | 41.0858 | 0 | 0 | 2024: 41.0858; 2025: 0; 2026: 0; 2027: 0; 2028: 0; 2029: 0; 2030: 2.0227; 2031: 0; 2032: 0; 2033: 41.0858; 2034: 0; 2035: 0; 2036: 0; 2039: 0; 2040: 0
2018-10-06 07:00 | 10 | 6 | 7 | 0 | 0 | 0.11464 | 1.0525 | 2.105 | 0.91713 | 20.3125 | 10.5647 | 17.0341 | 17.0341 | 42.758 | 0.91713 | 0 | 2024: 24.1288; 2025: 18.6292; 2026: 0; 2027: 15.6225; 2028: 0; 2029: 0; 2030: 1.1879; 2031: 0; 2032: 0; 2033: 24.1288; 2034: 18.6292; 2035: 0; 2036: 15.6225; 2039: 0.11464; 2040: 0.12344
2018-10-06 08:00 | 10 | 7 | 7 | 0 | 0 | 0.16093 | 1.0384 | 2.0767 | 1.2875 | 20.3125 | 10.5647 | 17.0341 | 17.0341 | 42.1831 | 1.2875 | 0 | 2024: 16.0313; 2025: 26.1518; 2026: 0; 2027: 21.931; 2028: 0; 2029: 0; 2030: 0.78923; 2031: 0; 2032: 0; 2033: 16.0313; 2034: 26.1518; 2035: 0; 2036: 21.931; 2039: 0.16093; 2040: 0.18042
2018-10-06 09:00 | 10 | 8 | 7 | 0 | 0 | 0.50408 | 0.96963 | 1.9393 | 4.0326 | 20.3125 | 10.5647 | 17.0341 | 17.0341 | 39.3912 | 1.9393 | 2.0934 | 2024: 0; 2025: 39.3912; 2026: 22.1159; 2027: 68.6924; 2028: 2.0934; 2029: 2.0934; 2030: 0; 2031: 0; 2032: 0; 2033: 0; 2034: 39.3912; 2035: 0; 2036: 68.6924; 2039: 0.50408; 2040: 0.33012
2018-10-06 10:00 | 10 | 9 | 7 | 0 | 0 | 0.62734 | 0.89796 | 1.7959 | 5.0188 | 20.3125 | 10.5647 | 17.0341 | 17.0341 | 36.4798 | 1.7959 | 3.2228 | 2024: 0; 2025: 36.4798; 2026: 34.0483; 2027: 85.4901; 2028: 3.2228; 2029: 5.3162; 2030: 0; 2031: 0; 2032: 0; 2033: 0; 2034: 36.4798; 2035: 0; 2036: 85.4901; 2039: 0.62734; 2040: 0.62626
2018-10-06 11:00 | 10 | 10 | 7 | 0 | 0 | 0.21825 | 0.87336 | 1.7467 | 1.746 | 20.3125 | 10.5647 | 17.0341 | 17.0341 | 35.48 | 1.746 | 0 | 2024: 0.013772; 2025: 35.4663; 2026: 0; 2027: 29.7422; 2028: 0; 2029: 5.3162; 2030: 0.00067802; 2031: 0.00067802; 2032: 0; 2033: 0; 2034: 35.48; 2035: 0; 2036: 29.7422; 2039: 0.21825; 2040: 0.31499
2018-10-06 12:00 | 10 | 11 | 7 | 0 | 0 | 0.46452 | 0.80986 | 1.6197 | 3.7161 | 20.3125 | 10.5647 | 17.0341 | 17.0341 | 32.9007 | 1.6197 | 2.0964 | 2024: 0; 2025: 32.9007; 2026: 22.1478; 2027: 63.3009; 2028: 2.0964; 2029: 7.4119; 2030: 0; 2031: 0; 2032: 0; 2033: 0; 2034: 32.9007; 2035: 0; 2036: 63.3009; 2039: 0.46452; 2040: 0.60294
2018-10-06 13:00 | 10 | 12 | 7 | 0 | 0 | 0.34656 | 0.86445 | 1.7289 | 2.7725 | 20.3125 | 10.5647 | 17.0341 | 17.0341 | 35.1184 | 1.7289 | 1.0436 | 2024: 0; 2025: 35.1184; 2026: 11.025; 2027: 47.2267; 2028: 1.0436; 2029: 8.4554; 2030: 0; 2031: 0; 2032: 0; 2033: 0; 2034: 35.1184; 2035: 0; 2036: 47.2267; 2039: 0.34656; 2040: 0.36204
2018-10-06 14:00 | 10 | 13 | 7 | 0 | 0 | 0.23848 | 0.8768 | 1.7536 | 1.9078 | 20.3125 | 10.5647 | 17.0341 | 17.0341 | 35.6202 | 1.7536 | 0.15421 | 2024: 0; 2025: 35.6202; 2026: 1.6292; 2027: 32.498; 2028: 0.15421; 2029: 8.6096; 2030: 0; 2031: 0; 2032: 0; 2033: 0; 2034: 35.6202; 2035: 0; 2036: 32.498; 2039: 0.23848; 2040: 0.22163
2018-10-06 15:00 | 10 | 14 | 7 | 0 | 0 | 0.18053 | 0.97346 | 1.9469 | 1.4442 | 20.3125 | 10.5647 | 17.0341 | 17.0341 | 39.5467 | 1.4442 | 0 | 2024: 10.2104; 2025: 29.3363; 2026: 0; 2027: 24.6015; 2028: 0; 2029: 8.6096; 2030: 0.50267; 2031: 0.50267; 2032: 0; 2033: 0; 2034: 39.5467; 2035: 0; 2036: 24.6015; 2039: 0.18053; 2040: 0.50842
2018-10-06 16:00 | 10 | 15 | 7 | 0 | 1 | 0.03113 | 1.0827 | 2.1654 | 0.24904 | 21.7915 | 12.0437 | 17.0341 | 17.0341 | 47.1878 | 0.24904 | 0 | 2024: 41.7609; 2025: 5.427; 2026: 0; 2027: 4.2422; 2028: 0; 2029: 8.0632; 2030: 1.9164; 2031: 1.9164; 2032: 0; 2033: 0; 2034: 47.1878; 2035: 0; 2036: 4.2422; 2039: 0.03113; 2040: 0.22241
2018-10-06 17:00 | 10 | 16 | 7 | 0 | 1 | 0.064017 | 1.1042 | 2.2084 | 0.51213 | 21.7915 | 12.0437 | 17.0341 | 17.0341 | 48.1244 | 0.51213 | 0 | 2024: 36.9643; 2025: 11.1601; 2026: 0; 2027: 8.7237; 2028: 0; 2029: 5.9802; 2030: 1.6963; 2031: 1.6963; 2032: 0; 2033: 0; 2034: 48.1244; 2035: 0; 2036: 8.7237; 2039: 0.064017; 2040: 0.065463
2018-10-06 18:00 | 10 | 17 | 7 | 0 | 1 | 0 | 1.1021 | 2.2041 | 0 | 21.7915 | 12.0437 | 17.0341 | 17.0341 | 48.031 | 0 | 0 | 2024: 48.031; 2025: 0; 2026: 0; 2027: 0; 2028: 0; 2029: 4.1364; 2030: 2.2041; 2031: 2.2041; 2032: 0; 2033: 0; 2034: 48.031; 2035: 0; 2036: 0; 2039: 0; 2040: 0
2018-10-06 19:00 | 10 | 18 | 7 | 0 | 1 | 0 | 1.1227 | 2.2454 | 0 | 21.7915 | 12.0437 | 17.0341 | 17.0341 | 48.9314 | 0 | 0 | 2024: 48.9314; 2025: 0; 2026: 0; 2027: 0; 2028: 0; 2029: 1.7407; 2030: 2.2454; 2031: 1.6014; 2032: 0; 2033: 14.0343; 2034: 34.8971; 2035: 0; 2036: 0; 2039: 0; 2040: 0
2018-10-06 20:00 | 10 | 19 | 7 | 0 | 0 | 0 | 1.0434 | 2.0869 | 0 | 20.3125 | 10.5647 | 17.0341 | 17.0341 | 42.39 | 0 | 0 | 2024: 42.39; 2025: 0; 2026: 0; 2027: 0; 2028: 0; 2029: 0; 2030: 2.0869; 2031: 0; 2032: 0; 2033: 42.39; 2034: 0; 2035: 0; 2036: 0; 2039: 0; 2040: 0
2018-10-06 21:00 | 10 | 20 | 7 | 0 | 0 | 0 | 0.80307 | 1.6061 | 0 | 20.3125 | 10.5647 | 17.0341 | 17.0341 | 32.6248 | 0 | 0 | 2024: 32.6248; 2025: 0; 2026: 0; 2027: 0; 2028: 0; 2029: 0; 2030: 1.6061; 2031: 0; 2032: 0; 2033: 32.6248; 2034: 0; 2035: 0; 2036: 0; 2039: 0; 2040: 0
2018-10-06 22:00 | 10 | 21 | 7 | 0 | 0 | 0 | 0.65296 | 1.3059 | 0 | 20.3125 | 10.5647 | 17.0341 | 17.0341 | 26.5265 | 0 | 0 | 2024: 26.5265; 2025: 0; 2026: 0; 2027: 0; 2028: 0; 2029: 0; 2030: 1.3059; 2031: 0; 2032: 0; 2033: 26.5265; 2034: 0; 2035: 0; 2036: 0; 2039: 0; 2040: 0
2018-10-06 23:00 | 10 | 22 | 7 | 0 | 0 | 0 | 0.57305 | 1.1461 | 0 | 20.3125 | 10.5647 | 17.0341 | 17.0341 | 23.2803 | 0 | 0 | 2024: 23.2803; 2025: 0; 2026: 0; 2027: 0; 2028: 0; 2029: 0; 2030: 1.1461; 2031: 0; 2032: 0; 2033: 23.2803; 2034: 0; 2035: 0; 2036: 0; 2039: 0; 2040: 0
2018-10-07 | 10 | 23 | 7 | 0 | 0 | 0 | 0.50577 | 1.0115 | 0 | 20.3125 | 10.5647 | 17.0341 | 17.0341 | 20.5468 | 0 | 0 | 2024: 20.5468; 2025: 0; 2026: 0; 2027: 0; 2028: 0; 2029: 0; 2030: 1.0115; 2031: 0; 2032: 0; 2033: 20.5468; 2034: 0; 2035: 0; 2036: 0; 2039: 0; 2040: 0
2018-10-07 01:00 | 10 | 0 | 1 | 0 | 0 | 0 | 0.50156 | 1.0031 | 0 | 20.3125 | 10.5647 | 17.0341 | 17.0341 | 20.376 | 0 | 0 | 2024: 20.376; 2025: 0; 2026: 0; 2027: 0; 2028: 0; 2029: 0; 2030: 1.0031; 2031: 0; 2032: 0; 2033: 20.376; 2034: 0; 2035: 0; 2036: 0; 2039: 0; 2040: 0
2018-10-07 02:00 | 10 | 1 | 1 | 0 | 0 | 0 | 0.5096 | 1.0192 | 0 | 20.3125 | 10.5647 | 17.0341 | 17.0341 | 20.7026 | 0 | 0 | 2024: 20.7026; 2025: 0; 2026: 0; 2027: 0; 2028: 0; 2029: 0; 2030: 1.0192; 2031: 0; 2032: 0; 2033: 20.7026; 2034: 0; 2035: 0; 2036: 0; 2039: 0; 2040: 0
2018-10-07 03:00 | 10 | 2 | 1 | 0 | 0 | 0 | 0.55313 | 1.1063 | 0 | 20.3125 | 10.5647 | 17.0341 | 17.0341 | 22.471 | 0 | 0 | 2024: 22.471; 2025: 0; 2026: 0; 2027: 0; 2028: 0; 2029: 0; 2030: 1.1063; 2031: 0; 2032: 0; 2033: 22.471; 2034: 0; 2035: 0; 2036: 0; 2039: 0; 2040: 0
2018-10-07 04:00 | 10 | 3 | 1 | 0 | 0 | 0 | 0.60351 | 1.207 | 0 | 20.3125 | 10.5647 | 17.0341 | 17.0341 | 24.5176 | 0 | 0 | 2024: 24.5176; 2025: 0; 2026: 0; 2027: 0; 2028: 0; 2029: 0; 2030: 1.207; 2031: 0; 2032: 0; 2033: 24.5176; 2034: 0; 2035: 0; 2036: 0; 2039: 0; 2040: 0
2018-10-07 05:00 | 10 | 4 | 1 | 0 | 0 | 0 | 0.70385 | 1.4077 | 0 | 20.3125 | 10.5647 | 17.0341 | 17.0341 | 28.5941 | 0 | 0 | 2024: 28.5941; 2025: 0; 2026: 0; 2027: 0; 2028: 0; 2029: 0; 2030: 1.4077; 2031: 0; 2032: 0; 2033: 28.5941; 2034: 0; 2035: 0; 2036: 0; 2039: 0; 2040: 0
2018-10-07 06:00 | 10 | 5 | 1 | 0 | 0 | 0 | 0.86074 | 1.7215 | 0 | 20.3125 | 10.5647 | 17.0341 | 17.0341 | 34.9676 | 0 | 0 | 2024: 34.9676; 2025: 0; 2026: 0; 2027: 0; 2028: 0; 2029: 0; 2030: 1.7215; 2031: 0; 2032: 0; 2033: 34.9676; 2034: 0; 2035: 0; 2036: 0; 2039: 0; 2040: 0
2018-10-07 07:00 | 10 | 6 | 1 | 0 | 0 | 0.11279 | 0.93398 | 1.868 | 0.90234 | 20.3125 | 10.5647 | 17.0341 | 17.0341 | 37.943 | 0.90234 | 0 | 2024: 19.6142; 2025: 18.3289; 2026: 0; 2027: 15.3707; 2028: 0; 2029: 0; 2030: 0.96562; 2031: 0; 2032: 0; 2033: 19.6142; 2034: 18.3289; 2035: 0; 2036: 15.3707; 2039: 0.11279; 2040: 0.11806
2018-10-07 08:00 | 10 | 7 | 1 | 0 | 0 | 0.32568 | 0.91022 | 1.8204 | 2.6054 | 20.3125 | 10.5647 | 17.0341 | 17.0341 | 36.9777 | 1.8204 | 0.78497 | 2024: 0; 2025: 36.9777; 2026: 8.293; 2027: 44.3809; 2028: 0.78497; 2029: 0.78497; 2030: 0; 2031: 0; 2032: 0; 2033: 0; 2034: 36.9777; 2035: 0; 2036: 44.3809; 2039: 0.32568; 2040: 0.35362
2018-10-07 09:00 | 10 | 8 | 1 | 0 | 0 | 0.49455 | 0.86169 | 1.7234 | 3.9564 | 20.3125 | 10.5647 | 17.0341 | 17.0341 | 35.0063 | 1.7234 | 2.233 | 2024: 0; 2025: 35.0063; 2026: 23.5911; 2027: 67.3938; 2028: 2.233; 2029: 3.018; 2030: 0; 2031: 0; 2032: 0; 2033: 0; 2034: 35.0063; 2035: 0; 2036: 67.3938; 2039: 0.49455; 2040: 0.54294
2018-10-07 10:00 | 10 | 9 | 1 | 0 | 0 | 0.61336 | 0.85492 | 1.7098 | 4.9069 | 20.3125 | 10.5647 | 17.0341 | 17.0341 | 34.731 | 1.7098 | 3.1971 | 2024: 0; 2025: 34.731; 2026: 33.7763; 2027: 83.585; 2028: 3.1971; 2029: 6.2151; 2030: 0; 2031: 0; 2032: 0; 2033: 0; 2034: 34.731; 2035: 0; 2036: 83.585; 2039: 0.61336; 2040: 0.67334
2018-10-07 11:00 | 10 | 10 | 1 | 0 | 0 | 0.68118 | 0.89854 | 1.7971 | 5.4495 | 20.3125 | 10.5647 | 17.0341 | 17.0341 | 36.5032 | 1.7971 | 3.6524 | 2024: 0; 2025: 36.5032; 2026: 38.5866; 2027: 92.8271; 2028: 3.6524; 2029: 9.8674; 2030: 0; 2031: 0; 2032: 0; 2033: 0; 2034: 36.5032; 2035: 0; 2036: 92.8271; 2039: 0.68118; 2040: 0.74753
2018-10-07 12:00 | 10 | 11 | 1 | 0 | 0 | 0.57948 | 0.88921 | 1.7784 | 4.6358 | 20.3125 | 10.5647 | 17.0341 | 17.0341 | 36.1243 | 1.7784 | 2.8574 | 2024: 0; 2025: 36.1243; 2026: 30.1879; 2027: 78.9677; 2028: 2.6326; 2029: 12.5; 2030: 0; 2031: 0; 2032: 0.22486; 2033: 0; 2034: 36.1243; 2035: 2.3756; 2036: 78.9677; 2039: 0.57948; 2040: 0.33772
2018-10-07 13:00 | 10 | 12 | 1 | 0 | 0 | 0.43731 | 0.83723 | 1.6745 | 3.4984 | 20.3125 | 10.5647 | 17.0341 | 17.0341 | 34.0127 | 1.6745 | 1.824 | 2024: 0; 2025: 34.0127; 2026: 19.2699; 2027: 59.5931; 2028: 0; 2029: 12.5; 2030: 0; 2031: 0; 2032: 1.824; 2033: 0; 2034: 34.0127; 2035: 19.2699; 2036: 59.5931; 2039: 0.43731; 2040: 0.37098
2018-10-07 14:00 | 10 | 13 | 1 | 0 | 0 | 0.16074 | 0.90033 | 1.8007 | 1.2859 | 20.3125 | 10.5647 | 17.0341 | 17.0341 | 36.5761 | 1.2859 | 0 | 2024: 10.4555; 2025: 26.1206; 2026: 0; 2027: 21.9048; 2028: 0; 2029: 12.5; 2030: 0.51473; 2031: 0.51473; 2032: 0; 2033: 0; 2034: 36.5761; 2035: 0; 2036: 21.9048; 2039: 0.16074; 2040: 0.6354
2018-10-07 15:00 | 10 | 14 | 1 | 0 | 0 | 0.2963 | 1.0576 | 2.1152 | 2.3704 | 20.3125 | 10.5647 | 17.0341 | 17.0341 | 42.9655 | 2.1152 | 0.25516 | 2024: 0; 2025: 42.9655; 2026: 2.6957; 2027: 40.3775; 2028: 0; 2029: 11.9405; 2030: 0; 2031: 0; 2032: 0.25516; 2033: 0; 2034: 42.9655; 2035: 2.6957; 2036: 40.3775; 2039: 0.2963; 2040: 0.49189
2018-10-07 16:00 | 10 | 15 | 1 | 0 | 1 | 0.26666 | 1.0709 | 2.1417 | 2.1333 | 21.7915 | 12.0437 | 17.0341 | 17.0341 | 46.6715 | 2.1333 | 0 | 2024: 0.18361; 2025: 46.4878; 2026: 0; 2027: 36.339; 2028: 0; 2029: 11.9405; 2030: 0.0084256; 2031: 0.0084256; 2032: 0; 2033: 0; 2034: 46.6715; 2035: 0; 2036: 36.339; 2039: 0.26666; 2040: 0.28725
2018-10-07 17:00 | 10 | 16 | 1 | 0 | 1 | 0.060276 | 1.1439 | 2.2878 | 0.48221 | 21.7915 | 12.0437 | 17.0341 | 17.0341 | 49.8539 | 0.48221 | 0 | 2024: 39.3458; 2025: 10.5081; 2026: 0; 2027: 8.214; 2028: 0; 2029: 11.9314; 2030: 1.8056; 2031: 1.8056; 2032: 0; 2033: 0; 2034: 49.8539; 2035: 0; 2036: 8.214; 2039: 0.060276; 2040: 0.063134
2018-10-07 18:00 | 10 | 17 | 1 | 0 | 1 | 0 | 1.0877 | 2.1753 | 0 | 21.7915 | 12.0437 | 17.0341 | 17.0341 | 47.4031 | 0 | 0 | 2024: 47.4031; 2025: 0; 2026: 0; 2027: 0; 2028: 0; 2029: 9.9688; 2030: 2.1753; 2031: 2.1753; 2032: 0; 2033: 0; 2034: 47.4031; 2035: 0; 2036: 0; 2039: 0; 2040: 0
2018-10-07 19:00 | 10 | 18 | 1 | 0 | 1 | 0 | 1.15 | 2.3 | 0 | 21.7915 | 12.0437 | 17.0341 | 17.0341 | 50.1202 | 0 | 0 | 2024: 50.1202; 2025: 0; 2026: 0; 2027: 0; 2028: 0; 2029: 7.6043; 2030: 2.3; 2031: 2.3; 2032: 0; 2033: 0; 2034: 50.1202; 2035: 0; 2036: 0; 2039: 0; 2040: 0
2018-10-07 20:00 | 10 | 19 | 1 | 0 | 0 | 0 | 1.0407 | 2.0815 | 0 | 20.3125 | 10.5647 | 17.0341 | 17.0341 | 42.2797 | 0 | 0 | 2024: 42.2797; 2025: 0; 2026: 0; 2027: 0; 2028: 0; 2029: 5.1043; 2030: 2.0815; 2031: 2.0815; 2032: 0; 2033: 0; 2034: 42.2797; 2035: 0; 2036: 0; 2039: 0; 2040: 0
2018-10-07 21:00 | 10 | 20 | 1 | 0 | 0 | 0 | 0.7693 | 1.5386 | 0 | 20.3125 | 10.5647 | 17.0341 | 17.0341 | 31.2528 | 0 | 0 | 2024: 31.2528; 2025: 0; 2026: 0; 2027: 0; 2028: 0; 2029: 2.8419; 2030: 1.5386; 2031: 1.5386; 2032: 0; 2033: 0; 2034: 31.2528; 2035: 0; 2036: 0; 2039: 0; 2040: 0
2018-10-07 22:00 | 10 | 21 | 1 | 0 | 0 | 0 | 0.60651 | 1.213 | 0 | 20.3125 | 10.5647 | 17.0341 | 17.0341 | 24.6394 | 0 | 0 | 2024: 24.6394; 2025: 0; 2026: 0; 2027: 0; 2028: 0; 2029: 1.1695; 2030: 1.213; 2031: 1.0759; 2032: 0; 2033: 2.7847; 2034: 21.8547; 2035: 0; 2036: 0; 2039: 0; 2040: 0
2018-10-07 23:00 | 10 | 22 | 1 | 0 | 0 | 0 | 0.51624 | 1.0325 | 0 | 20.3125 | 10.5647 | 17.0341 | 17.0341 | 20.9721 | 0 | 0 | 2024: 20.9721; 2025: 0; 2026: 0; 2027: 0; 2028: 0; 2029: 0; 2030: 1.0325; 2031: 0; 2032: 0; 2033: 20.9721; 2034: 0; 2035: 0; 2036: 0; 2039: 0; 2040: 0
2018-10-08 | 10 | 23 | 1 | 0 | 0 | 0 | 0.50464 | 1.0093 | 0 | 20.3125 | 10.5647 | 17.0341 | 17.0341 | 20.5009 | 0 | 0 | 2024: 20.5009; 2025: 0; 2026: 0; 2027: 0; 2028: 0; 2029: 0; 2030: 1.0093; 2031: 0; 2032: 0; 2033: 20.5009; 2034: 0; 2035: 0; 2036: 0; 2039: 0; 2040: 0
2018-10-08 01:00 | 10 | 0 | 2 | 0 | 0 | 0 | 0.50612 | 1.0122 | 0 | 20.3125 | 10.5647 | 17.0341 | 17.0341 | 20.561 | 0 | 0 | 2024: 20.561; 2025: 0; 2026: 0; 2027: 0; 2028: 0; 2029: 0; 2030: 1.0122; 2031: 0; 2032: 0; 2033: 20.561; 2034: 0; 2035: 0; 2036: 0; 2039: 0; 2040: 0
2018-10-08 02:00 | 10 | 1 | 2 | 0 | 0 | 0 | 0.5204 | 1.0408 | 0 | 20.3125 | 10.5647 | 17.0341 | 17.0341 | 21.1411 | 0 | 0 | 2024: 21.1411; 2025: 0; 2026: 0; 2027: 0; 2028: 0; 2029: 0; 2030: 1.0408; 2031: 0; 2032: 0; 2033: 21.1411; 2034: 0; 2035: 0; 2036: 0; 2039: 0; 2040: 0
2018-10-08 03:00 | 10 | 2 | 2 | 0 | 0 | 0 | 0.5594 | 1.1188 | 0 | 20.3125 | 10.5647 | 17.0341 | 17.0341 | 22.7258 | 0 | 0 | 2024: 22.7258; 2025: 0; 2026: 0; 2027: 0; 2028: 0; 2029: 0; 2030: 1.1188; 2031: 0; 2032: 0; 2033: 22.7258; 2034: 0; 2035: 0; 2036: 0; 2039: 0; 2040: 0
2018-10-08 04:00 | 10 | 3 | 2 | 0 | 0 | 0 | 0.60108 | 1.2022 | 0 | 20.3125 | 10.5647 | 17.0341 | 17.0341 | 24.419 | 0 | 0 | 2024: 24.419; 2025: 0; 2026: 0; 2027: 0; 2028: 0; 2029: 0; 2030: 1.2022; 2031: 0; 2032: 0; 2033: 24.419; 2034: 0; 2035: 0; 2036: 0; 2039: 0; 2040: 0
2018-10-08 05:00 | 10 | 4 | 2 | 0 | 0 | 0 | 0.75321 | 1.5064 | 0 | 20.3125 | 10.5647 | 17.0341 | 17.0341 | 30.5992 | 0 | 0 | 2024: 30.5992; 2025: 0; 2026: 0; 2027: 0; 2028: 0; 2029: 0; 2030: 1.5064; 2031: 0; 2032: 0; 2033: 30.5992; 2034: 0; 2035: 0; 2036: 0; 2039: 0; 2040: 0
2018-10-08 06:00 | 10 | 5 | 2 | 0 | 0 | 0 | 0.84207 | 1.6841 | 0 | 20.3125 | 10.5647 | 17.0341 | 17.0341 | 34.2091 | 0 | 0 | 2024: 34.2091; 2025: 0; 2026: 0; 2027: 0; 2028: 0; 2029: 0; 2030: 1.6841; 2031: 0; 2032: 0; 2033: 34.2091; 2034: 0; 2035: 0; 2036: 0; 2039: 0; 2040: 0
2018-10-08 07:00 | 10 | 6 | 2 | 0 | 0 | 0.10731 | 0.89612 | 1.7922 | 0.85846 | 20.3125 | 10.5647 | 17.0341 | 17.0341 | 36.405 | 0.85846 | 0 | 2024: 18.9676; 2025: 17.4374; 2026: 0; 2027: 14.6231; 2028: 0; 2029: 0; 2030: 0.93379; 2031: 0; 2032: 0; 2033: 18.9676; 2034: 17.4374; 2035: 0; 2036: 14.6231; 2039: 0.10731; 2040: 0.11452
2018-10-08 08:00 | 10 | 7 | 2 | 0 | 0 | 0.31958 | 0.92848 | 1.857 | 2.5566 | 20.3125 | 10.5647 | 17.0341 | 17.0341 | 37.7195 | 1.857 | 0.69968 | 2024: 0; 2025: 37.7195; 2026: 7.3919; 2027: 43.5502; 2028: 0.69968; 2029: 0.69968; 2030: 0; 2031: 0; 2032: 0; 2033: 0; 2034: 37.7195; 2035: 0; 2036: 43.5502; 2039: 0.31958; 2040: 0.20079
2018-10-08 09:00 | 10 | 8 | 2 | 0 | 0 | 0.4822 | 0.88213 | 1.7643 | 3.8576 | 20.3125 | 10.5647 | 17.0341 | 17.0341 | 35.8367 | 1.7643 | 2.0933 | 2024: 0; 2025: 35.8367; 2026: 22.1153; 2027: 65.7105; 2028: 2.0933; 2029: 2.793; 2030: 0; 2031: 0; 2032: 0; 2033: 0; 2034: 35.8367; 2035: 0; 2036: 65.7105; 2039: 0.4822; 2040: 0.5313
2018-10-08 10:00 | 10 | 9 | 2 | 0 | 0 | 0.59173 | 0.76099 | 1.522 | 4.7338 | 20.3125 | 10.5647 | 17.0341 | 17.0341 | 30.9151 | 1.522 | 3.2119 | 2024: 0; 2025: 30.9151; 2026: 33.9326; 2027: 80.637; 2028: 3.2119; 2029: 6.0049; 2030: 0; 2031: 0; 2032: 0; 2033: 0; 2034: 30.9151; 2035: 0; 2036: 80.637; 2039: 0.59173; 2040: 0.65138
2018-10-08 11:00 | 10 | 10 | 2 | 0 | 0 | 0.65369 | 0.72032 | 1.4406 | 5.2295 | 20.3125 | 10.5647 | 17.0341 | 17.0341 | 29.263 | 1.4406 | 3.7889 | 2024: 0; 2025: 29.263; 2026: 40.0283; 2027: 89.0801; 2028: 3.7889; 2029: 9.7937; 2030: 0; 2031: 0; 2032: 0; 2033: 0; 2034: 29.263; 2035: 0; 2036: 89.0801; 2039: 0.65369; 2040: 0.71986
2018-10-08 12:00 | 10 | 11 | 2 | 0 | 0 | 0.66756 | 0.76981 | 1.5396 | 5.3404 | 20.3125 | 10.5647 | 17.0341 | 17.0341 | 31.2734 | 1.5396 | 3.8008 | 2024: 0; 2025: 31.2734; 2026: 40.1548; 2027: 90.97; 2028: 2.7063; 2029: 12.5; 2030: 0; 2031: 0; 2032: 1.0946; 2033: 0; 2034: 31.2734; 2035: 11.5637; 2036: 90.97; 2039: 0.66756; 2040: 0.73269
2018-10-08 13:00 | 10 | 12 | 2 | 0 | 0 | 0.63058 | 0.80648 | 1.613 | 5.0446 | 20.3125 | 10.5647 | 17.0341 | 17.0341 | 32.7633 | 1.613 | 3.4317 | 2024: 0; 2025: 32.7633; 2026: 36.2546; 2027: 85.9309; 2028: 0; 2029: 12.5; 2030: 0; 2031: 0; 2032: 3.4317; 2033: 0; 2034: 32.7633; 2035: 36.2546; 2036: 85.9309; 2039: 0.63058; 2040: 0.69328
2018-10-08 14:00 | 10 | 13 | 2 | 0 | 0 | 0.55076 | 0.85806 | 1.7161 | 4.4061 | 20.3125 | 10.5647 | 17.0341 | 17.0341 | 34.8588 | 1.7161 | 2.69 | 2024: 0; 2025: 34.8588; 2026: 28.4191; 2027: 75.0545; 2028: 0; 2029: 12.5; 2030: 0; 2031: 0; 2032: 2.69; 2033: 0; 2034: 34.8588; 2035: 28.4191; 2036: 75.0545; 2039: 0.55076; 2040: 0.59856
2018-10-08 15:00 | 10 | 14 | 2 | 0 | 0 | 0.42332 | 0.92549 | 1.851 | 3.3865 | 20.3125 | 10.5647 | 17.0341 | 17.0341 | 37.5979 | 1.851 | 1.5356 | 2024: 0; 2025: 37.5979; 2026: 16.2229; 2027: 57.6869; 2028: 0; 2029: 12.5; 2030: 0; 2031: 0; 2032: 1.5356; 2033: 0; 2034: 37.5979; 2035: 16.2229; 2036: 57.6869; 2039: 0.42332; 2040: 0.45769
2018-10-08 16:00 | 10 | 15 | 2 | 0 | 1 | 0.24569 | 1.0282 | 2.0565 | 1.9655 | 21.7915 | 12.0437 | 17.0341 | 17.0341 | 44.8141 | 1.9655 | 0 | 2024: 1.9827; 2025: 42.8314; 2026: 0; 2027: 33.4808; 2028: 0; 2029: 12.5; 2030: 0.090986; 2031: 0.090986; 2032: 0; 2033: 0; 2034: 44.8141; 2035: 0; 2036: 33.4808; 2039: 0.24569; 2040: 0.26292
2018-10-08 17:00 | 10 | 16 | 2 | 0 | 1 | 0.052489 | 1.0624 | 2.1248 | 0.41991 | 21.7915 | 12.0437 | 17.0341 | 17.0341 | 46.3027 | 0.41991 | 0 | 2024: 37.1521; 2025: 9.1505; 2026: 0; 2027: 7.1529; 2028: 0; 2029: 12.4011; 2030: 1.7049; 2031: 1.7049; 2032: 0; 2033: 0; 2034: 46.3027; 2035: 0; 2036: 7.1529; 2039: 0.052489; 2040: 0.05245
2018-10-08 18:00 | 10 | 17 | 2 | 0 | 1 | 0 | 1.1051 | 2.2102 | 0 | 21.7915 | 12.0437 | 17.0341 | 17.0341 | 48.1632 | 0 | 0 | 2024: 48.1632; 2025: 0; 2026: 0; 2027: 0; 2028: 0; 2029: 10.548; 2030: 2.2102; 2031: 2.2102; 2032: 0; 2033: 0; 2034: 48.1632; 2035: 0; 2036: 0; 2039: 0; 2040: 0
2018-10-08 19:00 | 10 | 18 | 2 | 0 | 1 | 0 | 1.1187 | 2.2373 | 0 | 21.7915 | 12.0437 | 17.0341 | 17.0341 | 48.7548 | 0 | 0 | 2024: 48.7548; 2025: 0; 2026: 0; 2027: 0; 2028: 0; 2029: 8.1456; 2030: 2.2373; 2031: 2.2373; 2032: 0; 2033: 0; 2034: 48.7548; 2035: 0; 2036: 0; 2039: 0; 2040: 0
2018-10-08 20:00 | 10 | 19 | 2 | 0 | 0 | 0 | 1.0829 | 2.1659 | 0 | 20.3125 | 10.5647 | 17.0341 | 17.0341 | 43.9948 | 0 | 0 | 2024: 43.9948; 2025: 0; 2026: 0; 2027: 0; 2028: 0; 2029: 5.7137; 2030: 2.1659; 2031: 2.1659; 2032: 0; 2033: 0; 2034: 43.9948; 2035: 0; 2036: 0; 2039: 0; 2040: 0
2018-10-08 21:00 | 10 | 20 | 2 | 0 | 0 | 0 | 0.80368 | 1.6074 | 0 | 20.3125 | 10.5647 | 17.0341 | 17.0341 | 32.6494 | 0 | 0 | 2024: 32.6494; 2025: 0; 2026: 0; 2027: 0; 2028: 0; 2029: 3.3595; 2030: 1.6074; 2031: 1.6074; 2032: 0; 2033: 0; 2034: 32.6494; 2035: 0; 2036: 0; 2039: 0; 2040: 0
2018-10-08 22:00 | 10 | 21 | 2 | 0 | 0 | 0 | 0.57323 | 1.1465 | 0 | 20.3125 | 10.5647 | 17.0341 | 17.0341 | 23.2874 | 0 | 0 | 2024: 23.2874; 2025: 0; 2026: 0; 2027: 0; 2028: 0; 2029: 1.6123; 2030: 1.1465; 2031: 1.1465; 2032: 0; 2033: 0; 2034: 23.2874; 2035: 0; 2036: 0; 2039: 0; 2040: 0
2018-10-08 23:00 | 10 | 22 | 2 | 0 | 0 | 0 | 0.48406 | 0.96812 | 0 | 20.3125 | 10.5647 | 17.0341 | 17.0341 | 19.6648 | 0 | 0 | 2024: 19.6648; 2025: 0; 2026: 0; 2027: 0; 2028: 0; 2029: 0.36619; 2030: 0.96812; 2031: 0.33689; 2032: 0; 2033: 12.8217; 2034: 6.8432; 2035: 0; 2036: 0; 2039: 0; 2040: 0
2018-10-09 | 10 | 23 | 2 | 0 | 0 | 0 | 0.43587 | 0.87175 | 0 | 20.3125 | 10.5647 | 17.0341 | 17.0341 | 17.7074 | 0 | 0 | 2024: 17.7074; 2025: 0; 2026: 0; 2027: 0; 2028: 0; 2029: 0; 2030: 0.87175; 2031: 0; 2032: 0; 2033: 17.7074; 2034: 0; 2035: 0; 2036: 0; 2039: 0; 2040: 0
2018-10-09 01:00 | 10 | 0 | 3 | 0 | 0 | 0 | 0.41127 | 0.82254 | 0 | 20.3125 | 10.5647 | 17.0341 | 17.0341 | 16.7078 | 0 | 0 | 2024: 16.7078; 2025: 0; 2026: 0; 2027: 0; 2028: 0; 2029: 0; 2030: 0.82254; 2031: 0; 2032: 0; 2033: 16.7078; 2034: 0; 2035: 0; 2036: 0; 2039: 0; 2040: 0
2018-10-09 02:00 | 10 | 1 | 3 | 0 | 0 | 0 | 0.40267 | 0.80535 | 0 | 20.3125 | 10.5647 | 17.0341 | 17.0341 | 16.3586 | 0 | 0 | 2024: 16.3586; 2025: 0; 2026: 0; 2027: 0; 2028: 0; 2029: 0; 2030: 0.80535; 2031: 0; 2032: 0; 2033: 16.3586; 2034: 0; 2035: 0; 2036: 0; 2039: 0; 2040: 0
2018-10-09 03:00 | 10 | 2 | 3 | 0 | 0 | 0 | 0.40766 | 0.81532 | 0 | 20.3125 | 10.5647 | 17.0341 | 17.0341 | 16.5611 | 0 | 0 | 2024: 16.5611; 2025: 0; 2026: 0; 2027: 0; 2028: 0; 2029: 0; 2030: 0.81532; 2031: 0; 2032: 0; 2033: 16.5611; 2034: 0; 2035: 0; 2036: 0; 2039: 0; 2040: 0
2018-10-09 04:00 | 10 | 3 | 3 | 0 | 0 | 0 | 0.48122 | 0.96245 | 0 | 20.3125 | 10.5647 | 17.0341 | 17.0341 | 19.5498 | 0 | 0 | 2024: 19.5498; 2025: 0; 2026: 0; 2027: 0; 2028: 0; 2029: 0; 2030: 0.96245; 2031: 0; 2032: 0; 2033: 19.5498; 2034: 0; 2035: 0; 2036: 0; 2039: 0; 2040: 0
2018-10-09 05:00 | 10 | 4 | 3 | 0 | 0 | 0 | 0.663 | 1.326 | 0 | 20.3125 | 10.5647 | 17.0341 | 17.0341 | 26.9343 | 0 | 0 | 2024: 26.9343; 2025: 0; 2026: 0; 2027: 0; 2028: 0; 2029: 0; 2030: 1.326; 2031: 0; 2032: 0; 2033: 26.9343; 2034: 0; 2035: 0; 2036: 0; 2039: 0; 2040: 0
2018-10-09 06:00 | 10 | 5 | 3 | 0 | 0 | 0 | 0.72213 | 1.4443 | 0 | 20.3125 | 10.5647 | 17.0341 | 17.0341 | 29.3366 | 0 | 0 | 2024: 29.3366; 2025: 0; 2026: 0; 2027: 0; 2028: 0; 2029: 0; 2030: 1.4443; 2031: 0; 2032: 0; 2033: 29.3366; 2034: 0; 2035: 0; 2036: 0; 2039: 0; 2040: 0
2018-10-09 07:00 | 10 | 6 | 3 | 0 | 0 | 0.040395 | 0.7309 | 1.4618 | 0.32316 | 20.3125 | 10.5647 | 17.0341 | 17.0341 | 29.6927 | 0.32316 | 0 | 2024: 23.1285; 2025: 6.5643; 2026: 0; 2027: 5.5048; 2028: 0; 2029: 0; 2030: 1.1386; 2031: 0; 2032: 0; 2033: 23.1285; 2034: 6.5643; 2035: 0; 2036: 5.5048; 2039: 0.040395; 2040: 0.021645
2018-10-09 08:00 | 10 | 7 | 3 | 0 | 0 | 0.11074 | 0.76656 | 1.5331 | 0.8859 | 20.3125 | 10.5647 | 17.0341 | 17.0341 | 31.1413 | 0.8859 | 0 | 2024: 13.1464; 2025: 17.9949; 2026: 0; 2027: 15.0906; 2028: 0; 2029: 0; 2030: 0.64721; 2031: 0; 2032: 0; 2033: 13.1464; 2034: 17.9949; 2035: 0; 2036: 15.0906; 2039: 0.11074; 2040: 0.29967
2018-10-09 09:00 | 10 | 8 | 3 | 0 | 0 | 0.4403 | 0.7435 | 1.487 | 3.5224 | 20.3125 | 10.5647 | 17.0341 | 17.0341 | 30.2046 | 1.487 | 2.0354 | 2024: 0; 2025: 30.2046; 2026: 21.5035; 2027: 60.0011; 2028: 2.0354; 2029: 2.0354; 2030: 0; 2031: 0; 2032: 0; 2033: 0; 2034: 30.2046; 2035: 0; 2036: 60.0011; 2039: 0.4403; 2040: 0.23176
2018-10-09 10:00 | 10 | 9 | 3 | 0 | 0 | 0.31639 | 0.82698 | 1.654 | 2.5311 | 20.3125 | 10.5647 | 17.0341 | 17.0341 | 33.5961 | 1.654 | 0.87714 | 2024: 0; 2025: 33.5961; 2026: 9.2668; 2027: 43.1152; 2028: 0.87714; 2029: 2.9125; 2030: 0; 2031: 0; 2032: 0; 2033: 0; 2034: 33.5961; 2035: 0; 2036: 43.1152; 2039: 0.31639; 2040: 0.43127
2018-10-09 11:00 | 10 | 10 | 3 | 0 | 0 | 0.37433 | 0.82472 | 1.6494 | 2.9947 | 20.3125 | 10.5647 | 17.0341 | 17.0341 | 33.5043 | 1.6494 | 1.3452 | 2024: 0; 2025: 33.5043; 2026: 14.2118; 2027: 51.0114; 2028: 1.3452; 2029: 4.2578; 2030: 0; 2031: 0; 2032: 0; 2033: 0; 2034: 33.5043; 2035: 0; 2036: 51.0114; 2039: 0.37433; 2040: 0.68436
2018-10-09 12:00 | 10 | 11 | 3 | 0 | 0 | 0.35861 | 0.82688 | 1.6538 | 2.8689 | 20.3125 | 10.5647 | 17.0341 | 17.0341 | 33.5922 | 1.6538 | 1.2151 | 2024: 0; 2025: 33.5922; 2026: 12.8373; 2027: 48.8689; 2028: 1.2151; 2029: 5.4729; 2030: 0; 2031: 0; 2032: 0; 2033: 0; 2034: 33.5922; 2035: 0; 2036: 48.8689; 2039: 0.35861; 2040: 0.67219
2018-10-09 13:00 | 10 | 12 | 3 | 0 | 0 | 0.60763 | 0.88862 | 1.7772 | 4.8611 | 20.3125 | 10.5647 | 17.0341 | 17.0341 | 36.1002 | 1.7772 | 3.0838 | 2024: 0; 2025: 36.1002; 2026: 32.5798; 2027: 82.8041; 2028: 3.0838; 2029: 8.5567; 2030: 0; 2031: 0; 2032: 0; 2033: 0; 2034: 36.1002; 2035: 0; 2036: 82.8041; 2039: 0.60763; 2040: 0.66685
2018-10-09 14:00 | 10 | 13 | 3 | 0 | 0 | 0.52784 | 0.94809 | 1.8962 | 4.2227 | 20.3125 | 10.5647 | 17.0341 | 17.0341 | 38.516 | 1.8962 | 2.3266 | 2024: 0; 2025: 38.516; 2026: 24.5795; 2027: 71.9307; 2028: 2.3266; 2029: 10.8833; 2030: 0; 2031: 0; 2032: 0; 2033: 0; 2034: 38.516; 2035: 0; 2036: 71.9307; 2039: 0.52784; 2040: 0.5735
2018-10-09 15:00 | 10 | 14 | 3 | 0 | 0 | 0.4018 | 1.1034 | 2.2069 | 3.2144 | 20.3125 | 10.5647 | 17.0341 | 17.0341 | 44.8271 | 2.2069 | 1.0075 | 2024: 0; 2025: 44.8271; 2026: 10.6443; 2027: 54.7546; 2028: 1.0075; 2029: 11.8908; 2030: 0; 2031: 0; 2032: 0; 2033: 0; 2034: 44.8271; 2035: 0; 2036: 54.7546; 2039: 0.4018; 2040: 0.43503
2018-10-09 16:00 | 10 | 15 | 3 | 0 | 1 | 0.23037 | 1.1232 | 2.2464 | 1.843 | 21.7915 | 12.0437 | 17.0341 | 17.0341 | 48.9519 | 1.843 | 0 | 2024: 8.7904; 2025: 40.1615; 2026: 0; 2027: 31.3938; 2028: 0; 2029: 11.8908; 2030: 0.40339; 2031: 0.40339; 2032: 0; 2033: 0; 2034: 48.9519; 2035: 0; 2036: 31.3938; 2039: 0.23037; 2040: 0.18385
2018-10-09 17:00 | 10 | 16 | 3 | 0 | 1 | 0.021775 | 1.1188 | 2.2375 | 0.1742 | 21.7915 | 12.0437 | 17.0341 | 17.0341 | 48.7593 | 0.1742 | 0 | 2024: 44.9632; 2025: 3.7961; 2026: 0; 2027: 2.9674; 2028: 0; 2029: 11.4523; 2030: 2.0633; 2031: 2.0633; 2032: 0; 2033: 0; 2034: 48.7593; 2035: 0; 2036: 2.9674; 2039: 0.021775; 2040: 0.027551
2018-10-09 18:00 | 10 | 17 | 3 | 0 | 1 | 0 | 1.0932 | 2.1864 | 0 | 21.7915 | 12.0437 | 17.0341 | 17.0341 | 47.6453 | 0 | 0 | 2024: 47.6453; 2025: 0; 2026: 0; 2027: 0; 2028: 0; 2029: 9.2096; 2030: 2.1864; 2031: 2.1864; 2032: 0; 2033: 0; 2034: 47.6453; 2035: 0; 2036: 0; 2039: 0; 2040: 0
2018-10-09 19:00 | 10 | 18 | 3 | 0 | 1 | 0 | 1.0817 | 2.1635 | 0 | 21.7915 | 12.0437 | 17.0341 | 17.0341 | 47.1453 | 0 | 0 | 2024: 47.1453; 2025: 0; 2026: 0; 2027: 0; 2028: 0; 2029: 6.833; 2030: 2.1635; 2031: 2.1635; 2032: 0; 2033: 0; 2034: 47.1453; 2035: 0; 2036: 0; 2039: 0; 2040: 0
2018-10-09 20:00 | 10 | 19 | 3 | 0 | 0 | 0 | 1.0393 | 2.0786 | 0 | 20.3125 | 10.5647 | 17.0341 | 17.0341 | 42.2214 | 0 | 0 | 2024: 42.2214; 2025: 0; 2026: 0; 2027: 0; 2028: 0; 2029: 4.4814; 2030: 2.0786; 2031: 2.0786; 2032: 0; 2033: 0; 2034: 42.2214; 2035: 0; 2036: 0; 2039: 0; 2040: 0
2018-10-09 21:00 | 10 | 20 | 3 | 0 | 0 | 0 | 0.77807 | 1.5561 | 0 | 20.3125 | 10.5647 | 17.0341 | 17.0341 | 31.609 | 0 | 0 | 2024: 31.609; 2025: 0; 2026: 0; 2027: 0; 2028: 0; 2029: 2.2221; 2030: 1.5561; 2031: 1.5561; 2032: 0; 2033: 0; 2034: 31.609; 2035: 0; 2036: 0; 2039: 0; 2040: 0
2018-10-09 22:00 | 10 | 21 | 3 | 0 | 0 | 0 | 0.59204 | 1.1841 | 0 | 20.3125 | 10.5647 | 17.0341 | 17.0341 | 24.0518 | 0 | 0 | 2024: 24.0518; 2025: 0; 2026: 0; 2027: 0; 2028: 0; 2029: 0.53062; 2030: 1.1841; 2031: 0.48817; 2032: 0; 2033: 14.1358; 2034: 9.916; 2035: 0; 2036: 0; 2039: 0; 2040: 0
2018-10-09 23:00 | 10 | 22 | 3 | 0 | 0 | 0 | 0.49935 | 0.99871 | 0 | 20.3125 | 10.5647 | 17.0341 | 17.0341 | 20.2862 | 0 | 0 | 2024: 20.2862; 2025: 0; 2026: 0; 2027: 0; 2028: 0; 2029: 0; 2030: 0.99871; 2031: 0; 2032: 0; 2033: 20.2862; 2034: 0; 2035: 0; 2036: 0; 2039: 0; 2040: 0
2018-10-10 | 10 | 23 | 3 | 0 | 0 | 0 | 0.46702 | 0.93404 | 0 | 20.3125 | 10.5647 | 17.0341 | 17.0341 | 18.9727 | 0 | 0 | 2024: 18.9727; 2025: 0; 2026: 0; 2027: 0; 2028: 0; 2029: 0; 2030: 0.93404; 2031: 0; 2032: 0; 2033: 18.9727; 2034: 0; 2035: 0; 2036: 0; 2039: 0; 2040: 0
2018-10-10 01:00 | 10 | 0 | 4 | 0 | 0 | 0 | 0.47339 | 0.94678 | 0 | 20.3125 | 10.5647 | 17.0341 | 17.0341 | 19.2314 | 0 | 0 | 2024: 19.2314; 2025: 0; 2026: 0; 2027: 0; 2028: 0; 2029: 0; 2030: 0.94678; 2031: 0; 2032: 0; 2033: 19.2314; 2034: 0; 2035: 0; 2036: 0; 2039: 0; 2040: 0
2018-10-10 02:00 | 10 | 1 | 4 | 0 | 0 | 0 | 0.46978 | 0.93957 | 0 | 20.3125 | 10.5647 | 17.0341 | 17.0341 | 19.085 | 0 | 0 | 2024: 19.085; 2025: 0; 2026: 0; 2027: 0; 2028: 0; 2029: 0; 2030: 0.93957; 2031: 0; 2032: 0; 2033: 19.085; 2034: 0; 2035: 0; 2036: 0; 2039: 0; 2040: 0
2018-10-10 03:00 | 10 | 2 | 4 | 0 | 0 | 0 | 0.48225 | 0.9645 | 0 | 20.3125 | 10.5647 | 17.0341 | 17.0341 | 19.5914 | 0 | 0 | 2024: 19.5914; 2025: 0; 2026: 0; 2027: 0; 2028: 0; 2029: 0; 2030: 0.9645; 2031: 0; 2032: 0; 2033: 19.5914; 2034: 0; 2035: 0; 2036: 0; 2039: 0; 2040: 0
2018-10-10 04:00 | 10 | 3 | 4 | 0 | 0 | 0 | 0.58434 | 1.1687 | 0 | 20.3125 | 10.5647 | 17.0341 | 17.0341 | 23.7387 | 0 | 0 | 2024: 23.7387; 2025: 0; 2026: 0; 2027: 0; 2028: 0; 2029: 0; 2030: 1.1687; 2031: 0; 2032: 0; 2033: 23.7387; 2034: 0; 2035: 0; 2036: 0; 2039: 0; 2040: 0
2018-10-10 05:00 | 10 | 4 | 4 | 0 | 0 | 0 | 0.72745 | 1.4549 | 0 | 20.3125 | 10.5647 | 17.0341 | 17.0341 | 29.5527 | 0 | 0 | 2024: 29.5527; 2025: 0; 2026: 0; 2027: 0; 2028: 0; 2029: 0; 2030: 1.4549; 2031: 0; 2032: 0; 2033: 29.5527; 2034: 0; 2035: 0; 2036: 0; 2039: 0; 2040: 0
2018-10-10 06:00 | 10 | 5 | 4 | 0 | 0 | 0 | 0.81711 | 1.6342 | 0 | 20.3125 | 10.5647 | 17.0341 | 17.0341 | 33.1951 | 0 | 0 | 2024: 33.1951; 2025: 0; 2026: 0; 2027: 0; 2028: 0; 2029: 0; 2030: 1.6342; 2031: 0; 2032: 0; 2033: 33.1951; 2034: 0; 2035: 0; 2036: 0; 2039: 0; 2040: 0
2018-10-10 07:00 | 10 | 6 | 4 | 0 | 0 | 0.045609 | 0.87398 | 1.748 | 0.36487 | 20.3125 | 10.5647 | 17.0341 | 17.0341 | 35.5056 | 0.36487 | 0 | 2024: 28.0941; 2025: 7.4115; 2026: 0; 2027: 6.2153; 2028: 0; 2029: 0; 2030: 1.3831; 2031: 0; 2032: 0; 2033: 28.0941; 2034: 7.4115; 2035: 0; 2036: 6.2153; 2039: 0.045609; 2040: 0.016591
2018-10-10 08:00 | 10 | 7 | 4 | 0 | 0 | 0.13767 | 0.91574 | 1.8315 | 1.1014 | 20.3125 | 10.5647 | 17.0341 | 17.0341 | 37.202 | 1.1014 | 0 | 2024: 14.8303; 2025: 22.3717; 2026: 0; 2027: 18.761; 2028: 0; 2029: 0; 2030: 0.73011; 2031: 0; 2032: 0; 2033: 14.8303; 2034: 22.3717; 2035: 0; 2036: 18.761; 2039: 0.13767; 2040: 0.31139
2018-10-10 09:00 | 10 | 8 | 4 | 0 | 0 | 0.2566 | 0.90922 | 1.8184 | 2.0528 | 20.3125 | 10.5647 | 17.0341 | 17.0341 | 36.9371 | 1.8184 | 0.23432 | 2024: 0; 2025: 36.9371; 2026: 2.4755; 2027: 34.967; 2028: 0.23432; 2029: 0.23432; 2030: 0; 2031: 0; 2032: 0; 2033: 0; 2034: 36.9371; 2035: 0; 2036: 34.967; 2039: 0.2566; 2040: 0.25029
2018-10-10 10:00 | 10 | 9 | 4 | 0 | 0 | 0.46777 | 0.74777 | 1.4955 | 3.7421 | 20.3125 | 10.5647 | 17.0341 | 17.0341 | 30.378 | 1.4955 | 2.2466 | 2024: 0; 2025: 30.378; 2026: 23.7348; 2027: 63.7442; 2028: 2.2466; 2029: 2.4809; 2030: 0; 2031: 0; 2032: 0; 2033: 0; 2034: 30.378; 2035: 0; 2036: 63.7442; 2039: 0.46777; 2040: 0.46245
2018-10-10 11:00 | 10 | 10 | 4 | 0 | 0 | 0.4279 | 0.73405 | 1.4681 | 3.4232 | 20.3125 | 10.5647 | 17.0341 | 17.0341 | 29.8209 | 1.4681 | 1.9551 | 2024: 0; 2025: 29.8209; 2026: 20.6549; 2027: 58.311; 2028: 1.9551; 2029: 4.436; 2030: 0; 2031: 0; 2032: 0; 2033: 0; 2034: 29.8209; 2035: 0; 2036: 58.311; 2039: 0.4279; 2040: 0.38099
2018-10-10 12:00 | 10 | 11 | 4 | 0 | 0 | 0.52818 | 0.71236 | 1.4247 | 4.2254 | 20.3125 | 10.5647 | 17.0341 | 17.0341 | 28.9398 | 1.4247 | 2.8007 | 2024: 0; 2025: 28.9398; 2026: 29.5887; 2027: 71.9766; 2028: 2.8007; 2029: 7.2367; 2030: 0; 2031: 0; 2032: 0; 2033: 0; 2034: 28.9398; 2035: 0; 2036: 71.9766; 2039: 0.52818; 2040: 0.29969
2018-10-10 13:00 | 10 | 12 | 4 | 0 | 0 | 0.2598 | 0.74167 | 1.4833 | 2.0784 | 20.3125 | 10.5647 | 17.0341 | 17.0341 | 30.1304 | 1.4833 | 0.59506 | 2024: 0; 2025: 30.1304; 2026: 6.2867; 2027: 35.4039; 2028: 0.59506; 2029: 7.8318; 2030: 0; 2031: 0; 2032: 0; 2033: 0; 2034: 30.1304; 2035: 0; 2036: 35.4039; 2039: 0.2598; 2040: 0.16207
2018-10-10 14:00 | 10 | 13 | 4 | 0 | 0 | 0.042617 | 0.80784 | 1.6157 | 0.34093 | 20.3125 | 10.5647 | 17.0341 | 17.0341 | 32.8185 | 0.34093 | 0 | 2024: 25.8933; 2025: 6.9252; 2026: 0; 2027: 5.8075; 2028: 0; 2029: 7.8318; 2030: 1.2747; 2031: 1.2747; 2032: 0; 2033: 0; 2034: 32.8185; 2035: 0; 2036: 5.8075; 2039: 0.042617; 2040: 0.13192
2018-10-10 15:00 | 10 | 14 | 4 | 0 | 0 | 0.045387 | 0.84487 | 1.6897 | 0.3631 | 20.3125 | 10.5647 | 17.0341 | 17.0341 | 34.3227 | 0.3631 | 0 | 2024: 26.9473; 2025: 7.3754; 2026: 0; 2027: 6.185; 2028: 0; 2029: 6.4462; 2030: 1.3266; 2031: 1.3266; 2032: 0; 2033: 0; 2034: 34.3227; 2035: 0; 2036: 6.185; 2039: 0.045387; 2040: 0.10097
2018-10-10 16:00 | 10 | 15 | 4 | 0 | 1 | 0.029027 | 0.91581 | 1.8316 | 0.23222 | 21.7915 | 12.0437 | 17.0341 | 17.0341 | 39.9136 | 0.23222 | 0 | 2024: 34.8533; 2025: 5.0603; 2026: 0; 2027: 3.9556; 2028: 0; 2029: 5.0042; 2030: 1.5994; 2031: 1.5994; 2032: 0; 2033: 0; 2034: 39.9136; 2035: 0; 2036: 3.9556; 2039: 0.029027; 2040: 0.038588
2018-10-10 17:00 | 10 | 16 | 4 | 0 | 1 | 0 | 0.99273 | 1.9855 | 0 | 21.7915 | 12.0437 | 17.0341 | 17.0341 | 43.2662 | 0 | 0 | 2024: 43.2662; 2025: 0; 2026: 0; 2027: 0; 2028: 0; 2029: 3.2657; 2030: 1.9855; 2031: 1.9855; 2032: 0; 2033: 0; 2034: 43.2662; 2035: 0; 2036: 0; 2039: 0; 2040: 0.0033843
2018-10-10 18:00 | 10 | 17 | 4 | 0 | 1 | 0 | 1.0052 | 2.0103 | 0 | 21.7915 | 12.0437 | 17.0341 | 17.0341 | 43.8084 | 0 | 0 | 2024: 43.8084; 2025: 0; 2026: 0; 2027: 0; 2028: 0; 2029: 1.1076; 2030: 2.0103; 2031: 1.019; 2032: 0; 2033: 21.6033; 2034: 22.2051; 2035: 0; 2036: 0; 2039: 0; 2040: 0
2018-10-10 19:00 | 10 | 18 | 4 | 0 | 1 | 0 | 1.13 | 2.26 | 0 | 21.7915 | 12.0437 | 17.0341 | 17.0341 | 49.2481 | 0 | 0 | 2024: 49.2481; 2025: 0; 2026: 0; 2027: 0; 2028: 0; 2029: 0; 2030: 2.26; 2031: 0; 2032: 0; 2033: 49.2481; 2034: 0; 2035: 0; 2036: 0; 2039: 0; 2040: 0
2018-10-10 20:00 | 10 | 19 | 4 | 0 | 0 | 0 | 1.0849 | 2.1699 | 0 | 20.3125 | 10.5647 | 17.0341 | 17.0341 | 44.076 | 0 | 0 | 2024: 44.076; 2025: 0; 2026: 0; 2027: 0; 2028: 0; 2029: 0; 2030: 2.1699; 2031: 0; 2032: 0; 2033: 44.076; 2034: 0; 2035: 0; 2036: 0; 2039: 0; 2040: 0
2018-10-10 21:00 | 10 | 20 | 4 | 0 | 0 | 0 | 0.73103 | 1.4621 | 0 | 20.3125 | 10.5647 | 17.0341 | 17.0341 | 29.6983 | 0 | 0 | 2024: 29.6983; 2025: 0; 2026: 0; 2027: 0; 2028: 0; 2029: 0; 2030: 1.4621; 2031: 0; 2032: 0; 2033: 29.6983; 2034: 0; 2035: 0; 2036: 0; 2039: 0; 2040: 0
2018-10-10 22:00 | 10 | 21 | 4 | 0 | 0 | 0 | 0.59799 | 1.196 | 0 | 20.3125 | 10.5647 | 17.0341 | 17.0341 | 24.2933 | 0 | 0 | 2024: 24.2933; 2025: 0; 2026: 0; 2027: 0; 2028: 0; 2029: 0; 2030: 1.196; 2031: 0; 2032: 0; 2033: 24.2933; 2034: 0; 2035: 0; 2036: 0; 2039: 0; 2040: 0
2018-10-10 23:00 | 10 | 22 | 4 | 0 | 0 | 0 | 0.57326 | 1.1465 | 0 | 20.3125 | 10.5647 | 17.0341 | 17.0341 | 23.2886 | 0 | 0 | 2024: 23.2886; 2025: 0; 2026: 0; 2027: 0; 2028: 0; 2029: 0; 2030: 1.1465; 2031: 0; 2032: 0; 2033: 23.2886; 2034: 0; 2035: 0; 2036: 0; 2039: 0; 2040: 0
2018-10-11 | 10 | 23 | 4 | 0 | 0 | 0 | 0.5564 | 1.1128 | 0 | 20.3125 | 10.5647 | 17.0341 | 17.0341 | 22.6038 | 0 | 0 | 2024: 22.6038; 2025: 0; 2026: 0; 2027: 0; 2028: 0; 2029: 0; 2030: 1.1128; 2031: 0; 2032: 0; 2033: 22.6038; 2034: 0; 2035: 0; 2036: 0; 2039: 0; 2040: 0
2018-10-11 01:00 | 10 | 0 | 5 | 0 | 0 | 0 | 0.56985 | 1.1397 | 0 | 20.3125 | 10.5647 | 17.0341 | 17.0341 | 23.1503 | 0 | 0 | 2024: 23.1503; 2025: 0; 2026: 0; 2027: 0; 2028: 0; 2029: 0; 2030: 1.1397; 2031: 0; 2032: 0; 2033: 23.1503; 2034: 0; 2035: 0; 2036: 0; 2039: 0; 2040: 0
2018-10-11 02:00 | 10 | 1 | 5 | 0 | 0 | 0 | 0.61653 | 1.2331 | 0 | 20.3125 | 10.5647 | 17.0341 | 17.0341 | 25.0467 | 0 | 0 | 2024: 25.0467; 2025: 0; 2026: 0; 2027: 0; 2028: 0; 2029: 0; 2030: 1.2331; 2031: 0; 2032: 0; 2033: 25.0467; 2034: 0; 2035: 0; 2036: 0; 2039: 0; 2040: 0
2018-10-11 03:00 | 10 | 2 | 5 | 0 | 0 | 0 | 0.64897 | 1.2979 | 0 | 20.3125 | 10.5647 | 17.0341 | 17.0341 | 26.3645 | 0 | 0 | 2024: 26.3645; 2025: 0; 2026: 0; 2027: 0; 2028: 0; 2029: 0; 2030: 1.2979; 2031: 0; 2032: 0; 2033: 26.3645; 2034: 0; 2035: 0; 2036: 0; 2039: 0; 2040: 0
2018-10-11 04:00 | 10 | 3 | 5 | 0 | 0 | 0 | 0.70797 | 1.4159 | 0 | 20.3125 | 10.5647 | 17.0341 | 17.0341 | 28.7615 | 0 | 0 | 2024: 28.7615; 2025: 0; 2026: 0; 2027: 0; 2028: 0; 2029: 0; 2030: 1.4159; 2031: 0; 2032: 0; 2033: 28.7615; 2034: 0; 2035: 0; 2036: 0; 2039: 0; 2040: 0
2018-10-11 05:00 | 10 | 4 | 5 | 0 | 0 | 0 | 0.84804 | 1.6961 | 0 | 20.3125 | 10.5647 | 17.0341 | 17.0341 | 34.4517 | 0 | 0 | 2024: 34.4517; 2025: 0; 2026: 0; 2027: 0; 2028: 0; 2029: 0; 2030: 1.6961; 2031: 0; 2032: 0; 2033: 34.4517; 2034: 0; 2035: 0; 2036: 0; 2039: 0; 2040: 0
2018-10-11 06:00 | 10 | 5 | 5 | 0 | 0 | 0 | 0.93815 | 1.8763 | 0 | 20.3125 | 10.5647 | 17.0341 | 17.0341 | 38.1124 | 0 | 0 | 2024: 38.1124; 2025: 0; 2026: 0; 2027: 0; 2028: 0; 2029: 0; 2030: 1.8763; 2031: 0; 2032: 0; 2033: 38.1124; 2034: 0; 2035: 0; 2036: 0; 2039: 0; 2040: 0
2018-10-11 07:00 | 10 | 6 | 5 | 0 | 0 | 0.0061696 | 0.99733 | 1.9947 | 0.049357 | 20.3125 | 10.5647 | 17.0341 | 17.0341 | 40.5167 | 0.049357 | 0 | 2024: 39.5142; 2025: 1.0026; 2026: 0; 2027: 0.84075; 2028: 0; 2029: 0; 2030: 1.9453; 2031: 0; 2032: 0; 2033: 39.5142; 2034: 1.0026; 2035: 0; 2036: 0.84075; 2039: 0.0061696; 2040: 0.006055
2018-10-11 08:00 | 10 | 7 | 5 | 0 | 0 | 0.029512 | 0.9188 | 1.8376 | 0.2361 | 20.3125 | 10.5647 | 17.0341 | 17.0341 | 37.3264 | 0.2361 | 0 | 2024: 32.5306; 2025: 4.7957; 2026: 0; 2027: 4.0217; 2028: 0; 2029: 0; 2030: 1.6015; 2031: 0; 2032: 0; 2033: 32.5306; 2034: 4.7957; 2035: 0; 2036: 4.0217; 2039: 0.029512; 2040: 0.047078
2018-10-11 09:00 | 10 | 8 | 5 | 0 | 0 | 0.088106 | 0.8249 | 1.6498 | 0.70485 | 20.3125 | 10.5647 | 17.0341 | 17.0341 | 33.5114 | 0.70485 | 0 | 2024: 19.1942; 2025: 14.3172; 2026: 0; 2027: 12.0065; 2028: 0; 2029: 0; 2030: 0.94495; 2031: 0; 2032: 0; 2033: 19.1942; 2034: 14.3172; 2035: 0; 2036: 12.0065; 2039: 0.088106; 2040: 0.038877
2018-10-11 10:00 | 10 | 9 | 5 | 0 | 0 | 0.10166 | 0.83764 | 1.6753 | 0.81327 | 20.3125 | 10.5647 | 17.0341 | 17.0341 | 34.0293 | 0.81327 | 0 | 2024: 17.5097; 2025: 16.5196; 2026: 0; 2027: 13.8534; 2028: 0; 2029: 0; 2030: 0.86201; 2031: 0; 2032: 0; 2033: 17.5097; 2034: 16.5196; 2035: 0; 2036: 13.8534; 2039: 0.10166; 2040: 0.11882
2018-10-11 11:00 | 10 | 10 | 5 | 0 | 0 | 0.18453 | 0.83698 | 1.674 | 1.4762 | 20.3125 | 10.5647 | 17.0341 | 17.0341 | 34.0025 | 1.4762 | 0 | 2024: 4.0167; 2025: 29.9858; 2026: 0; 2027: 25.1462; 2028: 0; 2029: 0; 2030: 0.19775; 2031: 0; 2032: 0; 2033: 4.0167; 2034: 29.9858; 2035: 0; 2036: 25.1462; 2039: 0.18453; 2040: 0.083876
2018-10-11 12:00 | 10 | 11 | 5 | 0 | 0 | 0.13191 | 0.78044 | 1.5609 | 1.0553 | 20.3125 | 10.5647 | 17.0341 | 17.0341 | 31.7054 | 1.0553 | 0 | 2024: 10.2694; 2025: 21.436; 2026: 0; 2027: 17.9763; 2028: 0; 2029: 0; 2030: 0.50557; 2031: 0; 2032: 0; 2033: 10.2694; 2034: 21.436; 2035: 0; 2036: 17.9763; 2039: 0.13191; 2040: 0.16263
2018-10-11 13:00 | 10 | 12 | 5 | 0 | 0 | 0.21236 | 0.73242 | 1.4648 | 1.6989 | 20.3125 | 10.5647 | 17.0341 | 17.0341 | 29.7547 | 1.4648 | 0.23401 | 2024: 0; 2025: 29.7547; 2026: 2.4723; 2027: 28.9386; 2028: 0.23401; 2029: 0.23401; 2030: 0; 2031: 0; 2032: 0; 2033: 0; 2034: 29.7547; 2035: 0; 2036: 28.9386; 2039: 0.21236; 2040: 0.2574
2018-10-11 14:00 | 10 | 13 | 5 | 0 | 0 | 0.22637 | 0.75945 | 1.5189 | 1.811 | 20.3125 | 10.5647 | 17.0341 | 17.0341 | 30.8528 | 1.5189 | 0.29206 | 2024: 0; 2025: 30.8528; 2026: 3.0855; 2027: 30.8483; 2028: 0.29206; 2029: 0.52607; 2030: 0; 2031: 0; 2032: 0; 2033: 0; 2034: 30.8528; 2035: 0; 2036: 30.8483; 2039: 0.22637; 2040: 0.16209
2018-10-11 15:00 | 10 | 14 | 5 | 0 | 0 | 0.13051 | 0.84371 | 1.6874 | 1.0441 | 20.3125 | 10.5647 | 17.0341 | 17.0341 | 34.2757 | 1.0441 | 0 | 2024: 13.0673; 2025: 21.2084; 2026: 0; 2027: 17.7854; 2028: 0; 2029: 0.52607; 2030: 0.64331; 2031: 0.48398; 2032: 0; 2033: 3.2364; 2034: 31.0393; 2035: 0; 2036: 17.7854; 2039: 0.13051; 2040: 0.095419
2018-10-11 16:00 | 10 | 15 | 5 | 0 | 1 | 0.034304 | 0.93682 | 1.8736 | 0.27443 | 21.7915 | 12.0437 | 17.0341 | 17.0341 | 40.8294 | 0.27443 | 0 | 2024: 34.8492; 2025: 5.9802; 2026: 0; 2027: 4.6747; 2028: 0; 2029: 0; 2030: 1.5992; 2031: 0; 2032: 0; 2033: 34.8492; 2034: 5.9802; 2035: 0; 2036: 4.6747; 2039: 0.034304; 2040: 0.064597
2018-10-11 17:00 | 10 | 16 | 5 | 0 | 1 | 0.0019 | 0.98867 | 1.9773 | 0.0152 | 21.7915 | 12.0437 | 17.0341 | 17.0341 | 43.0891 | 0.0152 | 0 | 2024: 42.7579; 2025: 0.33122; 2026: 0; 2027: 0.25891; 2028: 0; 2029: 0; 2030: 1.9621; 2031: 0; 2032: 0; 2033: 42.7579; 2034: 0.33122; 2035: 0; 2036: 0.25891; 2039: 0.0019; 2040: 0.0064387
2018-10-11 18:00 | 10 | 17 | 5 | 0 | 1 | 0 | 1.0341 | 2.0682 | 0 | 21.7915 | 12.0437 | 17.0341 | 17.0341 | 45.0694 | 0 | 0 | 2024: 45.0694; 2025: 0; 2026: 0; 2027: 0; 2028: 0; 2029: 0; 2030: 2.0682; 2031: 0; 2032: 0; 2033: 45.0694; 2034: 0; 2035: 0; 2036: 0; 2039: 0; 2040: 0
2018-10-11 19:00 | 10 | 18 | 5 | 0 | 1 | 0 | 1.0876 | 2.1752 | 0 | 21.7915 | 12.0437 | 17.0341 | 17.0341 | 47.4016 | 0 | 0 | 2024: 47.4016; 2025: 0; 2026: 0; 2027: 0; 2028: 0; 2029: 0; 2030: 2.1752; 2031: 0; 2032: 0; 2033: 47.4016; 2034: 0; 2035: 0; 2036: 0; 2039: 0; 2040: 0
2018-10-11 20:00 | 10 | 19 | 5 | 0 | 0 | 0 | 1.0698 | 2.1397 | 0 | 20.3125 | 10.5647 | 17.0341 | 17.0341 | 43.4618 | 0 | 0 | 2024: 43.4618; 2025: 0; 2026: 0; 2027: 0; 2028: 0; 2029: 0; 2030: 2.1397; 2031: 0; 2032: 0; 2033: 43.4618; 2034: 0; 2035: 0; 2036: 0; 2039: 0; 2040: 0
2018-10-11 21:00 | 10 | 20 | 5 | 0 | 0 | 0 | 0.86897 | 1.7379 | 0 | 20.3125 | 10.5647 | 17.0341 | 17.0341 | 35.302 | 0 | 0 | 2024: 35.302; 2025: 0; 2026: 0; 2027: 0; 2028: 0; 2029: 0; 2030: 1.7379; 2031: 0; 2032: 0; 2033: 35.302; 2034: 0; 2035: 0; 2036: 0; 2039: 0; 2040: 0
2018-10-11 22:00 | 10 | 21 | 5 | 0 | 0 | 0 | 0.60748 | 1.215 | 0 | 20.3125 | 10.5647 | 17.0341 | 17.0341 | 24.679 | 0 | 0 | 2024: 24.679; 2025: 0; 2026: 0; 2027: 0; 2028: 0; 2029: 0; 2030: 1.215; 2031: 0; 2032: 0; 2033: 24.679; 2034: 0; 2035: 0; 2036: 0; 2039: 0; 2040: 0
2018-10-11 23:00 | 10 | 22 | 5 | 0 | 0 | 0 | 0.59331 | 1.1866 | 0 | 20.3125 | 10.5647 | 17.0341 | 17.0341 | 24.1033 | 0 | 0 | 2024: 24.1033; 2025: 0; 2026: 0; 2027: 0; 2028: 0; 2029: 0; 2030: 1.1866; 2031: 0; 2032: 0; 2033: 24.1033; 2034: 0; 2035: 0; 2036: 0; 2039: 0; 2040: 0
2018-10-12 | 10 | 23 | 5 | 0 | 0 | 0 | 0.58037 | 1.1607 | 0 | 20.3125 | 10.5647 | 17.0341 | 17.0341 | 23.5774 | 0 | 0 | 2024: 23.5774; 2025: 0; 2026: 0; 2027: 0; 2028: 0; 2029: 0; 2030: 1.1607; 2031: 0; 2032: 0; 2033: 23.5774; 2034: 0; 2035: 0; 2036: 0; 2039: 0; 2040: 0
2018-10-12 01:00 | 10 | 0 | 6 | 0 | 0 | 0 | 0.58412 | 1.1682 | 0 | 20.3125 | 10.5647 | 17.0341 | 17.0341 | 23.73 | 0 | 0 | 2024: 23.73; 2025: 0; 2026: 0; 2027: 0; 2028: 0; 2029: 0; 2030: 1.1682; 2031: 0; 2032: 0; 2033: 23.73; 2034: 0; 2035: 0; 2036: 0; 2039: 0; 2040: 0
2018-10-12 02:00 | 10 | 1 | 6 | 0 | 0 | 0 | 0.62435 | 1.2487 | 0 | 20.3125 | 10.5647 | 17.0341 | 17.0341 | 25.3642 | 0 | 0 | 2024: 25.3642; 2025: 0; 2026: 0; 2027: 0; 2028: 0; 2029: 0; 2030: 1.2487; 2031: 0; 2032: 0; 2033: 25.3642; 2034: 0; 2035: 0; 2036: 0; 2039: 0; 2040: 0
2018-10-12 03:00 | 10 | 2 | 6 | 0 | 0 | 0 | 0.64577 | 1.2915 | 0 | 20.3125 | 10.5647 | 17.0341 | 17.0341 | 26.2343 | 0 | 0 | 2024: 26.2343; 2025: 0; 2026: 0; 2027: 0; 2028: 0; 2029: 0; 2030: 1.2915; 2031: 0; 2032: 0; 2033: 26.2343; 2034: 0; 2035: 0; 2036: 0; 2039: 0; 2040: 0
2018-10-12 04:00 | 10 | 3 | 6 | 0 | 0 | 0 | 0.67561 | 1.3512 | 0 | 20.3125 | 10.5647 | 17.0341 | 17.0341 | 27.4466 | 0 | 0 | 2024: 27.4466; 2025: 0; 2026: 0; 2027: 0; 2028: 0; 2029: 0; 2030: 1.3512; 2031: 0; 2032: 0; 2033: 27.4466; 2034: 0; 2035: 0; 2036: 0; 2039: 0; 2040: 0
2018-10-12 05:00 | 10 | 4 | 6 | 0 | 0 | 0 | 0.81303 | 1.6261 | 0 | 20.3125 | 10.5647 | 17.0341 | 17.0341 | 33.0292 | 0 | 0 | 2024: 33.0292; 2025: 0; 2026: 0; 2027: 0; 2028: 0; 2029: 0; 2030: 1.6261; 2031: 0; 2032: 0; 2033: 33.0292; 2034: 0; 2035: 0; 2036: 0; 2039: 0; 2040: 0
2018-10-12 06:00 | 10 | 5 | 6 | 0 | 0 | 0 | 0.87916 | 1.7583 | 0 | 20.3125 | 10.5647 | 17.0341 | 17.0341 | 35.7159 | 0 | 0 | 2024: 35.7159; 2025: 0; 2026: 0; 2027: 0; 2028: 0; 2029: 0; 2030: 1.7583; 2031: 0; 2032: 0; 2033: 35.7159; 2034: 0; 2035: 0; 2036: 0; 2039: 0; 2040: 0
2018-10-12 07:00 | 10 | 6 | 6 | 0 | 0 | 0.0041486 | 0.9309 | 1.8618 | 0.033189 | 20.3125 | 10.5647 | 17.0341 | 17.0341 | 37.818 | 0.033189 | 0 | 2024: 37.1438; 2025: 0.67414; 2026: 0; 2027: 0.56534; 2028: 0; 2029: 0; 2030: 1.8286; 2031: 0; 2032: 0; 2033: 37.1438; 2034: 0.67414; 2035: 0; 2036: 0.56534; 2039: 0.0041486; 2040: 0.017966
2018-10-12 08:00 | 10 | 7 | 6 | 0 | 0 | 0.030154 | 0.93004 | 1.8601 | 0.24123 | 20.3125 | 10.5647 | 17.0341 | 17.0341 | 37.7829 | 0.24123 | 0 | 2024: 32.8828; 2025: 4.9001; 2026: 0; 2027: 4.1092; 2028: 0; 2029: 0; 2030: 1.6188; 2031: 0; 2032: 0; 2033: 32.8828; 2034: 4.9001; 2035: 0; 2036: 4.1092; 2039: 0.030154; 2040: 0.035151
2018-10-12 09:00 | 10 | 8 | 6 | 0 | 0 | 0.052578 | 0.9567 | 1.9134 | 0.42062 | 20.3125 | 10.5647 | 17.0341 | 17.0341 | 38.866 | 0.42062 | 0 | 2024: 30.322; 2025: 8.5439; 2026: 0; 2027: 7.165; 2028: 0; 2029: 0; 2030: 1.4928; 2031: 0; 2032: 0; 2033: 30.322; 2034: 8.5439; 2035: 0; 2036: 7.165; 2039: 0.052578; 2040: 0.07248
2018-10-12 10:00 | 10 | 9 | 6 | 0 | 0 | 0.19371 | 0.92236 | 1.8447 | 1.5497 | 20.3125 | 10.5647 | 17.0341 | 17.0341 | 37.4709 | 1.5497 | 0 | 2024: 5.993; 2025: 31.4779; 2026: 0; 2027: 26.3975; 2028: 0; 2029: 0; 2030: 0.29504; 2031: 0; 2032: 0; 2033: 5.993; 2034: 31.4779; 2035: 0; 2036: 26.3975; 2039: 0.19371; 2040: 0.10588
2018-10-12 11:00 | 10 | 10 | 6 | 0 | 0 | 0.082956 | 0.79279 | 1.5856 | 0.66364 | 20.3125 | 10.5647 | 17.0341 | 17.0341 | 32.2071 | 0.66364 | 0 | 2024: 18.7269; 2025: 13.4803; 2026: 0; 2027: 11.3046; 2028: 0; 2029: 0; 2030: 0.92194; 2031: 0; 2032: 0; 2033: 18.7269; 2034: 13.4803; 2035: 0; 2036: 11.3046; 2039: 0.082956; 2040: 0.21676
2018-10-12 12:00 | 10 | 11 | 6 | 0 | 0 | 0.4355 | 0.71503 | 1.4301 | 3.484 | 20.3125 | 10.5647 | 17.0341 | 17.0341 | 29.0483 | 1.4301 | 2.054 | 2024: 0; 2025: 29.0483; 2026: 21.6997; 2027: 59.3476; 2028: 2.054; 2029: 2.054; 2030: 0; 2031: 0; 2032: 0; 2033: 0; 2034: 29.0483; 2035: 0; 2036: 59.3476; 2039: 0.4355; 2040: 0.18181
2018-10-12 13:00 | 10 | 12 | 6 | 0 | 0 | 0.090813 | 0.70981 | 1.4196 | 0.7265 | 20.3125 | 10.5647 | 17.0341 | 17.0341 | 28.8358 | 0.7265 | 0 | 2024: 14.0788; 2025: 14.7571; 2026: 0; 2027: 12.3753; 2028: 0; 2029: 2.054; 2030: 0.69311; 2031: 0.69311; 2032: 0; 2033: 0; 2034: 28.8358; 2035: 0; 2036: 12.3753; 2039: 0.090813; 2040: 0.24708
2018-10-12 14:00 | 10 | 13 | 6 | 0 | 0 | 0.11114 | 0.66609 | 1.3322 | 0.8891 | 20.3125 | 10.5647 | 17.0341 | 17.0341 | 27.06 | 0.8891 | 0 | 2024: 9.0002; 2025: 18.0598; 2026: 0; 2027: 15.145; 2028: 0; 2029: 1.3006; 2030: 0.44309; 2031: 0.44309; 2032: 0; 2033: 0; 2034: 27.06; 2035: 0; 2036: 15.145; 2039: 0.11114; 2040: 0.57029
2018-10-12 15:00 | 10 | 14 | 6 | 0 | 0 | 0.081957 | 0.80028 | 1.6006 | 0.65566 | 20.3125 | 10.5647 | 17.0341 | 17.0341 | 32.5113 | 0.65566 | 0 | 2024: 19.1933; 2025: 13.3181; 2026: 0; 2027: 11.1686; 2028: 0; 2029: 0.81897; 2030: 0.9449; 2031: 0.75346; 2032: 0; 2033: 3.8887; 2034: 28.6226; 2035: 0; 2036: 11.1686; 2039: 0.081957; 2040: 0.42831
2018-10-12 16:00 | 10 | 15 | 6 | 0 | 1 | 0.21186 | 0.8522 | 1.7044 | 1.6949 | 21.7915 | 12.0437 | 17.0341 | 17.0341 | 37.1412 | 1.6949 | 0 | 2024: 0.20641; 2025: 36.9348; 2026: 0; 2027: 28.8715; 2028: 0; 2029: 0; 2030: 0.009472; 2031: 0; 2032: 0; 2033: 0.20641; 2034: 36.9348; 2035: 0; 2036: 28.8715; 2039: 0.21186; 2040: 0.17317
2018-10-12 17:00 | 10 | 16 | 6 | 0 | 1 | 0.027754 | 0.9152 | 1.8304 | 0.22203 | 21.7915 | 12.0437 | 17.0341 | 17.0341 | 39.8872 | 0.22203 | 0 | 2024: 35.0488; 2025: 4.8384; 2026: 0; 2027: 3.7821; 2028: 0; 2029: 0; 2030: 1.6084; 2031: 0; 2032: 0; 2033: 35.0488; 2034: 4.8384; 2035: 0; 2036: 3.7821; 2039: 0.027754; 2040: 0.026672
2018-10-12 18:00 | 10 | 17 | 6 | 0 | 1 | 0 | 0.9751 | 1.9502 | 0 | 21.7915 | 12.0437 | 17.0341 | 17.0341 | 42.4976 | 0 | 0 | 2024: 42.4976; 2025: 0; 2026: 0; 2027: 0; 2028: 0; 2029: 0; 2030: 1.9502; 2031: 0; 2032: 0; 2033: 42.4976; 2034: 0; 2035: 0; 2036: 0; 2039: 0; 2040: 0
2018-10-12 19:00 | 10 | 18 | 6 | 0 | 1 | 0 | 1.0877 | 2.1754 | 0 | 21.7915 | 12.0437 | 17.0341 | 17.0341 | 47.4054 | 0 | 0 | 2024: 47.4054; 2025: 0; 2026: 0; 2027: 0; 2028: 0; 2029: 0; 2030: 2.1754; 2031: 0; 2032: 0; 2033: 47.4054; 2034: 0; 2035: 0; 2036: 0; 2039: 0; 2040: 0
2018-10-12 20:00 | 10 | 19 | 6 | 0 | 0 | 0 | 1.0167 | 2.0333 | 0 | 20.3125 | 10.5647 | 17.0341 | 17.0341 | 41.3017 | 0 | 0 | 2024: 41.3017; 2025: 0; 2026: 0; 2027: 0; 2028: 0; 2029: 0; 2030: 2.0333; 2031: 0; 2032: 0; 2033: 41.3017; 2034: 0; 2035: 0; 2036: 0; 2039: 0; 2040: 0
2018-10-12 21:00 | 10 | 20 | 6 | 0 | 0 | 0 | 0.83104 | 1.6621 | 0 | 20.3125 | 10.5647 | 17.0341 | 17.0341 | 33.7609 | 0 | 0 | 2024: 33.7609; 2025: 0; 2026: 0; 2027: 0; 2028: 0; 2029: 0; 2030: 1.6621; 2031: 0; 2032: 0; 2033: 33.7609; 2034: 0; 2035: 0; 2036: 0; 2039: 0; 2040: 0
2018-10-12 22:00 | 10 | 21 | 6 | 0 | 0 | 0 | 0.65935 | 1.3187 | 0 | 20.3125 | 10.5647 | 17.0341 | 17.0341 | 26.786 | 0 | 0 | 2024: 26.786; 2025: 0; 2026: 0; 2027: 0; 2028: 0; 2029: 0; 2030: 1.3187; 2031: 0; 2032: 0; 2033: 26.786; 2034: 0; 2035: 0; 2036: 0; 2039: 0; 2040: 0
2018-10-12 23:00 | 10 | 22 | 6 | 0 | 0 | 0 | 0.55842 | 1.1168 | 0 | 20.3125 | 10.5647 | 17.0341 | 17.0341 | 22.6859 | 0 | 0 | 2024: 22.6859; 2025: 0; 2026: 0; 2027: 0; 2028: 0; 2029: 0; 2030: 1.1168; 2031: 0; 2032: 0; 2033: 22.6859; 2034: 0; 2035: 0; 2036: 0; 2039: 0; 2040: 0
2018-10-13 | 10 | 23 | 6 | 0 | 0 | 0 | 0.51246 | 1.0249 | 0 | 20.3125 | 10.5647 | 17.0341 | 17.0341 | 20.8185 | 0 | 0 | 2024: 20.8185; 2025: 0; 2026: 0; 2027: 0; 2028: 0; 2029: 0; 2030: 1.0249; 2031: 0; 2032: 0; 2033: 20.8185; 2034: 0; 2035: 0; 2036: 0; 2039: 0; 2040: 0
2018-10-13 01:00 | 10 | 0 | 7 | 0 | 0 | 0 | 0.51091 | 1.0218 | 0 | 20.3125 | 10.5647 | 17.0341 | 17.0341 | 20.7558 | 0 | 0 | 2024: 20.7558; 2025: 0; 2026: 0; 2027: 0; 2028: 0; 2029: 0; 2030: 1.0218; 2031: 0; 2032: 0; 2033: 20.7558; 2034: 0; 2035: 0; 2036: 0; 2039: 0; 2040: 0
2018-10-13 02:00 | 10 | 1 | 7 | 0 | 0 | 0 | 0.53451 | 1.069 | 0 | 20.3125 | 10.5647 | 17.0341 | 17.0341 | 21.7144 | 0 | 0 | 2024: 21.7144; 2025: 0; 2026: 0; 2027: 0; 2028: 0; 2029: 0; 2030: 1.069; 2031: 0; 2032: 0; 2033: 21.7144; 2034: 0; 2035: 0; 2036: 0; 2039: 0; 2040: 0
2018-10-13 03:00 | 10 | 2 | 7 | 0 | 0 | 0 | 0.56258 | 1.1252 | 0 | 20.3125 | 10.5647 | 17.0341 | 17.0341 | 22.855 | 0 | 0 | 2024: 22.855; 2025: 0; 2026: 0; 2027: 0; 2028: 0; 2029: 0; 2030: 1.1252; 2031: 0; 2032: 0; 2033: 22.855; 2034: 0; 2035: 0; 2036: 0; 2039: 0; 2040: 0
2018-10-13 04:00 | 10 | 3 | 7 | 0 | 0 | 0 | 0.57794 | 1.1559 | 0 | 20.3125 | 10.5647 | 17.0341 | 17.0341 | 23.479 | 0 | 0 | 2024: 23.479; 2025: 0; 2026: 0; 2027: 0; 2028: 0; 2029: 0; 2030: 1.1559; 2031: 0; 2032: 0; 2033: 23.479; 2034: 0; 2035: 0; 2036: 0; 2039: 0; 2040: 0
2018-10-13 05:00 | 10 | 4 | 7 | 0 | 0 | 0 | 0.66445 | 1.3289 | 0 | 20.3125 | 10.5647 | 17.0341 | 17.0341 | 26.9932 | 0 | 0 | 2024: 26.9932; 2025: 0; 2026: 0; 2027: 0; 2028: 0; 2029: 0; 2030: 1.3289; 2031: 0; 2032: 0; 2033: 26.9932; 2034: 0; 2035: 0; 2036: 0; 2039: 0; 2040: 0
2018-10-13 06:00 | 10 | 5 | 7 | 0 | 0 | 0 | 0.75022 | 1.5004 | 0 | 20.3125 | 10.5647 | 17.0341 | 17.0341 | 30.4778 | 0 | 0 | 2024: 30.4778; 2025: 0; 2026: 0; 2027: 0; 2028: 0; 2029: 0; 2030: 1.5004; 2031: 0; 2032: 0; 2033: 30.4778; 2034: 0; 2035: 0; 2036: 0; 2039: 0; 2040: 0
2018-10-13 07:00 | 10 | 6 | 7 | 0 | 0 | 0.025094 | 0.88077 | 1.7615 | 0.20075 | 20.3125 | 10.5647 | 17.0341 | 17.0341 | 35.7814 | 0.20075 | 0 | 2024: 31.7036; 2025: 4.0778; 2026: 0; 2027: 3.4196; 2028: 0; 2029: 0; 2030: 1.5608; 2031: 0; 2032: 0; 2033: 31.7036; 2034: 4.0778; 2035: 0; 2036: 3.4196; 2039: 0.025094; 2040: 0.0075983
2018-10-13 08:00 | 10 | 7 | 7 | 0 | 0 | 0.051735 | 0.96917 | 1.9383 | 0.41388 | 20.3125 | 10.5647 | 17.0341 | 17.0341 | 39.3725 | 0.41388 | 0 | 2024: 30.9656; 2025: 8.407; 2026: 0; 2027: 7.0501; 2028: 0; 2029: 0; 2030: 1.5245; 2031: 0; 2032: 0; 2033: 30.9656; 2034: 8.407; 2035: 0; 2036: 7.0501; 2039: 0.051735; 2040: 0.074646
2018-10-13 09:00 | 10 | 8 | 7 | 0 | 0 | 0.063441 | 0.90921 | 1.8184 | 0.50753 | 20.3125 | 10.5647 | 17.0341 | 17.0341 | 36.9365 | 0.50753 | 0 | 2024: 26.6273; 2025: 10.3092; 2026: 0; 2027: 8.6453; 2028: 0; 2029: 0; 2030: 1.3109; 2031: 0; 2032: 0; 2033: 26.6273; 2034: 10.3092; 2035: 0; 2036: 8.6453; 2039: 0.063441; 2040: 0.11215
2018-10-13 10:00 | 10 | 9 | 7 | 0 | 0 | 0.0068429 | 0.83914 | 1.6783 | 0.054743 | 20.3125 | 10.5647 | 17.0341 | 17.0341 | 34.0903 | 0.054743 | 0 | 2024: 32.9783; 2025: 1.112; 2026: 0; 2027: 0.9325; 2028: 0; 2029: 0; 2030: 1.6235; 2031: 0; 2032: 0; 2033: 32.9783; 2034: 1.112; 2035: 0; 2036: 0.9325; 2039: 0.0068429; 2040: 0.12432
2018-10-13 11:00 | 10 | 10 | 7 | 0 | 0 | 0.092034 | 0.84207 | 1.6841 | 0.73627 | 20.3125 | 10.5647 | 17.0341 | 17.0341 | 34.2091 | 0.73627 | 0 | 2024: 19.2535; 2025: 14.9556; 2026: 0; 2027: 12.5418; 2028: 0; 2029: 0; 2030: 0.94786; 2031: 0; 2032: 0; 2033: 19.2535; 2034: 14.9556; 2035: 0; 2036: 12.5418; 2039: 0.092034; 2040: 0.11835
2018-10-13 12:00 | 10 | 11 | 7 | 0 | 0 | 0.040961 | 0.86288 | 1.7258 | 0.32768 | 20.3125 | 10.5647 | 17.0341 | 17.0341 | 35.0547 | 0.32768 | 0 | 2024: 28.3986; 2025: 6.6561; 2026: 0; 2027: 5.5818; 2028: 0; 2029: 0; 2030: 1.3981; 2031: 0; 2032: 0; 2033: 28.3986; 2034: 6.6561; 2035: 0; 2036: 5.5818; 2039: 0.040961; 2040: 0.10348
2018-10-13 13:00 | 10 | 12 | 7 | 0 | 0 | 0.16299 | 0.92576 | 1.8515 | 1.3039 | 20.3125 | 10.5647 | 17.0341 | 17.0341 | 37.6092 | 1.3039 | 0 | 2024: 11.1233; 2025: 26.4859; 2026: 0; 2027: 22.2112; 2028: 0; 2029: 0; 2030: 0.54761; 2031: 0; 2032: 0; 2033: 11.1233; 2034: 26.4859; 2035: 0; 2036: 22.2112; 2039: 0.16299; 2040: 0.16859
2018-10-13 14:00 | 10 | 13 | 7 | 0 | 0 | 0.1796 | 0.84165 | 1.6833 | 1.4368 | 20.3125 | 10.5647 | 17.0341 | 17.0341 | 34.1919 | 1.4368 | 0 | 2024: 5.0072; 2025: 29.1847; 2026: 0; 2027: 24.4744; 2028: 0; 2029: 0; 2030: 0.24651; 2031: 0; 2032: 0; 2033: 5.0072; 2034: 29.1847; 2035: 0; 2036: 24.4744; 2039: 0.1796; 2040: 0.15978
2018-10-13 15:00 | 10 | 14 | 7 | 0 | 0 | 0.079339 | 0.89494 | 1.7899 | 0.63471 | 20.3125 | 10.5647 | 17.0341 | 17.0341 | 36.3568 | 0.63471 | 0 | 2024: 23.4642; 2025: 12.8926; 2026: 0; 2027: 10.8117; 2028: 0; 2029: 0; 2030: 1.1552; 2031: 0; 2032: 0; 2033: 23.4642; 2034: 12.8926; 2035: 0; 2036: 10.8117; 2039: 0.079339; 2040: 0.13579
2018-10-13 16:00 | 10 | 15 | 7 | 0 | 1 | 0.036513 | 0.97604 | 1.9521 | 0.29211 | 21.7915 | 12.0437 | 17.0341 | 17.0341 | 42.5388 | 0.29211 | 0 | 2024: 36.1734; 2025: 6.3654; 2026: 0; 2027: 4.9758; 2028: 0; 2029: 0; 2030: 1.66; 2031: 0; 2032: 0; 2033: 36.1734; 2034: 6.3654; 2035: 0; 2036: 4.9758; 2039: 0.036513; 2040: 0.06314
2018-10-13 17:00 | 10 | 16 | 7 | 0 | 1 | 0.00080019 | 1.0204 | 2.0408 | 0.0064015 | 21.7915 | 12.0437 | 17.0341 | 17.0341 | 44.4714 | 0.0064015 | 0 | 2024: 44.3319; 2025: 0.1395; 2026: 0; 2027: 0.10904; 2028: 0; 2029: 0; 2030: 2.0344; 2031: 0; 2032: 0; 2033: 44.3319; 2034: 0.1395; 2035: 0; 2036: 0.10904; 2039: 0.00080019; 2040: 0.003648
2018-10-13 18:00 | 10 | 17 | 7 | 0 | 1 | 0 | 1.0971 | 2.1941 | 0 | 21.7915 | 12.0437 | 17.0341 | 17.0341 | 47.8129 | 0 | 0 | 2024: 47.8129; 2025: 0; 2026: 0; 2027: 0; 2028: 0; 2029: 0; 2030: 2.1941; 2031: 0; 2032: 0; 2033: 47.8129; 2034: 0; 2035: 0; 2036: 0; 2039: 0; 2040: 0
2018-10-13 19:00 | 10 | 18 | 7 | 0 | 1 | 0 | 1.1427 | 2.2855 | 0 | 21.7915 | 12.0437 | 17.0341 | 17.0341 | 49.804 | 0 | 0 | 2024: 49.804; 2025: 0; 2026: 0; 2027: 0; 2028: 0; 2029: 0; 2030: 2.2855; 2031: 0; 2032: 0; 2033: 49.804; 2034: 0; 2035: 0; 2036: 0; 2039: 0; 2040: 0
2018-10-13 20:00 | 10 | 19 | 7 | 0 | 0 | 0 | 1.1078 | 2.2157 | 0 | 20.3125 | 10.5647 | 17.0341 | 17.0341 | 45.0058 | 0 | 0 | 2024: 45.0058; 2025: 0; 2026: 0; 2027: 0; 2028: 0; 2029: 0; 2030: 2.2157; 2031: 0; 2032: 0; 2033: 45.0058; 2034: 0; 2035: 0; 2036: 0; 2039: 0; 2040: 0
2018-10-13 21:00 | 10 | 20 | 7 | 0 | 0 | 0 | 0.8662 | 1.7324 | 0 | 20.3125 | 10.5647 | 17.0341 | 17.0341 | 35.1892 | 0 | 0 | 2024: 35.1892; 2025: 0; 2026: 0; 2027: 0; 2028: 0; 2029: 0; 2030: 1.7324; 2031: 0; 2032: 0; 2033: 35.1892; 2034: 0; 2035: 0; 2036: 0; 2039: 0; 2040: 0
2018-10-13 22:00 | 10 | 21 | 7 | 0 | 0 | 0 | 0.65746 | 1.3149 | 0 | 20.3125 | 10.5647 | 17.0341 | 17.0341 | 26.7092 | 0 | 0 | 2024: 26.7092; 2025: 0; 2026: 0; 2027: 0; 2028: 0; 2029: 0; 2030: 1.3149; 2031: 0; 2032: 0; 2033: 26.7092; 2034: 0; 2035: 0; 2036: 0; 2039: 0; 2040: 0
2018-10-13 23:00 | 10 | 22 | 7 | 0 | 0 | 0 | 0.55102 | 1.102 | 0 | 20.3125 | 10.5647 | 17.0341 | 17.0341 | 22.3853 | 0 | 0 | 2024: 22.3853; 2025: 0; 2026: 0; 2027: 0; 2028: 0; 2029: 0; 2030: 1.102; 2031: 0; 2032: 0; 2033: 22.3853; 2034: 0; 2035: 0; 2036: 0; 2039: 0; 2040: 0
2018-10-14 | 10 | 23 | 7 | 0 | 0 | 0 | 0.49511 | 0.99022 | 0 | 20.3125 | 10.5647 | 17.0341 | 17.0341 | 20.1139 | 0 | 0 | 2024: 20.1139; 2025: 0; 2026: 0; 2027: 0; 2028: 0; 2029: 0; 2030: 0.99022; 2031: 0; 2032: 0; 2033: 20.1139; 2034: 0; 2035: 0; 2036: 0; 2039: 0; 2040: 0
2018-10-14 01:00 | 10 | 0 | 1 | 0 | 0 | 0 | 0.49705 | 0.99409 | 0 | 20.3125 | 10.5647 | 17.0341 | 17.0341 | 20.1925 | 0 | 0 | 2024: 20.1925; 2025: 0; 2026: 0; 2027: 0; 2028: 0; 2029: 0; 2030: 0.99409; 2031: 0; 2032: 0; 2033: 20.1925; 2034: 0; 2035: 0; 2036: 0; 2039: 0; 2040: 0
2018-10-14 02:00 | 10 | 1 | 1 | 0 | 0 | 0 | 0.50322 | 1.0064 | 0 | 20.3125 | 10.5647 | 17.0341 | 17.0341 | 20.4431 | 0 | 0 | 2024: 20.4431; 2025: 0; 2026: 0; 2027: 0; 2028: 0; 2029: 0; 2030: 1.0064; 2031: 0; 2032: 0; 2033: 20.4431; 2034: 0; 2035: 0; 2036: 0; 2039: 0; 2040: 0
2018-10-14 03:00 | 10 | 2 | 1 | 0 | 0 | 0 | 0.48893 | 0.97786 | 0 | 20.3125 | 10.5647 | 17.0341 | 17.0341 | 19.8628 | 0 | 0 | 2024: 19.8628; 2025: 0; 2026: 0; 2027: 0; 2028: 0; 2029: 0; 2030: 0.97786; 2031: 0; 2032: 0; 2033: 19.8628; 2034: 0; 2035: 0; 2036: 0; 2039: 0; 2040: 0
2018-10-14 04:00 | 10 | 3 | 1 | 0 | 0 | 0 | 0.51751 | 1.035 | 0 | 20.3125 | 10.5647 | 17.0341 | 17.0341 | 21.0238 | 0 | 0 | 2024: 21.0238; 2025: 0; 2026: 0; 2027: 0; 2028: 0; 2029: 0; 2030: 1.035; 2031: 0; 2032: 0; 2033: 21.0238; 2034: 0; 2035: 0; 2036: 0; 2039: 0; 2040: 0
2018-10-14 05:00 | 10 | 4 | 1 | 0 | 0 | 0 | 0.58376 | 1.1675 | 0 | 20.3125 | 10.5647 | 17.0341 | 17.0341 | 23.7151 | 0 | 0 | 2024: 23.7151; 2025: 0; 2026: 0; 2027: 0; 2028: 0; 2029: 0; 2030: 1.1675; 2031: 0; 2032: 0; 2033: 23.7151; 2034: 0; 2035: 0; 2036: 0; 2039: 0; 2040: 0
2018-10-14 06:00 | 10 | 5 | 1 | 0 | 0 | 0 | 0.69968 | 1.3994 | 0 | 20.3125 | 10.5647 | 17.0341 | 17.0341 | 28.4243 | 0 | 0 | 2024: 28.4243; 2025: 0; 2026: 0; 2027: 0; 2028: 0; 2029: 0; 2030: 1.3994; 2031: 0; 2032: 0; 2033: 28.4243; 2034: 0; 2035: 0; 2036: 0; 2039: 0; 2040: 0
2018-10-14 07:00 | 10 | 6 | 1 | 0 | 0 | 0.00085564 | 0.89448 | 1.789 | 0.0068451 | 20.3125 | 10.5647 | 17.0341 | 17.0341 | 36.3381 | 0.0068451 | 0 | 2024: 36.199; 2025: 0.13904; 2026: 0; 2027: 0.1166; 2028: 0; 2029: 0; 2030: 1.7821; 2031: 0; 2032: 0; 2033: 36.199; 2034: 0.13904; 2035: 0; 2036: 0.1166; 2039: 0.00085564; 2040: 0.031112
2018-10-14 08:00 | 10 | 7 | 1 | 0 | 0 | 0.0023974 | 0.99124 | 1.9825 | 0.019179 | 20.3125 | 10.5647 | 17.0341 | 17.0341 | 40.2692 | 0.019179 | 0 | 2024: 39.8796; 2025: 0.38957; 2026: 0; 2027: 0.3267; 2028: 0; 2029: 0; 2030: 1.9633; 2031: 0; 2032: 0; 2033: 39.8796; 2034: 0.38957; 2035: 0; 2036: 0.3267; 2039: 0.0023974; 2040: 0.010131
2018-10-14 09:00 | 10 | 8 | 1 | 0 | 0 | 0.03755 | 0.99551 | 1.991 | 0.3004 | 20.3125 | 10.5647 | 17.0341 | 17.0341 | 40.4424 | 0.3004 | 0 | 2024: 34.3405; 2025: 6.1019; 2026: 0; 2027: 5.1171; 2028: 0; 2029: 0; 2030: 1.6906; 2031: 0; 2032: 0; 2033: 34.3405; 2034: 6.1019; 2035: 0; 2036: 5.1171; 2039: 0.03755; 2040: 0.036725
2018-10-14 10:00 | 10 | 9 | 1 | 0 | 0 | 0.030477 | 1.0006 | 2.0012 | 0.24382 | 20.3125 | 10.5647 | 17.0341 | 17.0341 | 40.6502 | 0.24382 | 0 | 2024: 35.6977; 2025: 4.9526; 2026: 0; 2027: 4.1532; 2028: 0; 2029: 0; 2030: 1.7574; 2031: 0; 2032: 0; 2033: 35.6977; 2034: 4.9526; 2035: 0; 2036: 4.1532; 2039: 0.030477; 2040: 0.079036
2018-10-14 11:00 | 10 | 10 | 1 | 0 | 0 | 0.083891 | 0.92217 | 1.8443 | 0.67113 | 20.3125 | 10.5647 | 17.0341 | 17.0341 | 37.4632 | 0.67113 | 0 | 2024: 23.8308; 2025: 13.6324; 2026: 0; 2027: 11.4322; 2028: 0; 2029: 0; 2030: 1.1732; 2031: 0; 2032: 0; 2033: 23.8308; 2034: 13.6324; 2035: 0; 2036: 11.4322; 2039: 0.083891; 2040: 0.1016
2018-10-14 12:00 | 10 | 11 | 1 | 0 | 0 | 0.27139 | 0.80768 | 1.6154 | 2.1711 | 20.3125 | 10.5647 | 17.0341 | 17.0341 | 32.8119 | 1.6154 | 0.55578 | 2024: 0; 2025: 32.8119; 2026: 5.8717; 2027: 36.9834; 2028: 0.55578; 2029: 0.55578; 2030: 0; 2031: 0; 2032: 0; 2033: 0; 2034: 32.8119; 2035: 0; 2036: 36.9834; 2039: 0.27139; 2040: 0.12182
2018-10-14 13:00 | 10 | 12 | 1 | 0 | 0 | 0.091704 | 0.7791 | 1.5582 | 0.73363 | 20.3125 | 10.5647 | 17.0341 | 17.0341 | 31.6508 | 0.73363 | 0 | 2024: 16.7489; 2025: 14.9019; 2026: 0; 2027: 12.4968; 2028: 0; 2029: 0.55578; 2030: 0.82456; 2031: 0.51132; 2032: 0; 2033: 6.3628; 2034: 25.2881; 2035: 0; 2036: 12.4968; 2039: 0.091704; 2040: 0.1224
2018-10-14 14:00 | 10 | 13 | 1 | 0 | 0 | 0.043754 | 0.84862 | 1.6972 | 0.35003 | 20.3125 | 10.5647 | 17.0341 | 17.0341 | 34.4753 | 0.35003 | 0 | 2024: 27.3652; 2025: 7.1101; 2026: 0; 2027: 5.9625; 2028: 0; 2029: 0; 2030: 1.3472; 2031: 0; 2032: 0; 2033: 27.3652; 2034: 7.1101; 2035: 0; 2036: 5.9625; 2039: 0.043754; 2040: 0.12042
2018-10-14 15:00 | 10 | 14 | 1 | 0 | 0 | 0.1318 | 0.91423 | 1.8285 | 1.0544 | 20.3125 | 10.5647 | 17.0341 | 17.0341 | 37.1406 | 1.0544 | 0 | 2024: 15.7238; 2025: 21.4169; 2026: 0; 2027: 17.9603; 2028: 0; 2029: 0; 2030: 0.77409; 2031: 0; 2032: 0; 2033: 15.7238; 2034: 21.4169; 2035: 0; 2036: 17.9603; 2039: 0.1318; 2040: 0.22465
2018-10-14 16:00 | 10 | 15 | 1 | 0 | 1 | 0.2246 | 1.0025 | 2.0049 | 1.7968 | 21.7915 | 12.0437 | 17.0341 | 17.0341 | 43.6905 | 1.7968 | 0 | 2024: 4.5357; 2025: 39.1548; 2026: 0; 2027: 30.6068; 2028: 0; 2029: 0; 2030: 0.20814; 2031: 0; 2032: 0; 2033: 4.5357; 2034: 39.1548; 2035: 0; 2036: 30.6068; 2039: 0.2246; 2040: 0.23863
2018-10-14 17:00 | 10 | 16 | 1 | 0 | 1 | 0.025073 | 1.0413 | 2.0825 | 0.20058 | 21.7915 | 12.0437 | 17.0341 | 17.0341 | 45.3811 | 0.20058 | 0 | 2024: 41.0101; 2025: 4.371; 2026: 0; 2027: 3.4168; 2028: 0; 2029: 0; 2030: 1.8819; 2031: 0; 2032: 0; 2033: 41.0101; 2034: 4.371; 2035: 0; 2036: 3.4168; 2039: 0.025073; 2040: 0.023529
2018-10-14 18:00 | 10 | 17 | 1 | 0 | 1 | 0 | 1.0597 | 2.1194 | 0 | 21.7915 | 12.0437 | 17.0341 | 17.0341 | 46.1851 | 0 | 0 | 2024: 46.1851; 2025: 0; 2026: 0; 2027: 0; 2028: 0; 2029: 0; 2030: 2.1194; 2031: 0; 2032: 0; 2033: 46.1851; 2034: 0; 2035: 0; 2036: 0; 2039: 0; 2040: 0
2018-10-14 19:00 | 10 | 18 | 1 | 0 | 1 | 0 | 1.101 | 2.2021 | 0 | 21.7915 | 12.0437 | 17.0341 | 17.0341 | 47.9863 | 0 | 0 | 2024: 47.9863; 2025: 0; 2026: 0; 2027: 0; 2028: 0; 2029: 0; 2030: 2.2021; 2031: 0; 2032: 0; 2033: 47.9863; 2034: 0; 2035: 0; 2036: 0; 2039: 0; 2040: 0
2018-10-14 20:00 | 10 | 19 | 1 | 0 | 0 | 0 | 1.0207 | 2.0415 | 0 | 20.3125 | 10.5647 | 17.0341 | 17.0341 | 41.4679 | 0 | 0 | 2024: 41.4679; 2025: 0; 2026: 0; 2027: 0; 2028: 0; 2029: 0; 2030: 2.0415; 2031: 0; 2032: 0; 2033: 41.4679; 2034: 0; 2035: 0; 2036: 0; 2039: 0; 2040: 0
2018-10-14 21:00 | 10 | 20 | 1 | 0 | 0 | 0 | 0.80381 | 1.6076 | 0 | 20.3125 | 10.5647 | 17.0341 | 17.0341 | 32.6549 | 0 | 0 | 2024: 32.6549; 2025: 0; 2026: 0; 2027: 0; 2028: 0; 2029: 0; 2030: 1.6076; 2031: 0; 2032: 0; 2033: 32.6549; 2034: 0; 2035: 0; 2036: 0; 2039: 0; 2040: 0
2018-10-14 22:00 | 10 | 21 | 1 | 0 | 0 | 0 | 0.60717 | 1.2143 | 0 | 20.3125 | 10.5647 | 17.0341 | 17.0341 | 24.6662 | 0 | 0 | 2024: 24.6662; 2025: 0; 2026: 0; 2027: 0; 2028: 0; 2029: 0; 2030: 1.2143; 2031: 0; 2032: 0; 2033: 24.6662; 2034: 0; 2035: 0; 2036: 0; 2039: 0; 2040: 0
2018-10-14 23:00 | 10 | 22 | 1 | 0 | 0 | 0 | 0.53935 | 1.0787 | 0 | 20.3125 | 10.5647 | 17.0341 | 17.0341 | 21.9111 | 0 | 0 | 2024: 21.9111; 2025: 0; 2026: 0; 2027: 0; 2028: 0; 2029: 0; 2030: 1.0787; 2031: 0; 2032: 0; 2033: 21.9111; 2034: 0; 2035: 0; 2036: 0; 2039: 0; 2040: 0
2018-10-15 | 10 | 23 | 1 | 0 | 0 | 0 | 0.48053 | 0.96107 | 0 | 20.3125 | 10.5647 | 17.0341 | 17.0341 | 19.5217 | 0 | 0 | 2024: 19.5217; 2025: 0; 2026: 0; 2027: 0; 2028: 0; 2029: 0; 2030: 0.96107; 2031: 0; 2032: 0; 2033: 19.5217; 2034: 0; 2035: 0; 2036: 0; 2039: 0; 2040: 0
2018-10-15 01:00 | 10 | 0 | 2 | 0 | 0 | 0 | 0.48819 | 0.97639 | 0 | 20.3125 | 10.5647 | 17.0341 | 17.0341 | 19.8328 | 0 | 0 | 2024: 19.8328; 2025: 0; 2026: 0; 2027: 0; 2028: 0; 2029: 0; 2030: 0.97639; 2031: 0; 2032: 0; 2033: 19.8328; 2034: 0; 2035: 0; 2036: 0; 2039: 0; 2040: 0
2018-10-15 02:00 | 10 | 1 | 2 | 0 | 0 | 0 | 0.49063 | 0.98125 | 0 | 20.3125 | 10.5647 | 17.0341 | 17.0341 | 19.9317 | 0 | 0 | 2024: 19.9317; 2025: 0; 2026: 0; 2027: 0; 2028: 0; 2029: 0; 2030: 0.98125; 2031: 0; 2032: 0; 2033: 19.9317; 2034: 0; 2035: 0; 2036: 0; 2039: 0; 2040: 0
2018-10-15 03:00 | 10 | 2 | 2 | 0 | 0 | 0 | 0.53338 | 1.0668 | 0 | 20.3125 | 10.5647 | 17.0341 | 17.0341 | 21.6687 | 0 | 0 | 2024: 21.6687; 2025: 0; 2026: 0; 2027: 0; 2028: 0; 2029: 0; 2030: 1.0668; 2031: 0; 2032: 0; 2033: 21.6687; 2034: 0; 2035: 0; 2036: 0; 2039: 0; 2040: 0
2018-10-15 04:00 | 10 | 3 | 2 | 0 | 0 | 0 | 0.57024 | 1.1405 | 0 | 20.3125 | 10.5647 | 17.0341 | 17.0341 | 23.1659 | 0 | 0 | 2024: 23.1659; 2025: 0; 2026: 0; 2027: 0; 2028: 0; 2029: 0; 2030: 1.1405; 2031: 0; 2032: 0; 2033: 23.1659; 2034: 0; 2035: 0; 2036: 0; 2039: 0; 2040: 0
2018-10-15 05:00 | 10 | 4 | 2 | 0 | 0 | 0 | 0.7037 | 1.4074 | 0 | 20.3125 | 10.5647 | 17.0341 | 17.0341 | 28.5879 | 0 | 0 | 2024: 28.5879; 2025: 0; 2026: 0; 2027: 0; 2028: 0; 2029: 0; 2030: 1.4074; 2031: 0; 2032: 0; 2033: 28.5879; 2034: 0; 2035: 0; 2036: 0; 2039: 0; 2040: 0
2018-10-15 06:00 | 10 | 5 | 2 | 0 | 0 | 0 | 0.82247 | 1.6449 | 0 | 20.3125 | 10.5647 | 17.0341 | 17.0341 | 33.4128 | 0 | 0 | 2024: 33.4128; 2025: 0; 2026: 0; 2027: 0; 2028: 0; 2029: 0; 2030: 1.6449; 2031: 0; 2032: 0; 2033: 33.4128; 2034: 0; 2035: 0; 2036: 0; 2039: 0; 2040: 0
2018-10-15 07:00 | 10 | 6 | 2 | 0 | 0 | 0.084233 | 0.83198 | 1.664 | 0.67387 | 20.3125 | 10.5647 | 17.0341 | 17.0341 | 33.7993 | 0.67387 | 0 | 2024: 20.1114; 2025: 13.6879; 2026: 0; 2027: 11.4787; 2028: 0; 2029: 0; 2030: 0.9901; 2031: 0; 2032: 0; 2033: 20.1114; 2034: 13.6879; 2035: 0; 2036: 11.4787; 2039: 0.084233; 2040: 0.085964
2018-10-15 08:00 | 10 | 7 | 2 | 0 | 0 | 0.28663 | 0.91054 | 1.8211 | 2.2931 | 20.3125 | 10.5647 | 17.0341 | 17.0341 | 36.9907 | 1.8211 | 0.472 | 2024: 0; 2025: 36.9907; 2026: 4.9866; 2027: 39.0607; 2028: 0.472; 2029: 0.472; 2030: 0; 2031: 0; 2032: 0; 2033: 0; 2034: 36.9907; 2035: 0; 2036: 39.0607; 2039: 0.28663; 2040: 0.30721
2018-10-15 09:00 | 10 | 8 | 2 | 0 | 0 | 0.45875 | 0.89839 | 1.7968 | 3.67 | 20.3125 | 10.5647 | 17.0341 | 17.0341 | 36.497 | 1.7968 | 1.8733 | 2024: 0; 2025: 36.497; 2026: 19.7904; 2027: 62.5157; 2028: 1.8733; 2029: 2.3453; 2030: 0; 2031: 0; 2032: 0; 2033: 0; 2034: 36.497; 2035: 0; 2036: 62.5157; 2039: 0.45875; 2040: 0.49522
2018-10-15 10:00 | 10 | 9 | 2 | 0 | 0 | 0.275 | 0.88061 | 1.7612 | 2.2 | 20.3125 | 10.5647 | 17.0341 | 17.0341 | 35.7749 | 1.7612 | 0.43877 | 2024: 0; 2025: 35.7749; 2026: 4.6354; 2027: 37.475; 2028: 0.43877; 2029: 2.784; 2030: 0; 2031: 0; 2032: 0; 2033: 0; 2034: 35.7749; 2035: 0; 2036: 37.475; 2039: 0.275; 2040: 0.43122
2018-10-15 11:00 | 10 | 10 | 2 | 0 | 0 | 0.42261 | 0.86187 | 1.7237 | 3.3809 | 20.3125 | 10.5647 | 17.0341 | 17.0341 | 35.0134 | 1.7237 | 1.6571 | 2024: 0; 2025: 35.0134; 2026: 17.507; 2027: 57.59; 2028: 1.6571; 2029: 4.4411; 2030: 0; 2031: 0; 2032: 0; 2033: 0; 2034: 35.0134; 2035: 0; 2036: 57.59; 2039: 0.42261; 2040: 0.35388
2018-10-15 12:00 | 10 | 11 | 2 | 0 | 0 | 0.11065 | 0.80842 | 1.6168 | 0.88521 | 20.3125 | 10.5647 | 17.0341 | 17.0341 | 32.8419 | 0.88521 | 0 | 2024: 14.8612; 2025: 17.9808; 2026: 0; 2027: 15.0788; 2028: 0; 2029: 4.4411; 2030: 0.73163; 2031: 0.73163; 2032: 0; 2033: 0; 2034: 32.8419; 2035: 0; 2036: 15.0788; 2039: 0.11065; 2040: 0.60709
2018-10-15 13:00 | 10 | 12 | 2 | 0 | 0 | 0.48389 | 0.75385 | 1.5077 | 3.8711 | 20.3125 | 10.5647 | 17.0341 | 17.0341 | 30.6252 | 1.5077 | 2.3634 | 2024: 0; 2025: 30.6252; 2026: 24.969; 2027: 65.9415; 2028: 2.3634; 2029: 6.0093; 2030: 0; 2031: 0; 2032: 0; 2033: 0; 2034: 30.6252; 2035: 0; 2036: 65.9415; 2039: 0.48389; 2040: 0.50756
2018-10-15 14:00 | 10 | 13 | 2 | 0 | 0 | 0.33894 | 0.81325 | 1.6265 | 2.7115 | 20.3125 | 10.5647 | 17.0341 | 17.0341 | 33.0385 | 1.6265 | 1.085 | 2024: 0; 2025: 33.0385; 2026: 11.4628; 2027: 46.1883; 2028: 1.085; 2029: 7.0943; 2030: 0; 2031: 0; 2032: 0; 2033: 0; 2034: 33.0385; 2035: 0; 2036: 46.1883; 2039: 0.33894; 2040: 0.42834
2018-10-15 15:00 | 10 | 14 | 2 | 0 | 0 | 0.34247 | 0.90214 | 1.8043 | 2.7397 | 20.3125 | 10.5647 | 17.0341 | 17.0341 | 36.6494 | 1.8043 | 0.93544 | 2024: 0; 2025: 36.6494; 2026: 9.8827; 2027: 46.6688; 2028: 0.93544; 2029: 8.0298; 2030: 0; 2031: 0; 2032: 0; 2033: 0; 2034: 36.6494; 2035: 0; 2036: 46.6688; 2039: 0.34247; 2040: 0.36394
2018-10-15 16:00 | 10 | 15 | 2 | 0 | 1 | 0.09225 | 0.9343 | 1.8686 | 0.738 | 21.7915 | 12.0437 | 17.0341 | 17.0341 | 40.7194 | 0.738 | 0 | 2024: 24.6372; 2025: 16.0821; 2026: 0; 2027: 12.5712; 2028: 0; 2029: 8.0298; 2030: 1.1306; 2031: 1.1306; 2032: 0; 2033: 0; 2034: 40.7194; 2035: 0; 2036: 12.5712; 2039: 0.09225; 2040: 0.091374
2018-10-15 17:00 | 10 | 16 | 2 | 0 | 1 | 0.0036709 | 1.0518 | 2.1035 | 0.029367 | 21.7915 | 12.0437 | 17.0341 | 17.0341 | 45.8389 | 0.029367 | 0 | 2024: 45.199; 2025: 0.63996; 2026: 0; 2027: 0.50025; 2028: 0; 2029: 6.8009; 2030: 2.0742; 2031: 2.0742; 2032: 0; 2033: 0; 2034: 45.8389; 2035: 0; 2036: 0.50025; 2039: 0.0036709; 2040: 0.0045543
2018-10-15 18:00 | 10 | 17 | 2 | 0 | 1 | 0 | 1.091 | 2.1819 | 0 | 21.7915 | 12.0437 | 17.0341 | 17.0341 | 47.5478 | 0 | 0 | 2024: 47.5478; 2025: 0; 2026: 0; 2027: 0; 2028: 0; 2029: 4.5463; 2030: 2.1819; 2031: 2.1819; 2032: 0; 2033: 0; 2034: 47.5478; 2035: 0; 2036: 0; 2039: 0; 2040: 0
2018-10-15 19:00 | 10 | 18 | 2 | 0 | 1 | 0 | 1.1761 | 2.3522 | 0 | 21.7915 | 12.0437 | 17.0341 | 17.0341 | 51.257 | 0 | 0 | 2024: 51.257; 2025: 0; 2026: 0; 2027: 0; 2028: 0; 2029: 2.1747; 2030: 2.3522; 2031: 2.0007; 2032: 0; 2033: 7.6589; 2034: 43.5981; 2035: 0; 2036: 0; 2039: 0; 2040: 0
2018-10-15 20:00 | 10 | 19 | 2 | 0 | 0 | 0 | 1.0689 | 2.1377 | 0 | 20.3125 | 10.5647 | 17.0341 | 17.0341 | 43.4222 | 0 | 0 | 2024: 43.4222; 2025: 0; 2026: 0; 2027: 0; 2028: 0; 2029: 0; 2030: 2.1377; 2031: 0; 2032: 0; 2033: 43.4222; 2034: 0; 2035: 0; 2036: 0; 2039: 0; 2040: 0
2018-10-15 21:00 | 10 | 20 | 2 | 0 | 0 | 0 | 0.88172 | 1.7634 | 0 | 20.3125 | 10.5647 | 17.0341 | 17.0341 | 35.8197 | 0 | 0 | 2024: 35.8197; 2025: 0; 2026: 0; 2027: 0; 2028: 0; 2029: 0; 2030: 1.7634; 2031: 0; 2032: 0; 2033: 35.8197; 2034: 0; 2035: 0; 2036: 0; 2039: 0; 2040: 0
2018-10-15 22:00 | 10 | 21 | 2 | 0 | 0 | 0 | 0.72956 | 1.4591 | 0 | 20.3125 | 10.5647 | 17.0341 | 17.0341 | 29.6383 | 0 | 0 | 2024: 29.6383; 2025: 0; 2026: 0; 2027: 0; 2028: 0; 2029: 0; 2030: 1.4591; 2031: 0; 2032: 0; 2033: 29.6383; 2034: 0; 2035: 0; 2036: 0; 2039: 0; 2040: 0
2018-10-15 23:00 | 10 | 22 | 2 | 0 | 0 | 0 | 0.63739 | 1.2748 | 0 | 20.3125 | 10.5647 | 17.0341 | 17.0341 | 25.8938 | 0 | 0 | 2024: 25.8938; 2025: 0; 2026: 0; 2027: 0; 2028: 0; 2029: 0; 2030: 1.2748; 2031: 0; 2032: 0; 2033: 25.8938; 2034: 0; 2035: 0; 2036: 0; 2039: 0; 2040: 0
2018-10-16 | 10 | 23 | 2 | 0 | 0 | 0 | 0.58785 | 1.1757 | 0 | 20.3125 | 10.5647 | 17.0341 | 17.0341 | 23.8815 | 0 | 0 | 2024: 23.8815; 2025: 0; 2026: 0; 2027: 0; 2028: 0; 2029: 0; 2030: 1.1757; 2031: 0; 2032: 0; 2033: 23.8815; 2034: 0; 2035: 0; 2036: 0; 2039: 0; 2040: 0
2018-10-16 01:00 | 10 | 0 | 3 | 0 | 0 | 0 | 0.57621 | 1.1524 | 0 | 20.3125 | 10.5647 | 17.0341 | 17.0341 | 23.4087 | 0 | 0 | 2024: 23.4087; 2025: 0; 2026: 0; 2027: 0; 2028: 0; 2029: 0; 2030: 1.1524; 2031: 0; 2032: 0; 2033: 23.4087; 2034: 0; 2035: 0; 2036: 0; 2039: 0; 2040: 0
2018-10-16 02:00 | 10 | 1 | 3 | 0 | 0 | 0 | 0.57372 | 1.1474 | 0 | 20.3125 | 10.5647 | 17.0341 | 17.0341 | 23.3073 | 0 | 0 | 2024: 23.3073; 2025: 0; 2026: 0; 2027: 0; 2028: 0; 2029: 0; 2030: 1.1474; 2031: 0; 2032: 0; 2033: 23.3073; 2034: 0; 2035: 0; 2036: 0; 2039: 0; 2040: 0
2018-10-16 03:00 | 10 | 2 | 3 | 0 | 0 | 0 | 0.58824 | 1.1765 | 0 | 20.3125 | 10.5647 | 17.0341 | 17.0341 | 23.8974 | 0 | 0 | 2024: 23.8974; 2025: 0; 2026: 0; 2027: 0; 2028: 0; 2029: 0; 2030: 1.1765; 2031: 0; 2032: 0; 2033: 23.8974; 2034: 0; 2035: 0; 2036: 0; 2039: 0; 2040: 0
2018-10-16 04:00 | 10 | 3 | 3 | 0 | 0 | 0 | 0.64287 | 1.2857 | 0 | 20.3125 | 10.5647 | 17.0341 | 17.0341 | 26.1167 | 0 | 0 | 2024: 26.1167; 2025: 0; 2026: 0; 2027: 0; 2028: 0; 2029: 0; 2030: 1.2857; 2031: 0; 2032: 0; 2033: 26.1167; 2034: 0; 2035: 0; 2036: 0; 2039: 0; 2040: 0
2018-10-16 05:00 | 10 | 4 | 3 | 0 | 0 | 0 | 0.82425 | 1.6485 | 0 | 20.3125 | 10.5647 | 17.0341 | 17.0341 | 33.4852 | 0 | 0 | 2024: 33.4852; 2025: 0; 2026: 0; 2027: 0; 2028: 0; 2029: 0; 2030: 1.6485; 2031: 0; 2032: 0; 2033: 33.4852; 2034: 0; 2035: 0; 2036: 0; 2039: 0; 2040: 0
2018-10-16 06:00 | 10 | 5 | 3 | 0 | 0 | 0 | 0.92763 | 1.8553 | 0 | 20.3125 | 10.5647 | 17.0341 | 17.0341 | 37.6851 | 0 | 0 | 2024: 37.6851; 2025: 0; 2026: 0; 2027: 0; 2028: 0; 2029: 0; 2030: 1.8553; 2031: 0; 2032: 0; 2033: 37.6851; 2034: 0; 2035: 0; 2036: 0; 2039: 0; 2040: 0
2018-10-16 07:00 | 10 | 6 | 3 | 0 | 0 | 0.0083068 | 0.94421 | 1.8884 | 0.066454 | 20.3125 | 10.5647 | 17.0341 | 17.0341 | 38.3584 | 0.066454 | 0 | 2024: 37.0085; 2025: 1.3499; 2026: 0; 2027: 1.132; 2028: 0; 2029: 0; 2030: 1.822; 2031: 0; 2032: 0; 2033: 37.0085; 2034: 1.3499; 2035: 0; 2036: 1.132; 2039: 0.0083068; 2040: 0.0074253
2018-10-16 08:00 | 10 | 7 | 3 | 0 | 0 | 0.009675 | 1.003 | 2.0061 | 0.0774 | 20.3125 | 10.5647 | 17.0341 | 17.0341 | 40.7485 | 0.0774 | 0 | 2024: 39.1764; 2025: 1.5722; 2026: 0; 2027: 1.3184; 2028: 0; 2029: 0; 2030: 1.9287; 2031: 0; 2032: 0; 2033: 39.1764; 2034: 1.5722; 2035: 0; 2036: 1.3184; 2039: 0.009675; 2040: 0.078619
2018-10-16 09:00 | 10 | 8 | 3 | 0 | 0 | 0.029635 | 1.0004 | 2.0008 | 0.23708 | 20.3125 | 10.5647 | 17.0341 | 17.0341 | 40.641 | 0.23708 | 0 | 2024: 35.8253; 2025: 4.8158; 2026: 0; 2027: 4.0385; 2028: 0; 2029: 0; 2030: 1.7637; 2031: 0; 2032: 0; 2033: 35.8253; 2034: 4.8158; 2035: 0; 2036: 4.0385; 2039: 0.029635; 2040: 0.11621
2018-10-16 10:00 | 10 | 9 | 3 | 0 | 0 | 0.062985 | 1.0746 | 2.1493 | 0.50388 | 20.3125 | 10.5647 | 17.0341 | 17.0341 | 43.6568 | 0.50388 | 0 | 2024: 33.4217; 2025: 10.2351; 2026: 0; 2027: 8.5832; 2028: 0; 2029: 0; 2030: 1.6454; 2031: 0; 2032: 0; 2033: 33.4217; 2034: 10.2351; 2035: 0; 2036: 8.5832; 2039: 0.062985; 2040: 0.082288
2018-10-16 11:00 | 10 | 10 | 3 | 0 | 0 | 0.083148 | 0.98811 | 1.9762 | 0.66518 | 20.3125 | 10.5647 | 17.0341 | 17.0341 | 40.1418 | 0.66518 | 0 | 2024: 26.6302; 2025: 13.5116; 2026: 0; 2027: 11.3309; 2028: 0; 2029: 0; 2030: 1.311; 2031: 0; 2032: 0; 2033: 26.6302; 2034: 13.5116; 2035: 0; 2036: 11.3309; 2039: 0.083148; 2040: 0.11598
2018-10-16 12:00 | 10 | 11 | 3 | 0 | 0 | 0.11181 | 0.91182 | 1.8236 | 0.89445 | 20.3125 | 10.5647 | 17.0341 | 17.0341 | 37.0425 | 0.89445 | 0 | 2024: 18.874; 2025: 18.1685; 2026: 0; 2027: 15.2362; 2028: 0; 2029: 0; 2030: 0.92918; 2031: 0; 2032: 0; 2033: 18.874; 2034: 18.1685; 2035: 0; 2036: 15.2362; 2039: 0.11181; 2040: 0.13946
2018-10-16 13:00 | 10 | 12 | 3 | 0 | 0 | 0.11706 | 0.91926 | 1.8385 | 0.93646 | 20.3125 | 10.5647 | 17.0341 | 17.0341 | 37.3448 | 0.93646 | 0 | 2024: 18.323; 2025: 19.0218; 2026: 0; 2027: 15.9517; 2028: 0; 2029: 0; 2030: 0.90206; 2031: 0; 2032: 0; 2033: 18.323; 2034: 19.0218; 2035: 0; 2036: 15.9517; 2039: 0.11706; 2040: 0.14311
2018-10-16 14:00 | 10 | 13 | 3 | 0 | 0 | 0.097808 | 0.9179 | 1.8358 | 0.78246 | 20.3125 | 10.5647 | 17.0341 | 17.0341 | 37.2898 | 0.78246 | 0 | 2024: 21.396; 2025: 15.8938; 2026: 0; 2027: 13.3286; 2028: 0; 2029: 0; 2030: 1.0533; 2031: 0; 2032: 0; 2033: 21.396; 2034: 15.8938; 2035: 0; 2036: 13.3286; 2039: 0.097808; 2040: 0.13463
2018-10-16 15:00 | 10 | 14 | 3 | 0 | 0 | 0.077343 | 0.99952 | 1.999 | 0.61874 | 20.3125 | 10.5647 | 17.0341 | 17.0341 | 40.6054 | 0.61874 | 0 | 2024: 28.0371; 2025: 12.5682; 2026: 0; 2027: 10.5398; 2028: 0; 2029: 0; 2030: 1.3803; 2031: 0; 2032: 0; 2033: 28.0371; 2034: 12.5682; 2035: 0; 2036: 10.5398; 2039: 0.077343; 2040: 0.12002
2018-10-16 16:00 | 10 | 15 | 3 | 0 | 1 | 0.054546 | 1.1234 | 2.2467 | 0.43637 | 21.7915 | 12.0437 | 17.0341 | 17.0341 | 48.9591 | 0.43637 | 0 | 2024: 39.45; 2025: 9.5091; 2026: 0; 2027: 7.4332; 2028: 0; 2029: 0; 2030: 1.8103; 2031: 0; 2032: 0; 2033: 39.45; 2034: 9.5091; 2035: 0; 2036: 7.4332; 2039: 0.054546; 2040: 0.083409
2018-10-16 17:00 | 10 | 16 | 3 | 0 | 1 | 0.016321 | 1.159 | 2.318 | 0.13057 | 21.7915 | 12.0437 | 17.0341 | 17.0341 | 50.5129 | 0.13057 | 0 | 2024: 47.6677; 2025: 2.8452; 2026: 0; 2027: 2.2241; 2028: 0; 2029: 0; 2030: 2.1874; 2031: 0; 2032: 0; 2033: 47.6677; 2034: 2.8452; 2035: 0; 2036: 2.2241; 2039: 0.016321; 2040: 0.0047017
2018-10-16 18:00 | 10 | 17 | 3 | 0 | 1 | 0 | 1.2882 | 2.5765 | 0 | 21.7915 | 12.0437 | 17.0341 | 17.0341 | 56.1453 | 0 | 0 | 2024: 56.1453; 2025: 0; 2026: 0; 2027: 0; 2028: 0; 2029: 0; 2030: 2.5765; 2031: 0; 2032: 0; 2033: 56.1453; 2034: 0; 2035: 0; 2036: 0; 2039: 0; 2040: 0
2018-10-16 19:00 | 10 | 18 | 3 | 0 | 1 | 0 | 1.3257 | 2.6514 | 0 | 21.7915 | 12.0437 | 17.0341 | 17.0341 | 57.7789 | 0 | 0 | 2024: 57.7789; 2025: 0; 2026: 0; 2027: 0; 2028: 0; 2029: 0; 2030: 2.6514; 2031: 0; 2032: 0; 2033: 57.7789; 2034: 0; 2035: 0; 2036: 0; 2039: 0; 2040: 0
2018-10-16 20:00 | 10 | 19 | 3 | 0 | 0 | 0 | 1.2735 | 2.547 | 0 | 20.3125 | 10.5647 | 17.0341 | 17.0341 | 51.7359 | 0 | 0 | 2024: 51.7359; 2025: 0; 2026: 0; 2027: 0; 2028: 0; 2029: 0; 2030: 2.547; 2031: 0; 2032: 0; 2033: 51.7359; 2034: 0; 2035: 0; 2036: 0; 2039: 0; 2040: 0
2018-10-16 21:00 | 10 | 20 | 3 | 0 | 0 | 0 | 1.0396 | 2.0792 | 0 | 20.3125 | 10.5647 | 17.0341 | 17.0341 | 42.2343 | 0 | 0 | 2024: 42.2343; 2025: 0; 2026: 0; 2027: 0; 2028: 0; 2029: 0; 2030: 2.0792; 2031: 0; 2032: 0; 2033: 42.2343; 2034: 0; 2035: 0; 2036: 0; 2039: 0; 2040: 0
2018-10-16 22:00 | 10 | 21 | 3 | 0 | 0 | 0 | 0.83706 | 1.6741 | 0 | 20.3125 | 10.5647 | 17.0341 | 17.0341 | 34.0056 | 0 | 0 | 2024: 34.0056; 2025: 0; 2026: 0; 2027: 0; 2028: 0; 2029: 0; 2030: 1.6741; 2031: 0; 2032: 0; 2033: 34.0056; 2034: 0; 2035: 0; 2036: 0; 2039: 0; 2040: 0
2018-10-16 23:00 | 10 | 22 | 3 | 0 | 0 | 0 | 0.761 | 1.522 | 0 | 20.3125 | 10.5647 | 17.0341 | 17.0341 | 30.9155 | 0 | 0 | 2024: 30.9155; 2025: 0; 2026: 0; 2027: 0; 2028: 0; 2029: 0; 2030: 1.522; 2031: 0; 2032: 0; 2033: 30.9155; 2034: 0; 2035: 0; 2036: 0; 2039: 0; 2040: 0
2018-10-17 | 10 | 23 | 3 | 0 | 0 | 0 | 0.71971 | 1.4394 | 0 | 20.3125 | 10.5647 | 17.0341 | 17.0341 | 29.2384 | 0 | 0 | 2024: 29.2384; 2025: 0; 2026: 0; 2027: 0; 2028: 0; 2029: 0; 2030: 1.4394; 2031: 0; 2032: 0; 2033: 29.2384; 2034: 0; 2035: 0; 2036: 0; 2039: 0; 2040: 0
2018-10-17 01:00 | 10 | 0 | 4 | 0 | 0 | 0 | 0.71656 | 1.4331 | 0 | 20.3125 | 10.5647 | 17.0341 | 17.0341 | 29.1102 | 0 | 0 | 2024: 29.1102; 2025: 0; 2026: 0; 2027: 0; 2028: 0; 2029: 0; 2030: 1.4331; 2031: 0; 2032: 0; 2033: 29.1102; 2034: 0; 2035: 0; 2036: 0; 2039: 0; 2040: 0
2018-10-17 02:00 | 10 | 1 | 4 | 0 | 0 | 0 | 0.71284 | 1.4257 | 0 | 20.3125 | 10.5647 | 17.0341 | 17.0341 | 28.9591 | 0 | 0 | 2024: 28.9591; 2025: 0; 2026: 0; 2027: 0; 2028: 0; 2029: 0; 2030: 1.4257; 2031: 0; 2032: 0; 2033: 28.9591; 2034: 0; 2035: 0; 2036: 0; 2039: 0; 2040: 0
2018-10-17 03:00 | 10 | 2 | 4 | 0 | 0 | 0 | 0.73532 | 1.4706 | 0 | 20.3125 | 10.5647 | 17.0341 | 17.0341 | 29.8723 | 0 | 0 | 2024: 29.8723; 2025: 0; 2026: 0; 2027: 0; 2028: 0; 2029: 0; 2030: 1.4706; 2031: 0; 2032: 0; 2033: 29.8723; 2034: 0; 2035: 0; 2036: 0; 2039: 0; 2040: 0
2018-10-17 04:00 | 10 | 3 | 4 | 0 | 0 | 0 | 0.78387 | 1.5677 | 0 | 20.3125 | 10.5647 | 17.0341 | 17.0341 | 31.8445 | 0 | 0 | 2024: 31.8445; 2025: 0; 2026: 0; 2027: 0; 2028: 0; 2029: 0; 2030: 1.5677; 2031: 0; 2032: 0; 2033: 31.8445; 2034: 0; 2035: 0; 2036: 0; 2039: 0; 2040: 0
2018-10-17 05:00 | 10 | 4 | 4 | 0 | 0 | 0 | 0.92474 | 1.8495 | 0 | 20.3125 | 10.5647 | 17.0341 | 17.0341 | 37.5675 | 0 | 0 | 2024: 37.5675; 2025: 0; 2026: 0; 2027: 0; 2028: 0; 2029: 0; 2030: 1.8495; 2031: 0; 2032: 0; 2033: 37.5675; 2034: 0; 2035: 0; 2036: 0; 2039: 0; 2040: 0
2018-10-17 06:00 | 10 | 5 | 4 | 0 | 0 | 0 | 1.0175 | 2.0349 | 0 | 20.3125 | 10.5647 | 17.0341 | 17.0341 | 41.3345 | 0 | 0 | 2024: 41.3345; 2025: 0; 2026: 0; 2027: 0; 2028: 0; 2029: 0; 2030: 2.0349; 2031: 0; 2032: 0; 2033: 41.3345; 2034: 0; 2035: 0; 2036: 0; 2039: 0; 2040: 0
2018-10-17 07:00 | 10 | 6 | 4 | 0 | 0 | 0.08713 | 1.0403 | 2.0806 | 0.69704 | 20.3125 | 10.5647 | 17.0341 | 17.0341 | 42.2617 | 0.69704 | 0 | 2024: 28.103; 2025: 14.1587; 2026: 0; 2027: 11.8735; 2028: 0; 2029: 0; 2030: 1.3835; 2031: 0; 2032: 0; 2033: 28.103; 2034: 14.1587; 2035: 0; 2036: 11.8735; 2039: 0.08713; 2040: 0.092375
2018-10-17 08:00 | 10 | 7 | 4 | 0 | 0 | 0.30542 | 1.0655 | 2.1309 | 2.4434 | 20.3125 | 10.5647 | 17.0341 | 17.0341 | 43.2844 | 2.1309 | 0.31245 | 2024: 0; 2025: 43.2844; 2026: 3.301; 2027: 41.6208; 2028: 0.31245; 2029: 0.31245; 2030: 0; 2031: 0; 2032: 0; 2033: 0; 2034: 43.2844; 2035: 0; 2036: 41.6208; 2039: 0.30542; 2040: 0.33162
2018-10-17 09:00 | 10 | 8 | 4 | 0 | 0 | 0.48654 | 1.0421 | 2.0843 | 3.8923 | 20.3125 | 10.5647 | 17.0341 | 17.0341 | 42.3367 | 2.0843 | 1.808 | 2024: 0; 2025: 42.3367; 2026: 19.1015; 2027: 66.3022; 2028: 1.808; 2029: 2.1205; 2030: 0; 2031: 0; 2032: 0; 2033: 0; 2034: 42.3367; 2035: 0; 2036: 66.3022; 2039: 0.48654; 2040: 0.53473
2018-10-17 10:00 | 10 | 9 | 4 | 0 | 0 | 0.60764 | 1.0093 | 2.0186 | 4.8611 | 20.3125 | 10.5647 | 17.0341 | 17.0341 | 41.0026 | 2.0186 | 2.8425 | 2024: 0; 2025: 41.0026; 2026: 30.0302; 2027: 82.8045; 2028: 2.8425; 2029: 4.963; 2030: 0; 2031: 0; 2032: 0; 2033: 0; 2034: 41.0026; 2035: 0; 2036: 82.8045; 2039: 0.60764; 2040: 0.66712
2018-10-17 11:00 | 10 | 10 | 4 | 0 | 0 | 0.67449 | 1.0147 | 2.0293 | 5.3959 | 20.3125 | 10.5647 | 17.0341 | 17.0341 | 41.221 | 2.0293 | 3.3666 | 2024: 0; 2025: 41.221; 2026: 35.5671; 2027: 91.915; 2028: 3.3666; 2029: 8.3296; 2030: 0; 2031: 0; 2032: 0; 2033: 0; 2034: 41.221; 2035: 0; 2036: 91.915; 2039: 0.67449; 2040: 0.74413
2018-10-17 12:00 | 10 | 11 | 4 | 0 | 0 | 0.68946 | 0.93477 | 1.8695 | 5.5157 | 20.3125 | 10.5647 | 17.0341 | 17.0341 | 37.9752 | 1.8695 | 3.6461 | 2024: 0; 2025: 37.9752; 2026: 38.5204; 2027: 93.9549; 2028: 3.6461; 2029: 11.9757; 2030: 0; 2031: 0; 2032: 0; 2033: 0; 2034: 37.9752; 2035: 0; 2036: 93.9549; 2039: 0.68946; 2040: 0.75971
2018-10-17 13:00 | 10 | 12 | 4 | 0 | 0 | 0.65161 | 0.96491 | 1.9298 | 5.2129 | 20.3125 | 10.5647 | 17.0341 | 17.0341 | 39.1995 | 1.9298 | 3.2831 | 2024: 0; 2025: 39.1995; 2026: 34.6846; 2027: 88.7968; 2028: 0.52429; 2029: 12.5; 2030: 0; 2031: 0; 2032: 2.7588; 2033: 0; 2034: 39.1995; 2035: 29.1455; 2036: 88.7968; 2039: 0.65161; 2040: 0.71684
2018-10-17 14:00 | 10 | 13 | 4 | 0 | 0 | 0.24921 | 0.87311 | 1.7462 | 1.9936 | 20.3125 | 10.5647 | 17.0341 | 17.0341 | 35.4701 | 1.7462 | 0.24742 | 2024: 0; 2025: 35.4701; 2026: 2.6139; 2027: 33.96; 2028: 0; 2029: 12.5; 2030: 0; 2031: 0; 2032: 0.24742; 2033: 0; 2034: 35.4701; 2035: 2.6139; 2036: 33.96; 2039: 0.24921; 2040: 0.3226
2018-10-17 15:00 | 10 | 14 | 4 | 0 | 0 | 0.23181 | 1.0433 | 2.0866 | 1.8545 | 20.3125 | 10.5647 | 17.0341 | 17.0341 | 42.3835 | 1.8545 | 0 | 2024: 4.7144; 2025: 37.6691; 2026: 0; 2027: 31.5895; 2028: 0; 2029: 12.5; 2030: 0.23209; 2031: 0.23209; 2032: 0; 2033: 0; 2034: 42.3835; 2035: 0; 2036: 31.5895; 2039: 0.23181; 2040: 0.28002
2018-10-17 16:00 | 10 | 15 | 4 | 0 | 1 | 0.079779 | 1.113 | 2.2261 | 0.63823 | 21.7915 | 12.0437 | 17.0341 | 17.0341 | 48.5099 | 0.63823 | 0 | 2024: 34.6018; 2025: 13.9081; 2026: 0; 2027: 10.8718; 2028: 0; 2029: 12.2477; 2030: 1.5879; 2031: 1.5879; 2032: 0; 2033: 0; 2034: 48.5099; 2035: 0; 2036: 10.8718; 2039: 0.079779; 2040: 0.098215
2018-10-17 17:00 | 10 | 16 | 4 | 0 | 1 | 0.021831 | 1.1608 | 2.3215 | 0.17465 | 21.7915 | 12.0437 | 17.0341 | 17.0341 | 50.5896 | 0.17465 | 0 | 2024: 46.7837; 2025: 3.8059; 2026: 0; 2027: 2.975; 2028: 0; 2029: 10.5218; 2030: 2.1469; 2031: 2.1469; 2032: 0; 2033: 0; 2034: 50.5896; 2035: 0; 2036: 2.975; 2039: 0.021831; 2040: 0.021187
2018-10-17 18:00 | 10 | 17 | 4 | 0 | 1 | 0 | 1.2046 | 2.4091 | 0 | 21.7915 | 12.0437 | 17.0341 | 17.0341 | 52.4983 | 0 | 0 | 2024: 52.4983; 2025: 0; 2026: 0; 2027: 0; 2028: 0; 2029: 8.1882; 2030: 2.4091; 2031: 2.4091; 2032: 0; 2033: 0; 2034: 52.4983; 2035: 0; 2036: 0; 2039: 0; 2040: 0
2018-10-17 19:00 | 10 | 18 | 4 | 0 | 1 | 0 | 1.2319 | 2.4638 | 0 | 21.7915 | 12.0437 | 17.0341 | 17.0341 | 53.6896 | 0 | 0 | 2024: 53.6896; 2025: 0; 2026: 0; 2027: 0; 2028: 0; 2029: 5.5696; 2030: 2.4638; 2031: 2.4638; 2032: 0; 2033: 0; 2034: 53.6896; 2035: 0; 2036: 0; 2039: 0; 2040: 0
2018-10-17 20:00 | 10 | 19 | 4 | 0 | 0 | 0 | 1.2461 | 2.4922 | 0 | 20.3125 | 10.5647 | 17.0341 | 17.0341 | 50.6228 | 0 | 0 | 2024: 50.6228; 2025: 0; 2026: 0; 2027: 0; 2028: 0; 2029: 2.8916; 2030: 2.4922; 2031: 2.4922; 2032: 0; 2033: 0; 2034: 50.6228; 2035: 0; 2036: 0; 2039: 0; 2040: 0
2018-10-17 21:00 | 10 | 20 | 4 | 0 | 0 | 0 | 1.0016 | 2.0032 | 0 | 20.3125 | 10.5647 | 17.0341 | 17.0341 | 40.6896 | 0 | 0 | 2024: 40.6896; 2025: 0; 2026: 0; 2027: 0; 2028: 0; 2029: 0.18267; 2030: 2.0032; 2031: 0.16806; 2032: 0; 2033: 37.2759; 2034: 3.4137; 2035: 0; 2036: 0; 2039: 0; 2040: 0
2018-10-17 22:00 | 10 | 21 | 4 | 0 | 0 | 0 | 0.77601 | 1.552 | 0 | 20.3125 | 10.5647 | 17.0341 | 17.0341 | 31.5255 | 0 | 0 | 2024: 31.5255; 2025: 0; 2026: 0; 2027: 0; 2028: 0; 2029: 0; 2030: 1.552; 2031: 0; 2032: 0; 2033: 31.5255; 2034: 0; 2035: 0; 2036: 0; 2039: 0; 2040: 0
2018-10-17 23:00 | 10 | 22 | 4 | 0 | 0 | 0 | 0.6957 | 1.3914 | 0 | 20.3125 | 10.5647 | 17.0341 | 17.0341 | 28.2626 | 0 | 0 | 2024: 28.2626; 2025: 0; 2026: 0; 2027: 0; 2028: 0; 2029: 0; 2030: 1.3914; 2031: 0; 2032: 0; 2033: 28.2626; 2034: 0; 2035: 0; 2036: 0; 2039: 0; 2040: 0
2018-10-18 | 10 | 23 | 4 | 0 | 0 | 0 | 0.67713 | 1.3543 | 0 | 20.3125 | 10.5647 | 17.0341 | 17.0341 | 27.5083 | 0 | 0 | 2024: 27.5083; 2025: 0; 2026: 0; 2027: 0; 2028: 0; 2029: 0; 2030: 1.3543; 2031: 0; 2032: 0; 2033: 27.5083; 2034: 0; 2035: 0; 2036: 0; 2039: 0; 2040: 0
2018-10-18 01:00 | 10 | 0 | 5 | 0 | 0 | 0 | 0.6727 | 1.3454 | 0 | 20.3125 | 10.5647 | 17.0341 | 17.0341 | 27.3285 | 0 | 0 | 2024: 27.3285; 2025: 0; 2026: 0; 2027: 0; 2028: 0; 2029: 0; 2030: 1.3454; 2031: 0; 2032: 0; 2033: 27.3285; 2034: 0; 2035: 0; 2036: 0; 2039: 0; 2040: 0
2018-10-18 02:00 | 10 | 1 | 5 | 0 | 0 | 0 | 0.67806 | 1.3561 | 0 | 20.3125 | 10.5647 | 17.0341 | 17.0341 | 27.5462 | 0 | 0 | 2024: 27.5462; 2025: 0; 2026: 0; 2027: 0; 2028: 0; 2029: 0; 2030: 1.3561; 2031: 0; 2032: 0; 2033: 27.5462; 2034: 0; 2035: 0; 2036: 0; 2039: 0; 2040: 0
2018-10-18 03:00 | 10 | 2 | 5 | 0 | 0 | 0 | 0.69026 | 1.3805 | 0 | 20.3125 | 10.5647 | 17.0341 | 17.0341 | 28.0419 | 0 | 0 | 2024: 28.0419; 2025: 0; 2026: 0; 2027: 0; 2028: 0; 2029: 0; 2030: 1.3805; 2031: 0; 2032: 0; 2033: 28.0419; 2034: 0; 2035: 0; 2036: 0; 2039: 0; 2040: 0
2018-10-18 04:00 | 10 | 3 | 5 | 0 | 0 | 0 | 0.75665 | 1.5133 | 0 | 20.3125 | 10.5647 | 17.0341 | 17.0341 | 30.7389 | 0 | 0 | 2024: 30.7389; 2025: 0; 2026: 0; 2027: 0; 2028: 0; 2029: 0; 2030: 1.5133; 2031: 0; 2032: 0; 2033: 30.7389; 2034: 0; 2035: 0; 2036: 0; 2039: 0; 2040: 0
2018-10-18 05:00 | 10 | 4 | 5 | 0 | 0 | 0 | 0.94434 | 1.8887 | 0 | 20.3125 | 10.5647 | 17.0341 | 17.0341 | 38.3637 | 0 | 0 | 2024: 38.3637; 2025: 0; 2026: 0; 2027: 0; 2028: 0; 2029: 0; 2030: 1.8887; 2031: 0; 2032: 0; 2033: 38.3637; 2034: 0; 2035: 0; 2036: 0; 2039: 0; 2040: 0
2018-10-18 06:00 | 10 | 5 | 5 | 0 | 0 | 0 | 1.0346 | 2.0692 | 0 | 20.3125 | 10.5647 | 17.0341 | 17.0341 | 42.0315 | 0 | 0 | 2024: 42.0315; 2025: 0; 2026: 0; 2027: 0; 2028: 0; 2029: 0; 2030: 2.0692; 2031: 0; 2032: 0; 2033: 42.0315; 2034: 0; 2035: 0; 2036: 0; 2039: 0; 2040: 0
2018-10-18 07:00 | 10 | 6 | 5 | 0 | 0 | 0.081153 | 1.0615 | 2.1231 | 0.64922 | 20.3125 | 10.5647 | 17.0341 | 17.0341 | 43.1253 | 0.64922 | 0 | 2024: 29.938; 2025: 13.1873; 2026: 0; 2027: 11.059; 2028: 0; 2029: 0; 2030: 1.4739; 2031: 0; 2032: 0; 2033: 29.938; 2034: 13.1873; 2035: 0; 2036: 11.059; 2039: 0.081153; 2040: 0.08533
2018-10-18 08:00 | 10 | 7 | 5 | 0 | 0 | 0.17476 | 1.0724 | 2.1449 | 1.3981 | 20.3125 | 10.5647 | 17.0341 | 17.0341 | 43.5675 | 1.3981 | 0 | 2024: 15.1684; 2025: 28.3992; 2026: 0; 2027: 23.8156; 2028: 0; 2029: 0; 2030: 0.74675; 2031: 0; 2032: 0; 2033: 15.1684; 2034: 28.3992; 2035: 0; 2036: 23.8156; 2039: 0.17476; 2040: 0.21539
2018-10-18 09:00 | 10 | 8 | 5 | 0 | 0 | 0.38113 | 0.97706 | 1.9541 | 3.049 | 20.3125 | 10.5647 | 17.0341 | 17.0341 | 39.6931 | 1.9541 | 1.0949 | 2024: 0; 2025: 39.6931; 2026: 11.5676; 2027: 51.9379; 2028: 1.0949; 2029: 1.0949; 2030: 0; 2031: 0; 2032: 0; 2033: 0; 2034: 39.6931; 2035: 0; 2036: 51.9379; 2039: 0.38113; 2040: 0.50086
2018-10-18 10:00 | 10 | 9 | 5 | 0 | 0 | 0.43075 | 0.97232 | 1.9446 | 3.446 | 20.3125 | 10.5647 | 17.0341 | 17.0341 | 39.5004 | 1.9446 | 1.5013 | 2024: 0; 2025: 39.5004; 2026: 15.8612; 2027: 58.6991; 2028: 1.5013; 2029: 2.5963; 2030: 0; 2031: 0; 2032: 0; 2033: 0; 2034: 39.5004; 2035: 0; 2036: 58.6991; 2039: 0.43075; 2040: 0.62698
2018-10-18 11:00 | 10 | 10 | 5 | 0 | 0 | 0.42763 | 1.0014 | 2.0029 | 3.421 | 20.3125 | 10.5647 | 17.0341 | 17.0341 | 40.683 | 2.0029 | 1.4182 | 2024: 0; 2025: 40.683; 2026: 14.9825; 2027: 58.2741; 2028: 1.4182; 2029: 4.0144; 2030: 0; 2031: 0; 2032: 0; 2033: 0; 2034: 40.683; 2035: 0; 2036: 58.2741; 2039: 0.42763; 2040: 0.69923
2018-10-18 12:00 | 10 | 11 | 5 | 0 | 0 | 0.64994 | 0.88525 | 1.7705 | 5.1995 | 20.3125 | 10.5647 | 17.0341 | 17.0341 | 35.9633 | 1.7705 | 3.429 | 2024: 0; 2025: 35.9633; 2026: 36.2266; 2027: 88.5692; 2028: 3.429; 2029: 7.4434; 2030: 0; 2031: 0; 2032: 0; 2033: 0; 2034: 35.9633; 2035: 0; 2036: 88.5692; 2039: 0.64994; 2040: 0.71445
2018-10-18 13:00 | 10 | 12 | 5 | 0 | 0 | 0.49403 | 0.86793 | 1.7359 | 3.9522 | 20.3125 | 10.5647 | 17.0341 | 17.0341 | 35.2598 | 1.7359 | 2.2164 | 2024: 0; 2025: 35.2598; 2026: 23.4152; 2027: 67.3228; 2028: 2.2164; 2029: 9.6598; 2030: 0; 2031: 0; 2032: 0; 2033: 0; 2034: 35.2598; 2035: 0; 2036: 67.3228; 2039: 0.49403; 2040: 0.5675
2018-10-18 14:00 | 10 | 13 | 5 | 0 | 0 | 0.42637 | 0.87629 | 1.7526 | 3.4109 | 20.3125 | 10.5647 | 17.0341 | 17.0341 | 35.5994 | 1.7526 | 1.6583 | 2024: 0; 2025: 35.5994; 2026: 17.52; 2027: 58.1022; 2028: 1.6583; 2029: 11.3181; 2030: 0; 2031: 0; 2032: 0; 2033: 0; 2034: 35.5994; 2035: 0; 2036: 58.1022; 2039: 0.42637; 2040: 0.49466
2018-10-18 15:00 | 10 | 14 | 5 | 0 | 0 | 0.28496 | 0.90589 | 1.8118 | 2.2796 | 20.3125 | 10.5647 | 17.0341 | 17.0341 | 36.8017 | 1.8118 | 0.46787 | 2024: 0; 2025: 36.8017; 2026: 4.9429; 2027: 38.8319; 2028: 0.46787; 2029: 11.786; 2030: 0; 2031: 0; 2032: 0; 2033: 0; 2034: 36.8017; 2035: 0; 2036: 38.8319; 2039: 0.28496; 2040: 0.39013
2018-10-18 16:00 | 10 | 15 | 5 | 0 | 1 | 0.20839 | 1.0071 | 2.0142 | 1.6671 | 21.7915 | 12.0437 | 17.0341 | 17.0341 | 43.8921 | 1.6671 | 0 | 2024: 7.5631; 2025: 36.329; 2026: 0; 2027: 28.398; 2028: 0; 2029: 11.786; 2030: 0.34707; 2031: 0.34707; 2032: 0; 2033: 0; 2034: 43.8921; 2035: 0; 2036: 28.398; 2039: 0.20839; 2040: 0.14007
2018-10-18 17:00 | 10 | 16 | 5 | 0 | 1 | 0.0027476 | 1.1309 | 2.2619 | 0.021981 | 21.7915 | 12.0437 | 17.0341 | 17.0341 | 49.2896 | 0.021981 | 0 | 2024: 48.8106; 2025: 0.479; 2026: 0; 2027: 0.37443; 2028: 0; 2029: 11.4088; 2030: 2.2399; 2031: 2.2399; 2032: 0; 2033: 0; 2034: 49.2896; 2035: 0; 2036: 0.37443; 2039: 0.0027476; 2040: 0.0048587
2018-10-18 18:00 | 10 | 17 | 5 | 0 | 1 | 0 | 1.1811 | 2.3622 | 0 | 21.7915 | 12.0437 | 17.0341 | 17.0341 | 51.4756 | 0 | 0 | 2024: 51.4756; 2025: 0; 2026: 0; 2027: 0; 2028: 0; 2029: 8.9741; 2030: 2.3622; 2031: 2.3622; 2032: 0; 2033: 0; 2034: 51.4756; 2035: 0; 2036: 0; 2039: 0; 2040: 0
2018-10-18 19:00 | 10 | 18 | 5 | 0 | 1 | 0 | 1.2434 | 2.4868 | 0 | 21.7915 | 12.0437 | 17.0341 | 17.0341 | 54.1916 | 0 | 0 | 2024: 54.1916; 2025: 0; 2026: 0; 2027: 0; 2028: 0; 2029: 6.4065; 2030: 2.4868; 2031: 2.4868; 2032: 0; 2033: 0; 2034: 54.1916; 2035: 0; 2036: 0; 2039: 0; 2040: 0
2018-10-18 20:00 | 10 | 19 | 5 | 0 | 0 | 0 | 1.1477 | 2.2953 | 0 | 20.3125 | 10.5647 | 17.0341 | 17.0341 | 46.6237 | 0 | 0 | 2024: 46.6237; 2025: 0; 2026: 0; 2027: 0; 2028: 0; 2029: 3.7034; 2030: 2.2953; 2031: 2.2953; 2032: 0; 2033: 0; 2034: 46.6237; 2035: 0; 2036: 0; 2039: 0; 2040: 0
2018-10-18 21:00 | 10 | 20 | 5 | 0 | 0 | 0 | 0.89127 | 1.7825 | 0 | 20.3125 | 10.5647 | 17.0341 | 17.0341 | 36.208 | 0 | 0 | 2024: 36.208; 2025: 0; 2026: 0; 2027: 0; 2028: 0; 2029: 1.2085; 2030: 1.7825; 2031: 1.1118; 2032: 0; 2033: 13.6241; 2034: 22.5839; 2035: 0; 2036: 0; 2039: 0; 2040: 0
2018-10-18 22:00 | 10 | 21 | 5 | 0 | 0 | 0 | 0.72788 | 1.4558 | 0 | 20.3125 | 10.5647 | 17.0341 | 17.0341 | 29.5703 | 0 | 0 | 2024: 29.5703; 2025: 0; 2026: 0; 2027: 0; 2028: 0; 2029: 0; 2030: 1.4558; 2031: 0; 2032: 0; 2033: 29.5703; 2034: 0; 2035: 0; 2036: 0; 2039: 0; 2040: 0
2018-10-18 23:00 | 10 | 22 | 5 | 0 | 0 | 0 | 0.63983 | 1.2797 | 0 | 20.3125 | 10.5647 | 17.0341 | 17.0341 | 25.9932 | 0 | 0 | 2024: 25.9932; 2025: 0; 2026: 0; 2027: 0; 2028: 0; 2029: 0; 2030: 1.2797; 2031: 0; 2032: 0; 2033: 25.9932; 2034: 0; 2035: 0; 2036: 0; 2039: 0; 2040: 0
2018-10-19 | 10 | 23 | 5 | 0 | 0 | 0 | 0.60105 | 1.2021 | 0 | 20.3125 | 10.5647 | 17.0341 | 17.0341 | 24.4175 | 0 | 0 | 2024: 24.4175; 2025: 0; 2026: 0; 2027: 0; 2028: 0; 2029: 0; 2030: 1.2021; 2031: 0; 2032: 0; 2033: 24.4175; 2034: 0; 2035: 0; 2036: 0; 2039: 0; 2040: 0
2018-10-19 01:00 | 10 | 0 | 6 | 0 | 0 | 0 | 0.5883 | 1.1766 | 0 | 20.3125 | 10.5647 | 17.0341 | 17.0341 | 23.8998 | 0 | 0 | 2024: 23.8998; 2025: 0; 2026: 0; 2027: 0; 2028: 0; 2029: 0; 2030: 1.1766; 2031: 0; 2032: 0; 2033: 23.8998; 2034: 0; 2035: 0; 2036: 0; 2039: 0; 2040: 0
2018-10-19 02:00 | 10 | 1 | 6 | 0 | 0 | 0 | 0.59502 | 1.19 | 0 | 20.3125 | 10.5647 | 17.0341 | 17.0341 | 24.1726 | 0 | 0 | 2024: 24.1726; 2025: 0; 2026: 0; 2027: 0; 2028: 0; 2029: 0; 2030: 1.19; 2031: 0; 2032: 0; 2033: 24.1726; 2034: 0; 2035: 0; 2036: 0; 2039: 0; 2040: 0
2018-10-19 03:00 | 10 | 2 | 6 | 0 | 0 | 0 | 0.61071 | 1.2214 | 0 | 20.3125 | 10.5647 | 17.0341 | 17.0341 | 24.81 | 0 | 0 | 2024: 24.81; 2025: 0; 2026: 0; 2027: 0; 2028: 0; 2029: 0; 2030: 1.2214; 2031: 0; 2032: 0; 2033: 24.81; 2034: 0; 2035: 0; 2036: 0; 2039: 0; 2040: 0
2018-10-19 04:00 | 10 | 3 | 6 | 0 | 0 | 0 | 0.68195 | 1.3639 | 0 | 20.3125 | 10.5647 | 17.0341 | 17.0341 | 27.7042 | 0 | 0 | 2024: 27.7042; 2025: 0; 2026: 0; 2027: 0; 2028: 0; 2029: 0; 2030: 1.3639; 2031: 0; 2032: 0; 2033: 27.7042; 2034: 0; 2035: 0; 2036: 0; 2039: 0; 2040: 0
2018-10-19 05:00 | 10 | 4 | 6 | 0 | 0 | 0 | 0.77748 | 1.555 | 0 | 20.3125 | 10.5647 | 17.0341 | 17.0341 | 31.5852 | 0 | 0 | 2024: 31.5852; 2025: 0; 2026: 0; 2027: 0; 2028: 0; 2029: 0; 2030: 1.555; 2031: 0; 2032: 0; 2033: 31.5852; 2034: 0; 2035: 0; 2036: 0; 2039: 0; 2040: 0
2018-10-19 06:00 | 10 | 5 | 6 | 0 | 0 | 0 | 0.92105 | 1.8421 | 0 | 20.3125 | 10.5647 | 17.0341 | 17.0341 | 37.4176 | 0 | 0 | 2024: 37.4176; 2025: 0; 2026: 0; 2027: 0; 2028: 0; 2029: 0; 2030: 1.8421; 2031: 0; 2032: 0; 2033: 37.4176; 2034: 0; 2035: 0; 2036: 0; 2039: 0; 2040: 0
2018-10-19 07:00 | 10 | 6 | 6 | 0 | 0 | 0.0028285 | 1.0038 | 2.0076 | 0.022628 | 20.3125 | 10.5647 | 17.0341 | 17.0341 | 40.7795 | 0.022628 | 0 | 2024: 40.3199; 2025: 0.45963; 2026: 0; 2027: 0.38545; 2028: 0; 2029: 0; 2030: 1.985; 2031: 0; 2032: 0; 2033: 40.3199; 2034: 0.45963; 2035: 0; 2036: 0.38545; 2039: 0.0028285; 2040: 0.014919
2018-10-19 08:00 | 10 | 7 | 6 | 0 | 0 | 0.067403 | 0.95266 | 1.9053 | 0.53923 | 20.3125 | 10.5647 | 17.0341 | 17.0341 | 38.702 | 0.53923 | 0 | 2024: 27.7489; 2025: 10.9531; 2026: 0; 2027: 9.1853; 2028: 0; 2029: 0; 2030: 1.3661; 2031: 0; 2032: 0; 2033: 27.7489; 2034: 10.9531; 2035: 0; 2036: 9.1853; 2039: 0.067403; 2040: 0.080834
2018-10-19 09:00 | 10 | 8 | 6 | 0 | 0 | 0.023466 | 0.97181 | 1.9436 | 0.18773 | 20.3125 | 10.5647 | 17.0341 | 17.0341 | 39.4798 | 0.18773 | 0 | 2024: 35.6665; 2025: 3.8133; 2026: 0; 2027: 3.1978; 2028: 0; 2029: 0; 2030: 1.7559; 2031: 0; 2032: 0; 2033: 35.6665; 2034: 3.8133; 2035: 0; 2036: 3.1978; 2039: 0.023466; 2040: 0.07136
2018-10-19 10:00 | 10 | 9 | 6 | 0 | 0 | 0.22039 | 0.95491 | 1.9098 | 1.7631 | 20.3125 | 10.5647 | 17.0341 | 17.0341 | 38.7931 | 1.7631 | 0 | 2024: 2.9792; 2025: 35.8139; 2026: 0; 2027: 30.0336; 2028: 0; 2029: 0; 2030: 0.14667; 2031: 0; 2032: 0; 2033: 2.9792; 2034: 35.8139; 2035: 0; 2036: 30.0336; 2039: 0.22039; 2040: 0.13068
2018-10-19 11:00 | 10 | 10 | 6 | 0 | 0 | 0.061918 | 0.88842 | 1.7768 | 0.49535 | 20.3125 | 10.5647 | 17.0341 | 17.0341 | 36.0922 | 0.49535 | 0 | 2024: 26.0305; 2025: 10.0617; 2026: 0; 2027: 8.4378; 2028: 0; 2029: 0; 2030: 1.2815; 2031: 0; 2032: 0; 2033: 26.0305; 2034: 10.0617; 2035: 0; 2036: 8.4378; 2039: 0.061918; 2040: 0.17059
2018-10-19 12:00 | 10 | 11 | 6 | 0 | 0 | 0.12791 | 0.89068 | 1.7814 | 1.0233 | 20.3125 | 10.5647 | 17.0341 | 17.0341 | 36.184 | 1.0233 | 0 | 2024: 15.3986; 2025: 20.7854; 2026: 0; 2027: 17.4307; 2028: 0; 2029: 0; 2030: 0.75809; 2031: 0; 2032: 0; 2033: 15.3986; 2034: 20.7854; 2035: 0; 2036: 17.4307; 2039: 0.12791; 2040: 0.16454
2018-10-19 13:00 | 10 | 12 | 6 | 0 | 0 | 0.13257 | 0.92009 | 1.8402 | 1.0605 | 20.3125 | 10.5647 | 17.0341 | 17.0341 | 37.3785 | 1.0605 | 0 | 2024: 15.8365; 2025: 21.542; 2026: 0; 2027: 18.0652; 2028: 0; 2029: 0; 2030: 0.77964; 2031: 0; 2032: 0; 2033: 15.8365; 2034: 21.542; 2035: 0; 2036: 18.0652; 2039: 0.13257; 2040: 0.37025
2018-10-19 14:00 | 10 | 13 | 6 | 0 | 0 | 0.1916 | 0.84263 | 1.6853 | 1.5328 | 20.3125 | 10.5647 | 17.0341 | 17.0341 | 34.2319 | 1.5328 | 0 | 2024: 3.0972; 2025: 31.1347; 2026: 0; 2027: 26.1097; 2028: 0; 2029: 0; 2030: 0.15248; 2031: 0; 2032: 0; 2033: 3.0972; 2034: 31.1347; 2035: 0; 2036: 26.1097; 2039: 0.1916; 2040: 0.10805
2018-10-19 15:00 | 10 | 14 | 6 | 0 | 0 | 0.30404 | 0.89233 | 1.7847 | 2.4323 | 20.3125 | 10.5647 | 17.0341 | 17.0341 | 36.2507 | 1.7847 | 0.64765 | 2024: 0; 2025: 36.2507; 2026: 6.8423; 2027: 41.4322; 2028: 0.64765; 2029: 0.64765; 2030: 0; 2031: 0; 2032: 0; 2033: 0; 2034: 36.2507; 2035: 0; 2036: 41.4322; 2039: 0.30404; 2040: 0.25132
2018-10-19 16:00 | 10 | 15 | 6 | 0 | 1 | 0.084998 | 1.0109 | 2.0219 | 0.67998 | 21.7915 | 12.0437 | 17.0341 | 17.0341 | 44.0594 | 0.67998 | 0 | 2024: 29.2416; 2025: 14.8178; 2026: 0; 2027: 11.5829; 2028: 0; 2029: 0.64765; 2030: 1.3419; 2031: 0.59584; 2032: 0; 2033: 16.2574; 2034: 27.802; 2035: 0; 2036: 11.5829; 2039: 0.084998; 2040: 0.19439
2018-10-19 17:00 | 10 | 16 | 6 | 0 | 1 | 0.012484 | 1.1156 | 2.2312 | 0.099871 | 21.7915 | 12.0437 | 17.0341 | 17.0341 | 48.6209 | 0.099871 | 0 | 2024: 46.4446; 2025: 2.1763; 2026: 0; 2027: 1.7012; 2028: 0; 2029: 0; 2030: 2.1313; 2031: 0; 2032: 0; 2033: 46.4446; 2034: 2.1763; 2035: 0; 2036: 1.7012; 2039: 0.012484; 2040: 0.0095847
2018-10-19 18:00 | 10 | 17 | 6 | 0 | 1 | 0 | 1.1982 | 2.3965 | 0 | 21.7915 | 12.0437 | 17.0341 | 17.0341 | 52.2231 | 0 | 0 | 2024: 52.2231; 2025: 0; 2026: 0; 2027: 0; 2028: 0; 2029: 0; 2030: 2.3965; 2031: 0; 2032: 0; 2033: 52.2231; 2034: 0; 2035: 0; 2036: 0; 2039: 0; 2040: 0
2018-10-19 19:00 | 10 | 18 | 6 | 0 | 1 | 0 | 1.2327 | 2.4654 | 0 | 21.7915 | 12.0437 | 17.0341 | 17.0341 | 53.7249 | 0 | 0 | 2024: 53.7249; 2025: 0; 2026: 0; 2027: 0; 2028: 0; 2029: 0; 2030: 2.4654; 2031: 0; 2032: 0; 2033: 53.7249; 2034: 0; 2035: 0; 2036: 0; 2039: 0; 2040: 0
2018-10-19 20:00 | 10 | 19 | 6 | 0 | 0 | 0 | 1.1344 | 2.2688 | 0 | 20.3125 | 10.5647 | 17.0341 | 17.0341 | 46.085 | 0 | 0 | 2024: 46.085; 2025: 0; 2026: 0; 2027: 0; 2028: 0; 2029: 0; 2030: 2.2688; 2031: 0; 2032: 0; 2033: 46.085; 2034: 0; 2035: 0; 2036: 0; 2039: 0; 2040: 0
2018-10-19 21:00 | 10 | 20 | 6 | 0 | 0 | 0 | 0.90057 | 1.8011 | 0 | 20.3125 | 10.5647 | 17.0341 | 17.0341 | 36.5857 | 0 | 0 | 2024: 36.5857; 2025: 0; 2026: 0; 2027: 0; 2028: 0; 2029: 0; 2030: 1.8011; 2031: 0; 2032: 0; 2033: 36.5857; 2034: 0; 2035: 0; 2036: 0; 2039: 0; 2040: 0
2018-10-19 22:00 | 10 | 21 | 6 | 0 | 0 | 0 | 0.70325 | 1.4065 | 0 | 20.3125 | 10.5647 | 17.0341 | 17.0341 | 28.5695 | 0 | 0 | 2024: 28.5695; 2025: 0; 2026: 0; 2027: 0; 2028: 0; 2029: 0; 2030: 1.4065; 2031: 0; 2032: 0; 2033: 28.5695; 2034: 0; 2035: 0; 2036: 0; 2039: 0; 2040: 0
2018-10-19 23:00 | 10 | 22 | 6 | 0 | 0 | 0 | 0.62932 | 1.2586 | 0 | 20.3125 | 10.5647 | 17.0341 | 17.0341 | 25.5659 | 0 | 0 | 2024: 25.5659; 2025: 0; 2026: 0; 2027: 0; 2028: 0; 2029: 0; 2030: 1.2586; 2031: 0; 2032: 0; 2033: 25.5659; 2034: 0; 2035: 0; 2036: 0; 2039: 0; 2040: 0
2018-10-20 | 10 | 23 | 6 | 0 | 0 | 0 | 0.58249 | 1.165 | 0 | 20.3125 | 10.5647 | 17.0341 | 17.0341 | 23.6637 | 0 | 0 | 2024: 23.6637; 2025: 0; 2026: 0; 2027: 0; 2028: 0; 2029: 0; 2030: 1.165; 2031: 0; 2032: 0; 2033: 23.6637; 2034: 0; 2035: 0; 2036: 0; 2039: 0; 2040: 0
2018-10-20 01:00 | 10 | 0 | 7 | 0 | 0 | 0 | 0.56961 | 1.1392 | 0 | 20.3125 | 10.5647 | 17.0341 | 17.0341 | 23.1405 | 0 | 0 | 2024: 23.1405; 2025: 0; 2026: 0; 2027: 0; 2028: 0; 2029: 0; 2030: 1.1392; 2031: 0; 2032: 0; 2033: 23.1405; 2034: 0; 2035: 0; 2036: 0; 2039: 0; 2040: 0
2018-10-20 02:00 | 10 | 1 | 7 | 0 | 0 | 0 | 0.56682 | 1.1336 | 0 | 20.3125 | 10.5647 | 17.0341 | 17.0341 | 23.027 | 0 | 0 | 2024: 23.027; 2025: 0; 2026: 0; 2027: 0; 2028: 0; 2029: 0; 2030: 1.1336; 2031: 0; 2032: 0; 2033: 23.027; 2034: 0; 2035: 0; 2036: 0; 2039: 0; 2040: 0
2018-10-20 03:00 | 10 | 2 | 7 | 0 | 0 | 0 | 0.58028 | 1.1606 | 0 | 20.3125 | 10.5647 | 17.0341 | 17.0341 | 23.5738 | 0 | 0 | 2024: 23.5738; 2025: 0; 2026: 0; 2027: 0; 2028: 0; 2029: 0; 2030: 1.1606; 2031: 0; 2032: 0; 2033: 23.5738; 2034: 0; 2035: 0; 2036: 0; 2039: 0; 2040: 0
2018-10-20 04:00 | 10 | 3 | 7 | 0 | 0 | 0 | 0.5934 | 1.1868 | 0 | 20.3125 | 10.5647 | 17.0341 | 17.0341 | 24.1069 | 0 | 0 | 2024: 24.1069; 2025: 0; 2026: 0; 2027: 0; 2028: 0; 2029: 0; 2030: 1.1868; 2031: 0; 2032: 0; 2033: 24.1069; 2034: 0; 2035: 0; 2036: 0; 2039: 0; 2040: 0
2018-10-20 05:00 | 10 | 4 | 7 | 0 | 0 | 0 | 0.67944 | 1.3589 | 0 | 20.3125 | 10.5647 | 17.0341 | 17.0341 | 27.6022 | 0 | 0 | 2024: 27.6022; 2025: 0; 2026: 0; 2027: 0; 2028: 0; 2029: 0; 2030: 1.3589; 2031: 0; 2032: 0; 2033: 27.6022; 2034: 0; 2035: 0; 2036: 0; 2039: 0; 2040: 0
2018-10-20 06:00 | 10 | 5 | 7 | 0 | 0 | 0 | 0.79115 | 1.5823 | 0 | 20.3125 | 10.5647 | 17.0341 | 17.0341 | 32.1406 | 0 | 0 | 2024: 32.1406; 2025: 0; 2026: 0; 2027: 0; 2028: 0; 2029: 0; 2030: 1.5823; 2031: 0; 2032: 0; 2033: 32.1406; 2034: 0; 2035: 0; 2036: 0; 2039: 0; 2040: 0
2018-10-20 07:00 | 10 | 6 | 7 | 0 | 0 | 0.071668 | 0.89243 | 1.7849 | 0.57335 | 20.3125 | 10.5647 | 17.0341 | 17.0341 | 36.2549 | 0.57335 | 0 | 2024: 24.6088; 2025: 11.6461; 2026: 0; 2027: 9.7665; 2028: 0; 2029: 0; 2030: 1.2115; 2031: 0; 2032: 0; 2033: 24.6088; 2034: 11.6461; 2035: 0; 2036: 9.7665; 2039: 0.071668; 2040: 0.072364
2018-10-20 08:00 | 10 | 7 | 7 | 0 | 0 | 0.27717 | 1.0516 | 2.1032 | 2.2174 | 20.3125 | 10.5647 | 17.0341 | 17.0341 | 42.7216 | 2.1032 | 0.11414 | 2024: 0; 2025: 42.7216; 2026: 1.2058; 2027: 37.7707; 2028: 0.11414; 2029: 0.11414; 2030: 0; 2031: 0; 2032: 0; 2033: 0; 2034: 42.7216; 2035: 0; 2036: 37.7707; 2039: 0.27717; 2040: 0.15371
2018-10-20 09:00 | 10 | 8 | 7 | 0 | 0 | 0.20824 | 1.0256 | 2.0512 | 1.666 | 20.3125 | 10.5647 | 17.0341 | 17.0341 | 41.6659 | 1.666 | 0 | 2024: 7.8262; 2025: 33.8397; 2026: 0; 2027: 28.3781; 2028: 0; 2029: 0.11414; 2030: 0.38529; 2031: 0.10501; 2032: 0; 2033: 5.6933; 2034: 35.9726; 2035: 0; 2036: 28.3781; 2039: 0.20824; 2040: 0.39011
2018-10-20 10:00 | 10 | 9 | 7 | 0 | 0 | 0.40642 | 0.94603 | 1.8921 | 3.2514 | 20.3125 | 10.5647 | 17.0341 | 17.0341 | 38.4326 | 1.8921 | 1.3593 | 2024: 0; 2025: 38.4326; 2026: 14.3607; 2027: 55.3844; 2028: 1.3593; 2029: 1.3593; 2030: 0; 2031: 0; 2032: 0; 2033: 0; 2034: 38.4326; 2035: 0; 2036: 55.3844; 2039: 0.40642; 2040: 0.61284
2018-10-20 11:00 | 10 | 10 | 7 | 0 | 0 | 0.46994 | 0.89911 | 1.7982 | 3.7595 | 20.3125 | 10.5647 | 17.0341 | 17.0341 | 36.5265 | 1.7982 | 1.9613 | 2024: 0; 2025: 36.5265; 2026: 20.7206; 2027: 64.0403; 2028: 1.9613; 2029: 3.3206; 2030: 0; 2031: 0; 2032: 0; 2033: 0; 2034: 36.5265; 2035: 0; 2036: 64.0403; 2039: 0.46994; 2040: 0.68127
2018-10-20 12:00 | 10 | 11 | 7 | 0 | 0 | 0.63314 | 0.87141 | 1.7428 | 5.0651 | 20.3125 | 10.5647 | 17.0341 | 17.0341 | 35.4009 | 1.7428 | 3.3223 | 2024: 0; 2025: 35.4009; 2026: 35.099; 2027: 86.2794; 2028: 3.3223; 2029: 6.6429; 2030: 0; 2031: 0; 2032: 0; 2033: 0; 2034: 35.4009; 2035: 0; 2036: 86.2794; 2039: 0.63314; 2040: 0.69693
2018-10-20 13:00 | 10 | 12 | 7 | 0 | 0 | 0.59834 | 0.89493 | 1.7899 | 4.7867 | 20.3125 | 10.5647 | 17.0341 | 17.0341 | 36.3566 | 1.7899 | 2.9969 | 2024: 0; 2025: 36.3566; 2026: 31.6611; 2027: 81.5378; 2028: 2.9969; 2029: 9.6398; 2030: 0; 2031: 0; 2032: 0; 2033: 0; 2034: 36.3566; 2035: 0; 2036: 81.5378; 2039: 0.59834; 2040: 0.65544
2018-10-20 14:00 | 10 | 13 | 7 | 0 | 0 | 0.51253 | 0.90356 | 1.8071 | 4.1003 | 20.3125 | 10.5647 | 17.0341 | 17.0341 | 36.7071 | 1.8071 | 2.2932 | 2024: 0; 2025: 36.7071; 2026: 24.2266; 2027: 69.8446; 2028: 2.2932; 2029: 11.9329; 2030: 0; 2031: 0; 2032: 0; 2033: 0; 2034: 36.7071; 2035: 0; 2036: 69.8446; 2039: 0.51253; 2040: 0.56346
2018-10-20 15:00 | 10 | 14 | 7 | 0 | 0 | 0.3818 | 0.87814 | 1.7563 | 3.0544 | 20.3125 | 10.5647 | 17.0341 | 17.0341 | 35.6746 | 1.7563 | 1.2981 | 2024: 0; 2025: 35.6746; 2026: 13.7143; 2027: 52.0292; 2028: 0.56709; 2029: 12.5; 2030: 0; 2031: 0; 2032: 0.73103; 2033: 0; 2034: 35.6746; 2035: 7.7231; 2036: 52.0292; 2039: 0.3818; 2040: 0.41275
2018-10-20 16:00 | 10 | 15 | 7 | 0 | 1 | 0.19322 | 0.94135 | 1.8827 | 1.5458 | 21.7915 | 12.0437 | 17.0341 | 17.0341 | 41.0269 | 1.5458 | 0 | 2024: 7.342; 2025: 33.6849; 2026: 0; 2027: 26.3311; 2028: 0; 2029: 12.5; 2030: 0.33692; 2031: 0.33692; 2032: 0; 2033: 0; 2034: 41.0269; 2035: 0; 2036: 26.3311; 2039: 0.19322; 2040: 0.20417
2018-10-20 17:00 | 10 | 16 | 7 | 0 | 1 | 0.010001 | 1.0384 | 2.0769 | 0.080009 | 21.7915 | 12.0437 | 17.0341 | 17.0341 | 45.2577 | 0.080009 | 0 | 2024: 43.5142; 2025: 1.7435; 2026: 0; 2027: 1.3629; 2028: 0; 2029: 12.1338; 2030: 1.9968; 2031: 1.9968; 2032: 0; 2033: 0; 2034: 45.2577; 2035: 0; 2036: 1.3629; 2039: 0.010001; 2040: 0.005355
2018-10-20 18:00 | 10 | 17 | 7 | 0 | 1 | 0 | 1.1202 | 2.2404 | 0 | 21.7915 | 12.0437 | 17.0341 | 17.0341 | 48.8223 | 0 | 0 | 2024: 48.8223; 2025: 0; 2026: 0; 2027: 0; 2028: 0; 2029: 9.9633; 2030: 2.2404; 2031: 2.2404; 2032: 0; 2033: 0; 2034: 48.8223; 2035: 0; 2036: 0; 2039: 0; 2040: 0
2018-10-20 19:00 | 10 | 18 | 7 | 0 | 1 | 0 | 1.105 | 2.21 | 0 | 21.7915 | 12.0437 | 17.0341 | 17.0341 | 48.1591 | 0 | 0 | 2024: 48.1591; 2025: 0; 2026: 0; 2027: 0; 2028: 0; 2029: 7.528; 2030: 2.21; 2031: 2.21; 2032: 0; 2033: 0; 2034: 48.1591; 2035: 0; 2036: 0; 2039: 0; 2040: 0
2018-10-20 20:00 | 10 | 19 | 7 | 0 | 0 | 0 | 1.093 | 2.1861 | 0 | 20.3125 | 10.5647 | 17.0341 | 17.0341 | 44.4051 | 0 | 0 | 2024: 44.4051; 2025: 0; 2026: 0; 2027: 0; 2028: 0; 2029: 5.1259; 2030: 2.1861; 2031: 2.1861; 2032: 0; 2033: 0; 2034: 44.4051; 2035: 0; 2036: 0; 2039: 0; 2040: 0
2018-10-20 21:00 | 10 | 20 | 7 | 0 | 0 | 0 | 0.86081 | 1.7216 | 0 | 20.3125 | 10.5647 | 17.0341 | 17.0341 | 34.9703 | 0 | 0 | 2024: 34.9703; 2025: 0; 2026: 0; 2027: 0; 2028: 0; 2029: 2.7497; 2030: 1.7216; 2031: 1.7216; 2032: 0; 2033: 0; 2034: 34.9703; 2035: 0; 2036: 0; 2039: 0; 2040: 0
2018-10-20 22:00 | 10 | 21 | 7 | 0 | 0 | 0 | 0.64118 | 1.2824 | 0 | 20.3125 | 10.5647 | 17.0341 | 17.0341 | 26.048 | 0 | 0 | 2024: 26.048; 2025: 0; 2026: 0; 2027: 0; 2028: 0; 2029: 0.87837; 2030: 1.2824; 2031: 0.8081; 2032: 0; 2033: 9.6335; 2034: 16.4145; 2035: 0; 2036: 0; 2039: 0; 2040: 0
2018-10-20 23:00 | 10 | 22 | 7 | 0 | 0 | 0 | 0.55246 | 1.1049 | 0 | 20.3125 | 10.5647 | 17.0341 | 17.0341 | 22.4438 | 0 | 0 | 2024: 22.4438; 2025: 0; 2026: 0; 2027: 0; 2028: 0; 2029: 0; 2030: 1.1049; 2031: 0; 2032: 0; 2033: 22.4438; 2034: 0; 2035: 0; 2036: 0; 2039: 0; 2040: 0
2018-10-21 | 10 | 23 | 7 | 0 | 0 | 0 | 0.52508 | 1.0502 | 0 | 20.3125 | 10.5647 | 17.0341 | 17.0341 | 21.3314 | 0 | 0 | 2024: 21.3314; 2025: 0; 2026: 0; 2027: 0; 2028: 0; 2029: 0; 2030: 1.0502; 2031: 0; 2032: 0; 2033: 21.3314; 2034: 0; 2035: 0; 2036: 0; 2039: 0; 2040: 0
2018-10-21 01:00 | 10 | 0 | 1 | 0 | 0 | 0 | 0.51444 | 1.0289 | 0 | 20.3125 | 10.5647 | 17.0341 | 17.0341 | 20.899 | 0 | 0 | 2024: 20.899; 2025: 0; 2026: 0; 2027: 0; 2028: 0; 2029: 0; 2030: 1.0289; 2031: 0; 2032: 0; 2033: 20.899; 2034: 0; 2035: 0; 2036: 0; 2039: 0; 2040: 0
2018-10-21 02:00 | 10 | 1 | 1 | 0 | 0 | 0 | 0.52382 | 1.0476 | 0 | 20.3125 | 10.5647 | 17.0341 | 17.0341 | 21.2804 | 0 | 0 | 2024: 21.2804; 2025: 0; 2026: 0; 2027: 0; 2028: 0; 2029: 0; 2030: 1.0476; 2031: 0; 2032: 0; 2033: 21.2804; 2034: 0; 2035: 0; 2036: 0; 2039: 0; 2040: 0
2018-10-21 03:00 | 10 | 2 | 1 | 0 | 0 | 0 | 0.52628 | 1.0526 | 0 | 20.3125 | 10.5647 | 17.0341 | 17.0341 | 21.3801 | 0 | 0 | 2024: 21.3801; 2025: 0; 2026: 0; 2027: 0; 2028: 0; 2029: 0; 2030: 1.0526; 2031: 0; 2032: 0; 2033: 21.3801; 2034: 0; 2035: 0; 2036: 0; 2039: 0; 2040: 0
2018-10-21 04:00 | 10 | 3 | 1 | 0 | 0 | 0 | 0.56065 | 1.1213 | 0 | 20.3125 | 10.5647 | 17.0341 | 17.0341 | 22.7762 | 0 | 0 | 2024: 22.7762; 2025: 0; 2026: 0; 2027: 0; 2028: 0; 2029: 0; 2030: 1.1213; 2031: 0; 2032: 0; 2033: 22.7762; 2034: 0; 2035: 0; 2036: 0; 2039: 0; 2040: 0
2018-10-21 05:00 | 10 | 4 | 1 | 0 | 0 | 0 | 0.62034 | 1.2407 | 0 | 20.3125 | 10.5647 | 17.0341 | 17.0341 | 25.2014 | 0 | 0 | 2024: 25.2014; 2025: 0; 2026: 0; 2027: 0; 2028: 0; 2029: 0; 2030: 1.2407; 2031: 0; 2032: 0; 2033: 25.2014; 2034: 0; 2035: 0; 2036: 0; 2039: 0; 2040: 0
2018-10-21 06:00 | 10 | 5 | 1 | 0 | 0 | 0 | 0.74752 | 1.495 | 0 | 20.3125 | 10.5647 | 17.0341 | 17.0341 | 30.3678 | 0 | 0 | 2024: 30.3678; 2025: 0; 2026: 0; 2027: 0; 2028: 0; 2029: 0; 2030: 1.495; 2031: 0; 2032: 0; 2033: 30.3678; 2034: 0; 2035: 0; 2036: 0; 2039: 0; 2040: 0
2018-10-21 07:00 | 10 | 6 | 1 | 0 | 0 | 0.0093288 | 0.90383 | 1.8077 | 0.07463 | 20.3125 | 10.5647 | 17.0341 | 17.0341 | 36.718 | 0.07463 | 0 | 2024: 35.2021; 2025: 1.5159; 2026: 0; 2027: 1.2713; 2028: 0; 2029: 0; 2030: 1.733; 2031: 0; 2032: 0; 2033: 35.2021; 2034: 1.5159; 2035: 0; 2036: 1.2713; 2039: 0.0093288; 2040: 0.015994
2018-10-21 08:00 | 10 | 7 | 1 | 0 | 0 | 0.073377 | 1.0069 | 2.0137 | 0.58702 | 20.3125 | 10.5647 | 17.0341 | 17.0341 | 40.904 | 0.58702 | 0 | 2024: 28.9803; 2025: 11.9237; 2026: 0; 2027: 9.9993; 2028: 0; 2029: 0; 2030: 1.4267; 2031: 0; 2032: 0; 2033: 28.9803; 2034: 11.9237; 2035: 0; 2036: 9.9993; 2039: 0.073377; 2040: 0.093045
2018-10-21 09:00 | 10 | 8 | 1 | 0 | 0 | 0.27053 | 0.9912 | 1.9824 | 2.1643 | 20.3125 | 10.5647 | 17.0341 | 17.0341 | 40.2674 | 1.9824 | 0.18188 | 2024: 0; 2025: 40.2674; 2026: 1.9215; 2027: 36.8665; 2028: 0.18188; 2029: 0.18188; 2030: 0; 2031: 0; 2032: 0; 2033: 0; 2034: 40.2674; 2035: 0; 2036: 36.8665; 2039: 0.27053; 2040: 0.24341
2018-10-21 10:00 | 10 | 9 | 1 | 0 | 0 | 0.20706 | 0.90591 | 1.8118 | 1.6565 | 20.3125 | 10.5647 | 17.0341 | 17.0341 | 36.8027 | 1.6565 | 0 | 2024: 3.1555; 2025: 33.6473; 2026: 0; 2027: 28.2167; 2028: 0; 2029: 0.18188; 2030: 0.15535; 2031: 0.15535; 2032: 0; 2033: 0; 2034: 36.8027; 2035: 0; 2036: 28.2167; 2039: 0.20706; 2040: 0.25952
2018-10-21 11:00 | 10 | 10 | 1 | 0 | 0 | 0.27386 | 0.92577 | 1.8515 | 2.1908 | 20.3125 | 10.5647 | 17.0341 | 17.0341 | 37.6093 | 1.8515 | 0.33931 | 2024: 0; 2025: 37.6093; 2026: 3.5847; 2027: 37.3191; 2028: 0.33931; 2029: 0.35233; 2030: 0; 2031: 0; 2032: 0; 2033: 0; 2034: 37.6093; 2035: 0; 2036: 37.3191; 2039: 0.27386; 2040: 0.23653
2018-10-21 12:00 | 10 | 11 | 1 | 0 | 0 | 0.18287 | 0.85895 | 1.7179 | 1.463 | 20.3125 | 10.5647 | 17.0341 | 17.0341 | 34.8947 | 1.463 | 0 | 2024: 5.1785; 2025: 29.7162; 2026: 0; 2027: 24.9201; 2028: 0; 2029: 0.35233; 2030: 0.25494; 2031: 0.25494; 2032: 0; 2033: 0; 2034: 34.8947; 2035: 0; 2036: 24.9201; 2039: 0.18287; 2040: 0.22218
2018-10-21 13:00 | 10 | 12 | 1 | 0 | 0 | 0.28328 | 0.83557 | 1.6711 | 2.2663 | 20.3125 | 10.5647 | 17.0341 | 17.0341 | 33.9452 | 1.6711 | 0.59512 | 2024: 0; 2025: 33.9452; 2026: 6.2873; 2027: 38.604; 2028: 0.59512; 2029: 0.67034; 2030: 0; 2031: 0; 2032: 0; 2033: 0; 2034: 33.9452; 2035: 0; 2036: 38.604; 2039: 0.28328; 2040: 0.37506
2018-10-21 14:00 | 10 | 13 | 1 | 0 | 0 | 0.31994 | 0.9012 | 1.8024 | 2.5595 | 20.3125 | 10.5647 | 17.0341 | 17.0341 | 36.6111 | 1.8024 | 0.75713 | 2024: 0; 2025: 36.6111; 2026: 7.9989; 2027: 43.5992; 2028: 0.75713; 2029: 1.4275; 2030: 0; 2031: 0; 2032: 0; 2033: 0; 2034: 36.6111; 2035: 0; 2036: 43.5992; 2039: 0.31994; 2040: 0.41597
2018-10-21 15:00 | 10 | 14 | 1 | 0 | 0 | 0.30051 | 0.97587 | 1.9517 | 2.404 | 20.3125 | 10.5647 | 17.0341 | 17.0341 | 39.6448 | 1.9517 | 0.4523 | 2024: 0; 2025: 39.6448; 2026: 4.7785; 2027: 40.9509; 2028: 0.4523; 2029: 1.8798; 2030: 0; 2031: 0; 2032: 0; 2033: 0; 2034: 39.6448; 2035: 0; 2036: 40.9509; 2039: 0.30051; 2040: 0.37219
2018-10-21 16:00 | 10 | 15 | 1 | 0 | 1 | 0.1873 | 1.0214 | 2.0428 | 1.4984 | 21.7915 | 12.0437 | 17.0341 | 17.0341 | 44.5163 | 1.4984 | 0 | 2024: 11.8643; 2025: 32.652; 2026: 0; 2027: 25.5237; 2028: 0; 2029: 1.8798; 2030: 0.54445; 2031: 0.54445; 2032: 0; 2033: 0; 2034: 44.5163; 2035: 0; 2036: 25.5237; 2039: 0.1873; 2040: 0.19421
2018-10-21 17:00 | 10 | 16 | 1 | 0 | 1 | 0.010226 | 1.1203 | 2.2405 | 0.081806 | 21.7915 | 12.0437 | 17.0341 | 17.0341 | 48.8239 | 0.081806 | 0 | 2024: 47.0412; 2025: 1.7827; 2026: 0; 2027: 1.3935; 2028: 0; 2029: 1.288; 2030: 2.1587; 2031: 1.1849; 2032: 0; 2033: 21.2194; 2034: 27.6044; 2035: 0; 2036: 1.3935; 2039: 0.010226; 2040: 0.006223
2018-10-21 18:00 | 10 | 17 | 1 | 0 | 1 | 0 | 1.1433 | 2.2866 | 0 | 21.7915 | 12.0437 | 17.0341 | 17.0341 | 49.8286 | 0 | 0 | 2024: 49.8286; 2025: 0; 2026: 0; 2027: 0; 2028: 0; 2029: 0; 2030: 2.2866; 2031: 0; 2032: 0; 2033: 49.8286; 2034: 0; 2035: 0; 2036: 0; 2039: 0; 2040: 0
2018-10-21 19:00 | 10 | 18 | 1 | 0 | 1 | 0 | 1.2152 | 2.4305 | 0 | 21.7915 | 12.0437 | 17.0341 | 17.0341 | 52.9635 | 0 | 0 | 2024: 52.9635; 2025: 0; 2026: 0; 2027: 0; 2028: 0; 2029: 0; 2030: 2.4305; 2031: 0; 2032: 0; 2033: 52.9635; 2034: 0; 2035: 0; 2036: 0; 2039: 0; 2040: 0
2018-10-21 20:00 | 10 | 19 | 1 | 0 | 0 | 0 | 1.1367 | 2.2733 | 0 | 20.3125 | 10.5647 | 17.0341 | 17.0341 | 46.1772 | 0 | 0 | 2024: 46.1772; 2025: 0; 2026: 0; 2027: 0; 2028: 0; 2029: 0; 2030: 2.2733; 2031: 0; 2032: 0; 2033: 46.1772; 2034: 0; 2035: 0; 2036: 0; 2039: 0; 2040: 0
2018-10-21 21:00 | 10 | 20 | 1 | 0 | 0 | 0 | 0.83533 | 1.6707 | 0 | 20.3125 | 10.5647 | 17.0341 | 17.0341 | 33.9351 | 0 | 0 | 2024: 33.9351; 2025: 0; 2026: 0; 2027: 0; 2028: 0; 2029: 0; 2030: 1.6707; 2031: 0; 2032: 0; 2033: 33.9351; 2034: 0; 2035: 0; 2036: 0; 2039: 0; 2040: 0
2018-10-21 22:00 | 10 | 21 | 1 | 0 | 0 | 0 | 0.63486 | 1.2697 | 0 | 20.3125 | 10.5647 | 17.0341 | 17.0341 | 25.7914 | 0 | 0 | 2024: 25.7914; 2025: 0; 2026: 0; 2027: 0; 2028: 0; 2029: 0; 2030: 1.2697; 2031: 0; 2032: 0; 2033: 25.7914; 2034: 0; 2035: 0; 2036: 0; 2039: 0; 2040: 0
2018-10-21 23:00 | 10 | 22 | 1 | 0 | 0 | 0 | 0.60529 | 1.2106 | 0 | 20.3125 | 10.5647 | 17.0341 | 17.0341 | 24.59 | 0 | 0 | 2024: 24.59; 2025: 0; 2026: 0; 2027: 0; 2028: 0; 2029: 0; 2030: 1.2106; 2031: 0; 2032: 0; 2033: 24.59; 2034: 0; 2035: 0; 2036: 0; 2039: 0; 2040: 0
2018-10-22 | 10 | 23 | 1 | 0 | 0 | 0 | 0.52118 | 1.0424 | 0 | 20.3125 | 10.5647 | 17.0341 | 17.0341 | 21.1727 | 0 | 0 | 2024: 21.1727; 2025: 0; 2026: 0; 2027: 0; 2028: 0; 2029: 0; 2030: 1.0424; 2031: 0; 2032: 0; 2033: 21.1727; 2034: 0; 2035: 0; 2036: 0; 2039: 0; 2040: 0
2018-10-22 01:00 | 10 | 0 | 2 | 0 | 0 | 0 | 0.50808 | 1.0162 | 0 | 20.3125 | 10.5647 | 17.0341 | 17.0341 | 20.6406 | 0 | 0 | 2024: 20.6406; 2025: 0; 2026: 0; 2027: 0; 2028: 0; 2029: 0; 2030: 1.0162; 2031: 0; 2032: 0; 2033: 20.6406; 2034: 0; 2035: 0; 2036: 0; 2039: 0; 2040: 0
2018-10-22 02:00 | 10 | 1 | 2 | 0 | 0 | 0 | 0.52166 | 1.0433 | 0 | 20.3125 | 10.5647 | 17.0341 | 17.0341 | 21.1926 | 0 | 0 | 2024: 21.1926; 2025: 0; 2026: 0; 2027: 0; 2028: 0; 2029: 0; 2030: 1.0433; 2031: 0; 2032: 0; 2033: 21.1926; 2034: 0; 2035: 0; 2036: 0; 2039: 0; 2040: 0
2018-10-22 03:00 | 10 | 2 | 2 | 0 | 0 | 0 | 0.53277 | 1.0655 | 0 | 20.3125 | 10.5647 | 17.0341 | 17.0341 | 21.6436 | 0 | 0 | 2024: 21.6436; 2025: 0; 2026: 0; 2027: 0; 2028: 0; 2029: 0; 2030: 1.0655; 2031: 0; 2032: 0; 2033: 21.6436; 2034: 0; 2035: 0; 2036: 0; 2039: 0; 2040: 0
2018-10-22 04:00 | 10 | 3 | 2 | 0 | 0 | 0 | 0.59227 | 1.1845 | 0 | 20.3125 | 10.5647 | 17.0341 | 17.0341 | 24.061 | 0 | 0 | 2024: 24.061; 2025: 0; 2026: 0; 2027: 0; 2028: 0; 2029: 0; 2030: 1.1845; 2031: 0; 2032: 0; 2033: 24.061; 2034: 0; 2035: 0; 2036: 0; 2039: 0; 2040: 0
2018-10-22 05:00 | 10 | 4 | 2 | 0 | 0 | 0 | 0.71098 | 1.422 | 0 | 20.3125 | 10.5647 | 17.0341 | 17.0341 | 28.8838 | 0 | 0 | 2024: 28.8838; 2025: 0; 2026: 0; 2027: 0; 2028: 0; 2029: 0; 2030: 1.422; 2031: 0; 2032: 0; 2033: 28.8838; 2034: 0; 2035: 0; 2036: 0; 2039: 0; 2040: 0
2018-10-22 06:00 | 10 | 5 | 2 | 0 | 0 | 0 | 0.80954 | 1.6191 | 0 | 20.3125 | 10.5647 | 17.0341 | 17.0341 | 32.8877 | 0 | 0 | 2024: 32.8877; 2025: 0; 2026: 0; 2027: 0; 2028: 0; 2029: 0; 2030: 1.6191; 2031: 0; 2032: 0; 2033: 32.8877; 2034: 0; 2035: 0; 2036: 0; 2039: 0; 2040: 0
2018-10-22 07:00 | 10 | 6 | 2 | 0 | 0 | 0.057534 | 0.89185 | 1.7837 | 0.46027 | 20.3125 | 10.5647 | 17.0341 | 17.0341 | 36.2314 | 0.46027 | 0 | 2024: 26.8822; 2025: 9.3492; 2026: 0; 2027: 7.8403; 2028: 0; 2029: 0; 2030: 1.3234; 2031: 0; 2032: 0; 2033: 26.8822; 2034: 9.3492; 2035: 0; 2036: 7.8403; 2039: 0.057534; 2040: 0.054988
2018-10-22 08:00 | 10 | 7 | 2 | 0 | 0 | 0.24921 | 0.91715 | 1.8343 | 1.9937 | 20.3125 | 10.5647 | 17.0341 | 17.0341 | 37.2591 | 1.8343 | 0.15936 | 2024: 0; 2025: 37.2591; 2026: 1.6836; 2027: 33.9602; 2028: 0.15936; 2029: 0.15936; 2030: 0; 2031: 0; 2032: 0; 2033: 0; 2034: 37.2591; 2035: 0; 2036: 33.9602; 2039: 0.24921; 2040: 0.18301
2018-10-22 09:00 | 10 | 8 | 2 | 0 | 0 | 0.41203 | 0.83971 | 1.6794 | 3.2963 | 20.3125 | 10.5647 | 17.0341 | 17.0341 | 34.1131 | 1.6794 | 1.6168 | 2024: 0; 2025: 34.1131; 2026: 17.0815; 2027: 56.1489; 2028: 1.6168; 2029: 1.7762; 2030: 0; 2031: 0; 2032: 0; 2033: 0; 2034: 34.1131; 2035: 0; 2036: 56.1489; 2039: 0.41203; 2040: 0.43888
2018-10-22 10:00 | 10 | 9 | 2 | 0 | 0 | 0.5201 | 0.82964 | 1.6593 | 4.1608 | 20.3125 | 10.5647 | 17.0341 | 17.0341 | 33.704 | 1.6593 | 2.5016 | 2024: 0; 2025: 33.704; 2026: 26.4283; 2027: 70.8762; 2028: 2.5016; 2029: 4.2778; 2030: 0; 2031: 0; 2032: 0; 2033: 0; 2034: 33.704; 2035: 0; 2036: 70.8762; 2039: 0.5201; 2040: 0.5623
2018-10-22 11:00 | 10 | 10 | 2 | 0 | 0 | 0.50149 | 0.85753 | 1.7151 | 4.0119 | 20.3125 | 10.5647 | 17.0341 | 17.0341 | 34.837 | 1.7151 | 2.2968 | 2024: 0; 2025: 34.837; 2026: 24.2656; 2027: 68.3394; 2028: 2.2968; 2029: 6.5746; 2030: 0; 2031: 0; 2032: 0; 2033: 0; 2034: 34.837; 2035: 0; 2036: 68.3394; 2039: 0.50149; 2040: 0.45105
2018-10-22 12:00 | 10 | 11 | 2 | 0 | 0 | 0.3755 | 0.80481 | 1.6096 | 3.004 | 20.3125 | 10.5647 | 17.0341 | 17.0341 | 32.6955 | 1.6096 | 1.3944 | 2024: 0; 2025: 32.6955; 2026: 14.7311; 2027: 51.1703; 2028: 1.3944; 2029: 7.969; 2030: 0; 2031: 0; 2032: 0; 2033: 0; 2034: 32.6955; 2035: 0; 2036: 51.1703; 2039: 0.3755; 2040: 0.49546
2018-10-22 13:00 | 10 | 12 | 2 | 0 | 0 | 0.44837 | 0.80746 | 1.6149 | 3.5869 | 20.3125 | 10.5647 | 17.0341 | 17.0341 | 32.803 | 1.6149 | 1.972 | 2024: 0; 2025: 32.803; 2026: 20.8338; 2027: 61.1002; 2028: 1.972; 2029: 9.941; 2030: 0; 2031: 0; 2032: 0; 2033: 0; 2034: 32.803; 2035: 0; 2036: 61.1002; 2039: 0.44837; 2040: 0.44658
2018-10-22 14:00 | 10 | 13 | 2 | 0 | 0 | 0.32053 | 0.79302 | 1.586 | 2.5642 | 20.3125 | 10.5647 | 17.0341 | 17.0341 | 32.2163 | 1.586 | 0.9782 | 2024: 0; 2025: 32.2163; 2026: 10.3344; 2027: 43.6795; 2028: 0.9782; 2029: 10.9192; 2030: 0; 2031: 0; 2032: 0; 2033: 0; 2034: 32.2163; 2035: 0; 2036: 43.6795; 2039: 0.32053; 2040: 0.36108
2018-10-22 15:00 | 10 | 14 | 2 | 0 | 0 | 0.12002 | 0.85127 | 1.7025 | 0.96015 | 20.3125 | 10.5647 | 17.0341 | 17.0341 | 34.5827 | 0.96015 | 0 | 2024: 15.0796; 2025: 19.5031; 2026: 0; 2027: 16.3554; 2028: 0; 2029: 10.9192; 2030: 0.74238; 2031: 0.74238; 2032: 0; 2033: 0; 2034: 34.5827; 2035: 0; 2036: 16.3554; 2039: 0.12002; 2040: 0.21588
2018-10-22 16:00 | 10 | 15 | 2 | 0 | 1 | 0.040671 | 0.94377 | 1.8875 | 0.32537 | 21.7915 | 12.0437 | 17.0341 | 17.0341 | 41.1323 | 0.32537 | 0 | 2024: 34.042; 2025: 7.0903; 2026: 0; 2027: 5.5424; 2028: 0; 2029: 10.1122; 2030: 1.5622; 2031: 1.5622; 2032: 0; 2033: 0; 2034: 41.1323; 2035: 0; 2036: 5.5424; 2039: 0.040671; 2040: 0.047212
2018-10-22 17:00 | 10 | 16 | 2 | 0 | 1 | 0 | 1.0639 | 2.1278 | 0 | 21.7915 | 12.0437 | 17.0341 | 17.0341 | 46.3684 | 0 | 0 | 2024: 46.3684; 2025: 0; 2026: 0; 2027: 0; 2028: 0; 2029: 8.4142; 2030: 2.1278; 2031: 2.1278; 2032: 0; 2033: 0; 2034: 46.3684; 2035: 0; 2036: 0; 2039: 0; 2040: 0
2018-10-22 18:00 | 10 | 17 | 2 | 0 | 1 | 0 | 1.1271 | 2.2543 | 0 | 21.7915 | 12.0437 | 17.0341 | 17.0341 | 49.1235 | 0 | 0 | 2024: 49.1235; 2025: 0; 2026: 0; 2027: 0; 2028: 0; 2029: 6.1014; 2030: 2.2543; 2031: 2.2543; 2032: 0; 2033: 0; 2034: 49.1235; 2035: 0; 2036: 0; 2039: 0; 2040: 0
2018-10-22 19:00 | 10 | 18 | 2 | 0 | 1 | 0 | 1.1271 | 2.2542 | 0 | 21.7915 | 12.0437 | 17.0341 | 17.0341 | 49.1226 | 0 | 0 | 2024: 49.1226; 2025: 0; 2026: 0; 2027: 0; 2028: 0; 2029: 3.6511; 2030: 2.2542; 2031: 2.2542; 2032: 0; 2033: 0; 2034: 49.1226; 2035: 0; 2036: 0; 2039: 0; 2040: 0
2018-10-22 20:00 | 10 | 19 | 2 | 0 | 0 | 0 | 1.1086 | 2.2172 | 0 | 20.3125 | 10.5647 | 17.0341 | 17.0341 | 45.0363 | 0 | 0 | 2024: 45.0363; 2025: 0; 2026: 0; 2027: 0; 2028: 0; 2029: 1.2009; 2030: 2.2172; 2031: 1.1048; 2032: 0; 2033: 22.5949; 2034: 22.4414; 2035: 0; 2036: 0; 2039: 0; 2040: 0
2018-10-22 21:00 | 10 | 20 | 2 | 0 | 0 | 0 | 0.84472 | 1.6894 | 0 | 20.3125 | 10.5647 | 17.0341 | 17.0341 | 34.3169 | 0 | 0 | 2024: 34.3169; 2025: 0; 2026: 0; 2027: 0; 2028: 0; 2029: 0; 2030: 1.6894; 2031: 0; 2032: 0; 2033: 34.3169; 2034: 0; 2035: 0; 2036: 0; 2039: 0; 2040: 0
2018-10-22 22:00 | 10 | 21 | 2 | 0 | 0 | 0 | 0.64899 | 1.298 | 0 | 20.3125 | 10.5647 | 17.0341 | 17.0341 | 26.3654 | 0 | 0 | 2024: 26.3654; 2025: 0; 2026: 0; 2027: 0; 2028: 0; 2029: 0; 2030: 1.298; 2031: 0; 2032: 0; 2033: 26.3654; 2034: 0; 2035: 0; 2036: 0; 2039: 0; 2040: 0
2018-10-22 23:00 | 10 | 22 | 2 | 0 | 0 | 0 | 0.58761 | 1.1752 | 0 | 20.3125 | 10.5647 | 17.0341 | 17.0341 | 23.8718 | 0 | 0 | 2024: 23.8718; 2025: 0; 2026: 0; 2027: 0; 2028: 0; 2029: 0; 2030: 1.1752; 2031: 0; 2032: 0; 2033: 23.8718; 2034: 0; 2035: 0; 2036: 0; 2039: 0; 2040: 0
2018-10-23 | 10 | 23 | 2 | 0 | 0 | 0 | 0.55365 | 1.1073 | 0 | 20.3125 | 10.5647 | 17.0341 | 17.0341 | 22.4921 | 0 | 0 | 2024: 22.4921; 2025: 0; 2026: 0; 2027: 0; 2028: 0; 2029: 0; 2030: 1.1073; 2031: 0; 2032: 0; 2033: 22.4921; 2034: 0; 2035: 0; 2036: 0; 2039: 0; 2040: 0
2018-10-23 01:00 | 10 | 0 | 3 | 0 | 0 | 0 | 0.55475 | 1.1095 | 0 | 20.3125 | 10.5647 | 17.0341 | 17.0341 | 22.5367 | 0 | 0 | 2024: 22.5367; 2025: 0; 2026: 0; 2027: 0; 2028: 0; 2029: 0; 2030: 1.1095; 2031: 0; 2032: 0; 2033: 22.5367; 2034: 0; 2035: 0; 2036: 0; 2039: 0; 2040: 0
2018-10-23 02:00 | 10 | 1 | 3 | 0 | 0 | 0 | 0.54674 | 1.0935 | 0 | 20.3125 | 10.5647 | 17.0341 | 17.0341 | 22.2113 | 0 | 0 | 2024: 22.2113; 2025: 0; 2026: 0; 2027: 0; 2028: 0; 2029: 0; 2030: 1.0935; 2031: 0; 2032: 0; 2033: 22.2113; 2034: 0; 2035: 0; 2036: 0; 2039: 0; 2040: 0
2018-10-23 03:00 | 10 | 2 | 3 | 0 | 0 | 0 | 0.54392 | 1.0878 | 0 | 20.3125 | 10.5647 | 17.0341 | 17.0341 | 22.0969 | 0 | 0 | 2024: 22.0969; 2025: 0; 2026: 0; 2027: 0; 2028: 0; 2029: 0; 2030: 1.0878; 2031: 0; 2032: 0; 2033: 22.0969; 2034: 0; 2035: 0; 2036: 0; 2039: 0; 2040: 0
2018-10-23 04:00 | 10 | 3 | 3 | 0 | 0 | 0 | 0.63454 | 1.2691 | 0 | 20.3125 | 10.5647 | 17.0341 | 17.0341 | 25.7782 | 0 | 0 | 2024: 25.7782; 2025: 0; 2026: 0; 2027: 0; 2028: 0; 2029: 0; 2030: 1.2691; 2031: 0; 2032: 0; 2033: 25.7782; 2034: 0; 2035: 0; 2036: 0; 2039: 0; 2040: 0
2018-10-23 05:00 | 10 | 4 | 3 | 0 | 0 | 0 | 0.76404 | 1.5281 | 0 | 20.3125 | 10.5647 | 17.0341 | 17.0341 | 31.0392 | 0 | 0 | 2024: 31.0392; 2025: 0; 2026: 0; 2027: 0; 2028: 0; 2029: 0; 2030: 1.5281; 2031: 0; 2032: 0; 2033: 31.0392; 2034: 0; 2035: 0; 2036: 0; 2039: 0; 2040: 0
2018-10-23 06:00 | 10 | 5 | 3 | 0 | 0 | 0 | 0.89888 | 1.7978 | 0 | 20.3125 | 10.5647 | 17.0341 | 17.0341 | 36.5172 | 0 | 0 | 2024: 36.5172; 2025: 0; 2026: 0; 2027: 0; 2028: 0; 2029: 0; 2030: 1.7978; 2031: 0; 2032: 0; 2033: 36.5172; 2034: 0; 2035: 0; 2036: 0; 2039: 0; 2040: 0
2018-10-23 07:00 | 10 | 6 | 3 | 0 | 0 | 0.0021613 | 0.94616 | 1.8923 | 0.01729 | 20.3125 | 10.5647 | 17.0341 | 17.0341 | 38.4379 | 0.01729 | 0 | 2024: 38.0867; 2025: 0.35121; 2026: 0; 2027: 0.29453; 2028: 0; 2029: 0; 2030: 1.875; 2031: 0; 2032: 0; 2033: 38.0867; 2034: 0.35121; 2035: 0; 2036: 0.29453; 2039: 0.0021613; 2040: 0.002226
2018-10-23 08:00 | 10 | 7 | 3 | 0 | 0 | 0.033267 | 0.97798 | 1.956 | 0.26613 | 20.3125 | 10.5647 | 17.0341 | 17.0341 | 39.7304 | 0.26613 | 0 | 2024: 34.3246; 2025: 5.4058; 2026: 0; 2027: 4.5333; 2028: 0; 2029: 0; 2030: 1.6898; 2031: 0; 2032: 0; 2033: 34.3246; 2034: 5.4058; 2035: 0; 2036: 4.5333; 2039: 0.033267; 2040: 0.028314
2018-10-23 09:00 | 10 | 8 | 3 | 0 | 0 | 0.15156 | 0.90253 | 1.8051 | 1.2125 | 20.3125 | 10.5647 | 17.0341 | 17.0341 | 36.6652 | 1.2125 | 0 | 2024: 12.0367; 2025: 24.6285; 2026: 0; 2027: 20.6536; 2028: 0; 2029: 0; 2030: 0.59257; 2031: 0; 2032: 0; 2033: 12.0367; 2034: 24.6285; 2035: 0; 2036: 20.6536; 2039: 0.15156; 2040: 0.16392
2018-10-23 10:00 | 10 | 9 | 3 | 0 | 0 | 0.25086 | 0.92122 | 1.8424 | 2.0069 | 20.3125 | 10.5647 | 17.0341 | 17.0341 | 37.4247 | 1.8424 | 0.16444 | 2024: 0; 2025: 37.4247; 2026: 1.7373; 2027: 34.1856; 2028: 0.16444; 2029: 0.16444; 2030: 0; 2031: 0; 2032: 0; 2033: 0; 2034: 37.4247; 2035: 0; 2036: 34.1856; 2039: 0.25086; 2040: 0.23331
2018-10-23 11:00 | 10 | 10 | 3 | 0 | 0 | 0.37955 | 0.94974 | 1.8995 | 3.0364 | 20.3125 | 10.5647 | 17.0341 | 17.0341 | 38.5833 | 1.8995 | 1.1369 | 2024: 0; 2025: 38.5833; 2026: 12.0108; 2027: 51.7218; 2028: 1.1369; 2029: 1.3013; 2030: 0; 2031: 0; 2032: 0; 2033: 0; 2034: 38.5833; 2035: 0; 2036: 51.7218; 2039: 0.37955; 2040: 0.21488
2018-10-23 12:00 | 10 | 11 | 3 | 0 | 0 | 0.078389 | 0.86125 | 1.7225 | 0.62712 | 20.3125 | 10.5647 | 17.0341 | 17.0341 | 34.9883 | 0.62712 | 0 | 2024: 22.25; 2025: 12.7383; 2026: 0; 2027: 10.6824; 2028: 0; 2029: 1.3013; 2030: 1.0954; 2031: 1.0954; 2032: 0; 2033: 0; 2034: 34.9883; 2035: 0; 2036: 10.6824; 2039: 0.078389; 2040: 0.20099
2018-10-23 13:00 | 10 | 12 | 3 | 0 | 0 | 0.11678 | 0.77764 | 1.5553 | 0.93424 | 20.3125 | 10.5647 | 17.0341 | 17.0341 | 31.5915 | 0.93424 | 0 | 2024: 12.6147; 2025: 18.9768; 2026: 0; 2027: 15.914; 2028: 0; 2029: 0.11068; 2030: 0.62103; 2031: 0.10182; 2032: 0; 2033: 10.5464; 2034: 21.0451; 2035: 0; 2036: 15.914; 2039: 0.11678; 2040: 0.2938
2018-10-23 14:00 | 10 | 13 | 3 | 0 | 0 | 0.20003 | 0.80972 | 1.6194 | 1.6002 | 20.3125 | 10.5647 | 17.0341 | 17.0341 | 32.8948 | 1.6002 | 0 | 2024: 0.39052; 2025: 32.5042; 2026: 0; 2027: 27.2582; 2028: 0; 2029: 0; 2030: 0.019226; 2031: 0; 2032: 0; 2033: 0.39052; 2034: 32.5042; 2035: 0; 2036: 27.2582; 2039: 0.20003; 2040: 0.34539
2018-10-23 15:00 | 10 | 14 | 3 | 0 | 0 | 0.34501 | 0.84115 | 1.6823 | 2.7601 | 20.3125 | 10.5647 | 17.0341 | 17.0341 | 34.1716 | 1.6823 | 1.0778 | 2024: 0; 2025: 34.1716; 2026: 11.3867; 2027: 47.0159; 2028: 1.0778; 2029: 1.0778; 2030: 0; 2031: 0; 2032: 0; 2033: 0; 2034: 34.1716; 2035: 0; 2036: 47.0159; 2039: 0.34501; 2040: 0.3249
2018-10-23 16:00 | 10 | 15 | 3 | 0 | 1 | 0.092486 | 0.90416 | 1.8083 | 0.73989 | 21.7915 | 12.0437 | 17.0341 | 17.0341 | 39.4058 | 0.73989 | 0 | 2024: 23.2824; 2025: 16.1233; 2026: 0; 2027: 12.6034; 2028: 0; 2029: 1.0778; 2030: 1.0684; 2031: 0.99158; 2032: 0; 2033: 1.6745; 2034: 37.7313; 2035: 0; 2036: 12.6034; 2039: 0.092486; 2040: 0.039161
2018-10-23 17:00 | 10 | 16 | 3 | 0 | 1 | 0 | 1.0276 | 2.0552 | 0 | 21.7915 | 12.0437 | 17.0341 | 17.0341 | 44.785 | 0 | 0 | 2024: 44.785; 2025: 0; 2026: 0; 2027: 0; 2028: 0; 2029: 0; 2030: 2.0552; 2031: 0; 2032: 0; 2033: 44.785; 2034: 0; 2035: 0; 2036: 0; 2039: 0; 2040: 0
2018-10-23 18:00 | 10 | 17 | 3 | 0 | 1 | 0 | 1.0293 | 2.0587 | 0 | 21.7915 | 12.0437 | 17.0341 | 17.0341 | 44.8618 | 0 | 0 | 2024: 44.8618; 2025: 0; 2026: 0; 2027: 0; 2028: 0; 2029: 0; 2030: 2.0587; 2031: 0; 2032: 0; 2033: 44.8618; 2034: 0; 2035: 0; 2036: 0; 2039: 0; 2040: 0
2018-10-23 19:00 | 10 | 18 | 3 | 0 | 1 | 0 | 1.092 | 2.1841 | 0 | 21.7915 | 12.0437 | 17.0341 | 17.0341 | 47.5943 | 0 | 0 | 2024: 47.5943; 2025: 0; 2026: 0; 2027: 0; 2028: 0; 2029: 0; 2030: 2.1841; 2031: 0; 2032: 0; 2033: 47.5943; 2034: 0; 2035: 0; 2036: 0; 2039: 0; 2040: 0
2018-10-23 20:00 | 10 | 19 | 3 | 0 | 0 | 0 | 0.98589 | 1.9718 | 0 | 20.3125 | 10.5647 | 17.0341 | 17.0341 | 40.0517 | 0 | 0 | 2024: 40.0517; 2025: 0; 2026: 0; 2027: 0; 2028: 0; 2029: 0; 2030: 1.9718; 2031: 0; 2032: 0; 2033: 40.0517; 2034: 0; 2035: 0; 2036: 0; 2039: 0; 2040: 0
2018-10-23 21:00 | 10 | 20 | 3 | 0 | 0 | 0 | 0.75176 | 1.5035 | 0 | 20.3125 | 10.5647 | 17.0341 | 17.0341 | 30.5402 | 0 | 0 | 2024: 30.5402; 2025: 0; 2026: 0; 2027: 0; 2028: 0; 2029: 0; 2030: 1.5035; 2031: 0; 2032: 0; 2033: 30.5402; 2034: 0; 2035: 0; 2036: 0; 2039: 0; 2040: 0
2018-10-23 22:00 | 10 | 21 | 3 | 0 | 0 | 0 | 0.58447 | 1.1689 | 0 | 20.3125 | 10.5647 | 17.0341 | 17.0341 | 23.7441 | 0 | 0 | 2024: 23.7441; 2025: 0; 2026: 0; 2027: 0; 2028: 0; 2029: 0; 2030: 1.1689; 2031: 0; 2032: 0; 2033: 23.7441; 2034: 0; 2035: 0; 2036: 0; 2039: 0; 2040: 0
2018-10-23 23:00 | 10 | 22 | 3 | 0 | 0 | 0 | 0.5004 | 1.0008 | 0 | 20.3125 | 10.5647 | 17.0341 | 17.0341 | 20.3286 | 0 | 0 | 2024: 20.3286; 2025: 0; 2026: 0; 2027: 0; 2028: 0; 2029: 0; 2030: 1.0008; 2031: 0; 2032: 0; 2033: 20.3286; 2034: 0; 2035: 0; 2036: 0; 2039: 0; 2040: 0
2018-10-24 | 10 | 23 | 3 | 0 | 0 | 0 | 0.45144 | 0.90287 | 0 | 20.3125 | 10.5647 | 17.0341 | 17.0341 | 18.3396 | 0 | 0 | 2024: 18.3396; 2025: 0; 2026: 0; 2027: 0; 2028: 0; 2029: 0; 2030: 0.90287; 2031: 0; 2032: 0; 2033: 18.3396; 2034: 0; 2035: 0; 2036: 0; 2039: 0; 2040: 0
2018-10-24 01:00 | 10 | 0 | 4 | 0 | 0 | 0 | 0.46429 | 0.92858 | 0 | 20.3125 | 10.5647 | 17.0341 | 17.0341 | 18.8619 | 0 | 0 | 2024: 18.8619; 2025: 0; 2026: 0; 2027: 0; 2028: 0; 2029: 0; 2030: 0.92858; 2031: 0; 2032: 0; 2033: 18.8619; 2034: 0; 2035: 0; 2036: 0; 2039: 0; 2040: 0
2018-10-24 02:00 | 10 | 1 | 4 | 0 | 0 | 0 | 0.4742 | 0.9484 | 0 | 20.3125 | 10.5647 | 17.0341 | 17.0341 | 19.2643 | 0 | 0 | 2024: 19.2643; 2025: 0; 2026: 0; 2027: 0; 2028: 0; 2029: 0; 2030: 0.9484; 2031: 0; 2032: 0; 2033: 19.2643; 2034: 0; 2035: 0; 2036: 0; 2039: 0; 2040: 0
2018-10-24 03:00 | 10 | 2 | 4 | 0 | 0 | 0 | 0.52469 | 1.0494 | 0 | 20.3125 | 10.5647 | 17.0341 | 17.0341 | 21.3155 | 0 | 0 | 2024: 21.3155; 2025: 0; 2026: 0; 2027: 0; 2028: 0; 2029: 0; 2030: 1.0494; 2031: 0; 2032: 0; 2033: 21.3155; 2034: 0; 2035: 0; 2036: 0; 2039: 0; 2040: 0
2018-10-24 04:00 | 10 | 3 | 4 | 0 | 0 | 0 | 0.55668 | 1.1134 | 0 | 20.3125 | 10.5647 | 17.0341 | 17.0341 | 22.6151 | 0 | 0 | 2024: 22.6151; 2025: 0; 2026: 0; 2027: 0; 2028: 0; 2029: 0; 2030: 1.1134; 2031: 0; 2032: 0; 2033: 22.6151; 2034: 0; 2035: 0; 2036: 0; 2039: 0; 2040: 0
2018-10-24 05:00 | 10 | 4 | 4 | 0 | 0 | 0 | 0.70219 | 1.4044 | 0 | 20.3125 | 10.5647 | 17.0341 | 17.0341 | 28.5267 | 0 | 0 | 2024: 28.5267; 2025: 0; 2026: 0; 2027: 0; 2028: 0; 2029: 0; 2030: 1.4044; 2031: 0; 2032: 0; 2033: 28.5267; 2034: 0; 2035: 0; 2036: 0; 2039: 0; 2040: 0
2018-10-24 06:00 | 10 | 5 | 4 | 0 | 0 | 0 | 0.83092 | 1.6618 | 0 | 20.3125 | 10.5647 | 17.0341 | 17.0341 | 33.7562 | 0 | 0 | 2024: 33.7562; 2025: 0; 2026: 0; 2027: 0; 2028: 0; 2029: 0; 2030: 1.6618; 2031: 0; 2032: 0; 2033: 33.7562; 2034: 0; 2035: 0; 2036: 0; 2039: 0; 2040: 0
2018-10-24 07:00 | 10 | 6 | 4 | 0 | 0 | 0 | 0.87816 | 1.7563 | 0 | 20.3125 | 10.5647 | 17.0341 | 17.0341 | 35.6753 | 0 | 0 | 2024: 35.6753; 2025: 0; 2026: 0; 2027: 0; 2028: 0; 2029: 0; 2030: 1.7563; 2031: 0; 2032: 0; 2033: 35.6753; 2034: 0; 2035: 0; 2036: 0; 2039: 0; 2040: 0.0011237
2018-10-24 08:00 | 10 | 7 | 4 | 0 | 0 | 0.029149 | 0.81316 | 1.6263 | 0.23319 | 20.3125 | 10.5647 | 17.0341 | 17.0341 | 33.0347 | 0.23319 | 0 | 2024: 28.298; 2025: 4.7367; 2026: 0; 2027: 3.9722; 2028: 0; 2029: 0; 2030: 1.3931; 2031: 0; 2032: 0; 2033: 28.298; 2034: 4.7367; 2035: 0; 2036: 3.9722; 2039: 0.029149; 2040: 0.24639
2018-10-24 09:00 | 10 | 8 | 4 | 0 | 0 | 0.39833 | 0.80306 | 1.6061 | 3.1866 | 20.3125 | 10.5647 | 17.0341 | 17.0341 | 32.6242 | 1.6061 | 1.5805 | 2024: 0; 2025: 32.6242; 2026: 16.6978; 2027: 54.2817; 2028: 1.5805; 2029: 1.5805; 2030: 0; 2031: 0; 2032: 0; 2033: 0; 2034: 32.6242; 2035: 0; 2036: 54.2817; 2039: 0.39833; 2040: 0.42865
2018-10-24 10:00 | 10 | 9 | 4 | 0 | 0 | 0.50792 | 0.82237 | 1.6447 | 4.0634 | 20.3125 | 10.5647 | 17.0341 | 17.0341 | 33.4086 | 1.6447 | 2.4186 | 2024: 0; 2025: 33.4086; 2026: 25.5523; 2027: 69.216; 2028: 2.4186; 2029: 3.9992; 2030: 0; 2031: 0; 2032: 0; 2033: 0; 2034: 33.4086; 2035: 0; 2036: 69.216; 2039: 0.50792; 2040: 0.54891
2018-10-24 11:00 | 10 | 10 | 4 | 0 | 0 | 0.56849 | 0.79973 | 1.5995 | 4.5479 | 20.3125 | 10.5647 | 17.0341 | 17.0341 | 32.4889 | 1.5995 | 2.9485 | 2024: 0; 2025: 32.4889; 2026: 31.1496; 2027: 77.4697; 2028: 2.9485; 2029: 6.9476; 2030: 0; 2031: 0; 2032: 0; 2033: 0; 2034: 32.4889; 2035: 0; 2036: 77.4697; 2039: 0.56849; 2040: 0.61502
2018-10-24 12:00 | 10 | 11 | 4 | 0 | 0 | 0.58222 | 0.73858 | 1.4772 | 4.6578 | 20.3125 | 10.5647 | 17.0341 | 17.0341 | 30.0049 | 1.4772 | 3.1806 | 2024: 0; 2025: 30.0049; 2026: 33.6023; 2027: 79.3412; 2028: 3.1806; 2029: 10.1282; 2030: 0; 2031: 0; 2032: 0; 2033: 0; 2034: 30.0049; 2035: 0; 2036: 79.3412; 2039: 0.58222; 2040: 0.62954
2018-10-24 13:00 | 10 | 12 | 4 | 0 | 0 | 0.55013 | 0.69813 | 1.3963 | 4.401 | 20.3125 | 10.5647 | 17.0341 | 17.0341 | 28.3614 | 1.3963 | 3.0048 | 2024: 0; 2025: 28.3614; 2026: 31.7449; 2027: 74.9681; 2028: 2.3718; 2029: 12.5; 2030: 0; 2031: 0; 2032: 0.63302; 2033: 0; 2034: 28.3614; 2035: 6.6877; 2036: 74.9681; 2039: 0.55013; 2040: 0.20188
2018-10-24 14:00 | 10 | 13 | 4 | 0 | 0 | 0.35564 | 0.73696 | 1.4739 | 2.8451 | 20.3125 | 10.5647 | 17.0341 | 17.0341 | 29.9391 | 1.4739 | 1.3712 | 2024: 0; 2025: 29.9391; 2026: 14.4863; 2027: 48.4642; 2028: 0; 2029: 12.5; 2030: 0; 2031: 0; 2032: 1.3712; 2033: 0; 2034: 29.9391; 2035: 14.4863; 2036: 48.4642; 2039: 0.35564; 2040: 0.04504
2018-10-24 15:00 | 10 | 14 | 4 | 0 | 0 | 0.032124 | 0.83013 | 1.6603 | 0.25699 | 20.3125 | 10.5647 | 17.0341 | 17.0341 | 33.7238 | 0.25699 | 0 | 2024: 28.5037; 2025: 5.2201; 2026: 0; 2027: 4.3776; 2028: 0; 2029: 12.5; 2030: 1.4033; 2031: 1.4033; 2032: 0; 2033: 0; 2034: 33.7238; 2035: 0; 2036: 4.3776; 2039: 0.032124; 2040: 0.024518
2018-10-24 16:00 | 10 | 15 | 4 | 0 | 1 | 0.11169 | 0.93274 | 1.8655 | 0.89354 | 21.7915 | 12.0437 | 17.0341 | 17.0341 | 40.6517 | 0.89354 | 0 | 2024: 21.18; 2025: 19.4716; 2026: 0; 2027: 15.2208; 2028: 0; 2029: 10.9747; 2030: 0.97194; 2031: 0.97194; 2032: 0; 2033: 0; 2034: 40.6517; 2035: 0; 2036: 15.2208; 2039: 0.11169; 2040: 0.065653
2018-10-24 17:00 | 10 | 16 | 4 | 0 | 1 | 0 | 1.0184 | 2.0368 | 0 | 21.7915 | 12.0437 | 17.0341 | 17.0341 | 44.3847 | 0 | 0 | 2024: 44.3847; 2025: 0; 2026: 0; 2027: 0; 2028: 0; 2029: 9.9183; 2030: 2.0368; 2031: 2.0368; 2032: 0; 2033: 0; 2034: 44.3847; 2035: 0; 2036: 0; 2039: 0; 2040: 0
2018-10-24 18:00 | 10 | 17 | 4 | 0 | 1 | 0 | 1.0471 | 2.0942 | 0 | 21.7915 | 12.0437 | 17.0341 | 17.0341 | 45.636 | 0 | 0 | 2024: 45.636; 2025: 0; 2026: 0; 2027: 0; 2028: 0; 2029: 7.7044; 2030: 2.0942; 2031: 2.0942; 2032: 0; 2033: 0; 2034: 45.636; 2035: 0; 2036: 0; 2039: 0; 2040: 0
2018-10-24 19:00 | 10 | 18 | 4 | 0 | 1 | 0 | 1.0686 | 2.1371 | 0 | 21.7915 | 12.0437 | 17.0341 | 17.0341 | 46.5716 | 0 | 0 | 2024: 46.5716; 2025: 0; 2026: 0; 2027: 0; 2028: 0; 2029: 5.428; 2030: 2.1371; 2031: 2.1371; 2032: 0; 2033: 0; 2034: 46.5716; 2035: 0; 2036: 0; 2039: 0; 2040: 0
2018-10-24 20:00 | 10 | 19 | 4 | 0 | 0 | 0 | 1.0342 | 2.0684 | 0 | 20.3125 | 10.5647 | 17.0341 | 17.0341 | 42.0146 | 0 | 0 | 2024: 42.0146; 2025: 0; 2026: 0; 2027: 0; 2028: 0; 2029: 3.105; 2030: 2.0684; 2031: 2.0684; 2032: 0; 2033: 0; 2034: 42.0146; 2035: 0; 2036: 0; 2039: 0; 2040: 0
2018-10-24 21:00 | 10 | 20 | 4 | 0 | 0 | 0 | 0.78102 | 1.562 | 0 | 20.3125 | 10.5647 | 17.0341 | 17.0341 | 31.7289 | 0 | 0 | 2024: 31.7289; 2025: 0; 2026: 0; 2027: 0; 2028: 0; 2029: 0.85677; 2030: 1.562; 2031: 0.78823; 2032: 0; 2033: 15.718; 2034: 16.011; 2035: 0; 2036: 0; 2039: 0; 2040: 0
2018-10-24 22:00 | 10 | 21 | 4 | 0 | 0 | 0 | 0.62641 | 1.2528 | 0 | 20.3125 | 10.5647 | 17.0341 | 17.0341 | 25.4477 | 0 | 0 | 2024: 25.4477; 2025: 0; 2026: 0; 2027: 0; 2028: 0; 2029: 0; 2030: 1.2528; 2031: 0; 2032: 0; 2033: 25.4477; 2034: 0; 2035: 0; 2036: 0; 2039: 0; 2040: 0
2018-10-24 23:00 | 10 | 22 | 4 | 0 | 0 | 0 | 0.56625 | 1.1325 | 0 | 20.3125 | 10.5647 | 17.0341 | 17.0341 | 23.0038 | 0 | 0 | 2024: 23.0038; 2025: 0; 2026: 0; 2027: 0; 2028: 0; 2029: 0; 2030: 1.1325; 2031: 0; 2032: 0; 2033: 23.0038; 2034: 0; 2035: 0; 2036: 0; 2039: 0; 2040: 0
2018-10-25 | 10 | 23 | 4 | 0 | 0 | 0 | 0.55478 | 1.1096 | 0 | 20.3125 | 10.5647 | 17.0341 | 17.0341 | 22.5378 | 0 | 0 | 2024: 22.5378; 2025: 0; 2026: 0; 2027: 0; 2028: 0; 2029: 0; 2030: 1.1096; 2031: 0; 2032: 0; 2033: 22.5378; 2034: 0; 2035: 0; 2036: 0; 2039: 0; 2040: 0
2018-10-25 01:00 | 10 | 0 | 5 | 0 | 0 | 0 | 0.53404 | 1.0681 | 0 | 20.3125 | 10.5647 | 17.0341 | 17.0341 | 21.6953 | 0 | 0 | 2024: 21.6953; 2025: 0; 2026: 0; 2027: 0; 2028: 0; 2029: 0; 2030: 1.0681; 2031: 0; 2032: 0; 2033: 21.6953; 2034: 0; 2035: 0; 2036: 0; 2039: 0; 2040: 0
2018-10-25 02:00 | 10 | 1 | 5 | 0 | 0 | 0 | 0.55178 | 1.1036 | 0 | 20.3125 | 10.5647 | 17.0341 | 17.0341 | 22.4161 | 0 | 0 | 2024: 22.4161; 2025: 0; 2026: 0; 2027: 0; 2028: 0; 2029: 0; 2030: 1.1036; 2031: 0; 2032: 0; 2033: 22.4161; 2034: 0; 2035: 0; 2036: 0; 2039: 0; 2040: 0
2018-10-25 03:00 | 10 | 2 | 5 | 0 | 0 | 0 | 0.60621 | 1.2124 | 0 | 20.3125 | 10.5647 | 17.0341 | 17.0341 | 24.6271 | 0 | 0 | 2024: 24.6271; 2025: 0; 2026: 0; 2027: 0; 2028: 0; 2029: 0; 2030: 1.2124; 2031: 0; 2032: 0; 2033: 24.6271; 2034: 0; 2035: 0; 2036: 0; 2039: 0; 2040: 0
2018-10-25 04:00 | 10 | 3 | 5 | 0 | 0 | 0 | 0.66731 | 1.3346 | 0 | 20.3125 | 10.5647 | 17.0341 | 17.0341 | 27.1097 | 0 | 0 | 2024: 27.1097; 2025: 0; 2026: 0; 2027: 0; 2028: 0; 2029: 0; 2030: 1.3346; 2031: 0; 2032: 0; 2033: 27.1097; 2034: 0; 2035: 0; 2036: 0; 2039: 0; 2040: 0
2018-10-25 05:00 | 10 | 4 | 5 | 0 | 0 | 0 | 0.82978 | 1.6596 | 0 | 20.3125 | 10.5647 | 17.0341 | 17.0341 | 33.7097 | 0 | 0 | 2024: 33.7097; 2025: 0; 2026: 0; 2027: 0; 2028: 0; 2029: 0; 2030: 1.6596; 2031: 0; 2032: 0; 2033: 33.7097; 2034: 0; 2035: 0; 2036: 0; 2039: 0; 2040: 0
2018-10-25 06:00 | 10 | 5 | 5 | 0 | 0 | 0 | 0.9729 | 1.9458 | 0 | 20.3125 | 10.5647 | 17.0341 | 17.0341 | 39.524 | 0 | 0 | 2024: 39.524; 2025: 0; 2026: 0; 2027: 0; 2028: 0; 2029: 0; 2030: 1.9458; 2031: 0; 2032: 0; 2033: 39.524; 2034: 0; 2035: 0; 2036: 0; 2039: 0; 2040: 0
2018-10-25 07:00 | 10 | 6 | 5 | 0 | 0 | 0.0044561 | 1.0143 | 2.0286 | 0.035648 | 20.3125 | 10.5647 | 17.0341 | 17.0341 | 41.205 | 0.035648 | 0 | 2024: 40.4809; 2025: 0.72411; 2026: 0; 2027: 0.60724; 2028: 0; 2029: 0; 2030: 1.9929; 2031: 0; 2032: 0; 2033: 40.4809; 2034: 0.72411; 2035: 0; 2036: 0.60724; 2039: 0.0044561; 2040: 0.0058933
2018-10-25 08:00 | 10 | 7 | 5 | 0 | 0 | 0.020567 | 0.94824 | 1.8965 | 0.16453 | 20.3125 | 10.5647 | 17.0341 | 17.0341 | 38.5222 | 0.16453 | 0 | 2024: 35.1801; 2025: 3.3421; 2026: 0; 2027: 2.8027; 2028: 0; 2029: 0; 2030: 1.7319; 2031: 0; 2032: 0; 2033: 35.1801; 2034: 3.3421; 2035: 0; 2036: 2.8027; 2039: 0.020567; 2040: 0.019768
2018-10-25 09:00 | 10 | 8 | 5 | 0 | 0 | 0.056236 | 0.88548 | 1.771 | 0.44989 | 20.3125 | 10.5647 | 17.0341 | 17.0341 | 35.9727 | 0.44989 | 0 | 2024: 26.8344; 2025: 9.1384; 2026: 0; 2027: 7.6635; 2028: 0; 2029: 0; 2030: 1.3211; 2031: 0; 2032: 0; 2033: 26.8344; 2034: 9.1384; 2035: 0; 2036: 7.6635; 2039: 0.056236; 2040: 0.035041
2018-10-25 10:00 | 10 | 9 | 5 | 0 | 0 | 0.059187 | 0.83405 | 1.6681 | 0.47349 | 20.3125 | 10.5647 | 17.0341 | 17.0341 | 33.8834 | 0.47349 | 0 | 2024: 24.2656; 2025: 9.6178; 2026: 0; 2027: 8.0655; 2028: 0; 2029: 0; 2030: 1.1946; 2031: 0; 2032: 0; 2033: 24.2656; 2034: 9.6178; 2035: 0; 2036: 8.0655; 2039: 0.059187; 2040: 0.054747
2018-10-25 11:00 | 10 | 10 | 5 | 0 | 0 | 0.12247 | 0.76936 | 1.5387 | 0.97974 | 20.3125 | 10.5647 | 17.0341 | 17.0341 | 31.2551 | 0.97974 | 0 | 2024: 11.3541; 2025: 19.9011; 2026: 0; 2027: 16.6891; 2028: 0; 2029: 0; 2030: 0.55897; 2031: 0; 2032: 0; 2033: 11.3541; 2034: 19.9011; 2035: 0; 2036: 16.6891; 2039: 0.12247; 2040: 0.12135
2018-10-25 12:00 | 10 | 11 | 5 | 0 | 0 | 0.076383 | 0.72574 | 1.4515 | 0.61106 | 20.3125 | 10.5647 | 17.0341 | 17.0341 | 29.4833 | 0.61106 | 0 | 2024: 17.0712; 2025: 12.4122; 2026: 0; 2027: 10.4089; 2028: 0; 2029: 0; 2030: 0.84043; 2031: 0; 2032: 0; 2033: 17.0712; 2034: 12.4122; 2035: 0; 2036: 10.4089; 2039: 0.076383; 2040: 0.086065
2018-10-25 13:00 | 10 | 12 | 5 | 0 | 0 | 0.099005 | 0.73312 | 1.4662 | 0.79204 | 20.3125 | 10.5647 | 17.0341 | 17.0341 | 29.7828 | 0.79204 | 0 | 2024: 13.6945; 2025: 16.0883; 2026: 0; 2027: 13.4917; 2028: 0; 2029: 0; 2030: 0.67419; 2031: 0; 2032: 0; 2033: 13.6945; 2034: 16.0883; 2035: 0; 2036: 13.4917; 2039: 0.099005; 2040: 0.12419
2018-10-25 14:00 | 10 | 13 | 5 | 0 | 0 | 0.073827 | 0.76601 | 1.532 | 0.59062 | 20.3125 | 10.5647 | 17.0341 | 17.0341 | 31.119 | 0.59062 | 0 | 2024: 19.1222; 2025: 11.9969; 2026: 0; 2027: 10.0606; 2028: 0; 2029: 0; 2030: 0.9414; 2031: 0; 2032: 0; 2033: 19.1222; 2034: 11.9969; 2035: 0; 2036: 10.0606; 2039: 0.073827; 2040: 0.070026
2018-10-25 15:00 | 10 | 14 | 5 | 0 | 0 | 0.036101 | 0.81768 | 1.6354 | 0.28881 | 20.3125 | 10.5647 | 17.0341 | 17.0341 | 33.2181 | 0.28881 | 0 | 2024: 27.3517; 2025: 5.8665; 2026: 0; 2027: 4.9197; 2028: 0; 2029: 0; 2030: 1.3465; 2031: 0; 2032: 0; 2033: 27.3517; 2034: 5.8665; 2035: 0; 2036: 4.9197; 2039: 0.036101; 2040: 0.044594
2018-10-25 16:00 | 10 | 15 | 5 | 0 | 1 | 0.014667 | 0.95747 | 1.9149 | 0.11734 | 21.7915 | 12.0437 | 17.0341 | 17.0341 | 41.7292 | 0.11734 | 0 | 2024: 39.1723; 2025: 2.5569; 2026: 0; 2027: 1.9987; 2028: 0; 2029: 0; 2030: 1.7976; 2031: 0; 2032: 0; 2033: 39.1723; 2034: 2.5569; 2035: 0; 2036: 1.9987; 2039: 0.014667; 2040: 0.021364
2018-10-25 17:00 | 10 | 16 | 5 | 0 | 1 | 0 | 1.0316 | 2.0632 | 0 | 21.7915 | 12.0437 | 17.0341 | 17.0341 | 44.9602 | 0 | 0 | 2024: 44.9602; 2025: 0; 2026: 0; 2027: 0; 2028: 0; 2029: 0; 2030: 2.0632; 2031: 0; 2032: 0; 2033: 44.9602; 2034: 0; 2035: 0; 2036: 0; 2039: 0; 2040: 0
2018-10-25 18:00 | 10 | 17 | 5 | 0 | 1 | 0 | 1.0167 | 2.0334 | 0 | 21.7915 | 12.0437 | 17.0341 | 17.0341 | 44.3106 | 0 | 0 | 2024: 44.3106; 2025: 0; 2026: 0; 2027: 0; 2028: 0; 2029: 0; 2030: 2.0334; 2031: 0; 2032: 0; 2033: 44.3106; 2034: 0; 2035: 0; 2036: 0; 2039: 0; 2040: 0
2018-10-25 19:00 | 10 | 18 | 5 | 0 | 1 | 0 | 1.0968 | 2.1936 | 0 | 21.7915 | 12.0437 | 17.0341 | 17.0341 | 47.8013 | 0 | 0 | 2024: 47.8013; 2025: 0; 2026: 0; 2027: 0; 2028: 0; 2029: 0; 2030: 2.1936; 2031: 0; 2032: 0; 2033: 47.8013; 2034: 0; 2035: 0; 2036: 0; 2039: 0; 2040: 0
2018-10-25 20:00 | 10 | 19 | 5 | 0 | 0 | 0 | 1.0476 | 2.0951 | 0 | 20.3125 | 10.5647 | 17.0341 | 17.0341 | 42.5571 | 0 | 0 | 2024: 42.5571; 2025: 0; 2026: 0; 2027: 0; 2028: 0; 2029: 0; 2030: 2.0951; 2031: 0; 2032: 0; 2033: 42.5571; 2034: 0; 2035: 0; 2036: 0; 2039: 0; 2040: 0
2018-10-25 21:00 | 10 | 20 | 5 | 0 | 0 | 0 | 0.78647 | 1.5729 | 0 | 20.3125 | 10.5647 | 17.0341 | 17.0341 | 31.9504 | 0 | 0 | 2024: 31.9504; 2025: 0; 2026: 0; 2027: 0; 2028: 0; 2029: 0; 2030: 1.5729; 2031: 0; 2032: 0; 2033: 31.9504; 2034: 0; 2035: 0; 2036: 0; 2039: 0; 2040: 0
2018-10-25 22:00 | 10 | 21 | 5 | 0 | 0 | 0 | 0.62271 | 1.2454 | 0 | 20.3125 | 10.5647 | 17.0341 | 17.0341 | 25.2977 | 0 | 0 | 2024: 25.2977; 2025: 0; 2026: 0; 2027: 0; 2028: 0; 2029: 0; 2030: 1.2454; 2031: 0; 2032: 0; 2033: 25.2977; 2034: 0; 2035: 0; 2036: 0; 2039: 0; 2040: 0
2018-10-25 23:00 | 10 | 22 | 5 | 0 | 0 | 0 | 0.62367 | 1.2473 | 0 | 20.3125 | 10.5647 | 17.0341 | 17.0341 | 25.3367 | 0 | 0 | 2024: 25.3367; 2025: 0; 2026: 0; 2027: 0; 2028: 0; 2029: 0; 2030: 1.2473; 2031: 0; 2032: 0; 2033: 25.3367; 2034: 0; 2035: 0; 2036: 0; 2039: 0; 2040: 0
2018-10-26 | 10 | 23 | 5 | 0 | 0 | 0 | 0.6123 | 1.2246 | 0 | 20.3125 | 10.5647 | 17.0341 | 17.0341 | 24.8745 | 0 | 0 | 2024: 24.8745; 2025: 0; 2026: 0; 2027: 0; 2028: 0; 2029: 0; 2030: 1.2246; 2031: 0; 2032: 0; 2033: 24.8745; 2034: 0; 2035: 0; 2036: 0; 2039: 0; 2040: 0
2018-10-26 01:00 | 10 | 0 | 6 | 0 | 0 | 0 | 0.55242 | 1.1048 | 0 | 20.3125 | 10.5647 | 17.0341 | 17.0341 | 22.442 | 0 | 0 | 2024: 22.442; 2025: 0; 2026: 0; 2027: 0; 2028: 0; 2029: 0; 2030: 1.1048; 2031: 0; 2032: 0; 2033: 22.442; 2034: 0; 2035: 0; 2036: 0; 2039: 0; 2040: 0
2018-10-26 02:00 | 10 | 1 | 6 | 0 | 0 | 0 | 0.56157 | 1.1231 | 0 | 20.3125 | 10.5647 | 17.0341 | 17.0341 | 22.8138 | 0 | 0 | 2024: 22.8138; 2025: 0; 2026: 0; 2027: 0; 2028: 0; 2029: 0; 2030: 1.1231; 2031: 0; 2032: 0; 2033: 22.8138; 2034: 0; 2035: 0; 2036: 0; 2039: 0; 2040: 0
2018-10-26 03:00 | 10 | 2 | 6 | 0 | 0 | 0 | 0.5938 | 1.1876 | 0 | 20.3125 | 10.5647 | 17.0341 | 17.0341 | 24.1232 | 0 | 0 | 2024: 24.1232; 2025: 0; 2026: 0; 2027: 0; 2028: 0; 2029: 0; 2030: 1.1876; 2031: 0; 2032: 0; 2033: 24.1232; 2034: 0; 2035: 0; 2036: 0; 2039: 0; 2040: 0
2018-10-26 04:00 | 10 | 3 | 6 | 0 | 0 | 0 | 0.65615 | 1.3123 | 0 | 20.3125 | 10.5647 | 17.0341 | 17.0341 | 26.656 | 0 | 0 | 2024: 26.656; 2025: 0; 2026: 0; 2027: 0; 2028: 0; 2029: 0; 2030: 1.3123; 2031: 0; 2032: 0; 2033: 26.656; 2034: 0; 2035: 0; 2036: 0; 2039: 0; 2040: 0
2018-10-26 05:00 | 10 | 4 | 6 | 0 | 0 | 0 | 0.82374 | 1.6475 | 0 | 20.3125 | 10.5647 | 17.0341 | 17.0341 | 33.4643 | 0 | 0 | 2024: 33.4643; 2025: 0; 2026: 0; 2027: 0; 2028: 0; 2029: 0; 2030: 1.6475; 2031: 0; 2032: 0; 2033: 33.4643; 2034: 0; 2035: 0; 2036: 0; 2039: 0; 2040: 0
2018-10-26 06:00 | 10 | 5 | 6 | 0 | 0 | 0 | 0.95226 | 1.9045 | 0 | 20.3125 | 10.5647 | 17.0341 | 17.0341 | 38.6856 | 0 | 0 | 2024: 38.6856; 2025: 0; 2026: 0; 2027: 0; 2028: 0; 2029: 0; 2030: 1.9045; 2031: 0; 2032: 0; 2033: 38.6856; 2034: 0; 2035: 0; 2036: 0; 2039: 0; 2040: 0
2018-10-26 07:00 | 10 | 6 | 6 | 0 | 0 | 0.008809 | 0.96488 | 1.9298 | 0.070472 | 20.3125 | 10.5647 | 17.0341 | 17.0341 | 39.1982 | 0.070472 | 0 | 2024: 37.7667; 2025: 1.4315; 2026: 0; 2027: 1.2004; 2028: 0; 2029: 0; 2030: 1.8593; 2031: 0; 2032: 0; 2033: 37.7667; 2034: 1.4315; 2035: 0; 2036: 1.2004; 2039: 0.008809; 2040: 0.023492
2018-10-26 08:00 | 10 | 7 | 6 | 0 | 0 | 0.10319 | 0.9036 | 1.8072 | 0.82549 | 20.3125 | 10.5647 | 17.0341 | 17.0341 | 36.7087 | 0.82549 | 0 | 2024: 19.9409; 2025: 16.7677; 2026: 0; 2027: 14.0615; 2028: 0; 2029: 0; 2030: 0.98171; 2031: 0; 2032: 0; 2033: 19.9409; 2034: 16.7677; 2035: 0; 2036: 14.0615; 2039: 0.10319; 2040: 0.13463
2018-10-26 09:00 | 10 | 8 | 6 | 0 | 0 | 0.1994 | 0.84372 | 1.6874 | 1.5952 | 20.3125 | 10.5647 | 17.0341 | 17.0341 | 34.276 | 1.5952 | 0 | 2024: 1.8732; 2025: 32.4028; 2026: 0; 2027: 27.1731; 2028: 0; 2029: 0; 2030: 0.092219; 2031: 0; 2032: 0; 2033: 1.8732; 2034: 32.4028; 2035: 0; 2036: 27.1731; 2039: 0.1994; 2040: 0.20339
2018-10-26 10:00 | 10 | 9 | 6 | 0 | 0 | 0.25814 | 0.85237 | 1.7047 | 2.0652 | 20.3125 | 10.5647 | 17.0341 | 17.0341 | 34.6275 | 1.7047 | 0.36041 | 2024: 0; 2025: 34.6275; 2026: 3.8077; 2027: 35.1781; 2028: 0.36041; 2029: 0.36041; 2030: 0; 2031: 0; 2032: 0; 2033: 0; 2034: 34.6275; 2035: 0; 2036: 35.1781; 2039: 0.25814; 2040: 0.25428
2018-10-26 11:00 | 10 | 10 | 6 | 0 | 0 | 0.27484 | 0.78383 | 1.5677 | 2.1987 | 20.3125 | 10.5647 | 17.0341 | 17.0341 | 31.843 | 1.5677 | 0.63107 | 2024: 0; 2025: 31.843; 2026: 6.667; 2027: 37.4533; 2028: 0.63107; 2029: 0.99148; 2030: 0; 2031: 0; 2032: 0; 2033: 0; 2034: 31.843; 2035: 0; 2036: 37.4533; 2039: 0.27484; 2040: 0.44849
2018-10-26 12:00 | 10 | 11 | 6 | 0 | 0 | 0.087324 | 0.71525 | 1.4305 | 0.69859 | 20.3125 | 10.5647 | 17.0341 | 17.0341 | 29.0571 | 0.69859 | 0 | 2024: 14.867; 2025: 14.1901; 2026: 0; 2027: 11.8999; 2028: 0; 2029: 0.99148; 2030: 0.73191; 2031: 0.73191; 2032: 0; 2033: 0; 2034: 29.0571; 2035: 0; 2036: 11.8999; 2039: 0.087324; 2040: 0.51566
2018-10-26 13:00 | 10 | 12 | 6 | 0 | 0 | 0.44411 | 0.68032 | 1.3606 | 3.5529 | 20.3125 | 10.5647 | 17.0341 | 17.0341 | 27.6378 | 1.3606 | 2.1922 | 2024: 0; 2025: 27.6378; 2026: 23.1603; 2027: 60.5199; 2028: 2.1922; 2029: 2.3881; 2030: 0; 2031: 0; 2032: 0; 2033: 0; 2034: 27.6378; 2035: 0; 2036: 60.5199; 2039: 0.44411; 2040: 0.34908
2018-10-26 14:00 | 10 | 13 | 6 | 0 | 0 | 0.30289 | 0.6908 | 1.3816 | 2.4231 | 20.3125 | 10.5647 | 17.0341 | 17.0341 | 28.0636 | 1.3816 | 1.0416 | 2024: 0; 2025: 28.0636; 2026: 11.0037; 2027: 41.2762; 2028: 1.0416; 2029: 3.4297; 2030: 0; 2031: 0; 2032: 0; 2033: 0; 2034: 28.0636; 2035: 0; 2036: 41.2762; 2039: 0.30289; 2040: 0.40528
2018-10-26 15:00 | 10 | 14 | 6 | 0 | 0 | 0.22415 | 0.80995 | 1.6199 | 1.7932 | 20.3125 | 10.5647 | 17.0341 | 17.0341 | 32.9042 | 1.6199 | 0.1733 | 2024: 0; 2025: 32.9042; 2026: 1.8309; 2027: 30.5456; 2028: 0.1733; 2029: 3.603; 2030: 0; 2031: 0; 2032: 0; 2033: 0; 2034: 32.9042; 2035: 0; 2036: 30.5456; 2039: 0.22415; 2040: 0.39828
2018-10-26 16:00 | 10 | 15 | 6 | 0 | 1 | 0.17596 | 0.92889 | 1.8578 | 1.4077 | 21.7915 | 12.0437 | 17.0341 | 17.0341 | 40.4838 | 1.4077 | 0 | 2024: 9.8078; 2025: 30.6759; 2026: 0; 2027: 23.979; 2028: 0; 2029: 3.603; 2030: 0.45008; 2031: 0.45008; 2032: 0; 2033: 0; 2034: 40.4838; 2035: 0; 2036: 23.979; 2039: 0.17596; 2040: 0.14169
2018-10-26 17:00 | 10 | 16 | 6 | 0 | 1 | 0 | 0.94784 | 1.8957 | 0 | 21.7915 | 12.0437 | 17.0341 | 17.0341 | 41.3096 | 0 | 0 | 2024: 41.3096; 2025: 0; 2026: 0; 2027: 0; 2028: 0; 2029: 3.1138; 2030: 1.8957; 2031: 1.8957; 2032: 0; 2033: 0; 2034: 41.3096; 2035: 0; 2036: 0; 2039: 0; 2040: 0
2018-10-26 18:00 | 10 | 17 | 6 | 0 | 1 | 0 | 0.98819 | 1.9764 | 0 | 21.7915 | 12.0437 | 17.0341 | 17.0341 | 43.0683 | 0 | 0 | 2024: 43.0683; 2025: 0; 2026: 0; 2027: 0; 2028: 0; 2029: 1.0533; 2030: 1.9764; 2031: 0.969; 2032: 0; 2033: 21.9523; 2034: 21.116; 2035: 0; 2036: 0; 2039: 0; 2040: 0
2018-10-26 19:00 | 10 | 18 | 6 | 0 | 1 | 0 | 1.0626 | 2.1251 | 0 | 21.7915 | 12.0437 | 17.0341 | 17.0341 | 46.3094 | 0 | 0 | 2024: 46.3094; 2025: 0; 2026: 0; 2027: 0; 2028: 0; 2029: 0; 2030: 2.1251; 2031: 0; 2032: 0; 2033: 46.3094; 2034: 0; 2035: 0; 2036: 0; 2039: 0; 2040: 0
2018-10-26 20:00 | 10 | 19 | 6 | 0 | 0 | 0 | 1.0291 | 2.0582 | 0 | 20.3125 | 10.5647 | 17.0341 | 17.0341 | 41.8069 | 0 | 0 | 2024: 41.8069; 2025: 0; 2026: 0; 2027: 0; 2028: 0; 2029: 0; 2030: 2.0582; 2031: 0; 2032: 0; 2033: 41.8069; 2034: 0; 2035: 0; 2036: 0; 2039: 0; 2040: 0
2018-10-26 21:00 | 10 | 20 | 6 | 0 | 0 | 0 | 0.74692 | 1.4938 | 0 | 20.3125 | 10.5647 | 17.0341 | 17.0341 | 30.3434 | 0 | 0 | 2024: 30.3434; 2025: 0; 2026: 0; 2027: 0; 2028: 0; 2029: 0; 2030: 1.4938; 2031: 0; 2032: 0; 2033: 30.3434; 2034: 0; 2035: 0; 2036: 0; 2039: 0; 2040: 0
2018-10-26 22:00 | 10 | 21 | 6 | 0 | 0 | 0 | 0.61422 | 1.2284 | 0 | 20.3125 | 10.5647 | 17.0341 | 17.0341 | 24.9527 | 0 | 0 | 2024: 24.9527; 2025: 0; 2026: 0; 2027: 0; 2028: 0; 2029: 0; 2030: 1.2284; 2031: 0; 2032: 0; 2033: 24.9527; 2034: 0; 2035: 0; 2036: 0; 2039: 0; 2040: 0
2018-10-26 23:00 | 10 | 22 | 6 | 0 | 0 | 0 | 0.53707 | 1.0741 | 0 | 20.3125 | 10.5647 | 17.0341 | 17.0341 | 21.8186 | 0 | 0 | 2024: 21.8186; 2025: 0; 2026: 0; 2027: 0; 2028: 0; 2029: 0; 2030: 1.0741; 2031: 0; 2032: 0; 2033: 21.8186; 2034: 0; 2035: 0; 2036: 0; 2039: 0; 2040: 0
2018-10-27 | 10 | 23 | 6 | 0 | 0 | 0 | 0.47935 | 0.9587 | 0 | 20.3125 | 10.5647 | 17.0341 | 17.0341 | 19.4735 | 0 | 0 | 2024: 19.4735; 2025: 0; 2026: 0; 2027: 0; 2028: 0; 2029: 0; 2030: 0.9587; 2031: 0; 2032: 0; 2033: 19.4735; 2034: 0; 2035: 0; 2036: 0; 2039: 0; 2040: 0
2018-10-27 01:00 | 10 | 0 | 7 | 0 | 0 | 0 | 0.46866 | 0.93731 | 0 | 20.3125 | 10.5647 | 17.0341 | 17.0341 | 19.0392 | 0 | 0 | 2024: 19.0392; 2025: 0; 2026: 0; 2027: 0; 2028: 0; 2029: 0; 2030: 0.93731; 2031: 0; 2032: 0; 2033: 19.0392; 2034: 0; 2035: 0; 2036: 0; 2039: 0; 2040: 0
2018-10-27 02:00 | 10 | 1 | 7 | 0 | 0 | 0 | 0.47408 | 0.94816 | 0 | 20.3125 | 10.5647 | 17.0341 | 17.0341 | 19.2595 | 0 | 0 | 2024: 19.2595; 2025: 0; 2026: 0; 2027: 0; 2028: 0; 2029: 0; 2030: 0.94816; 2031: 0; 2032: 0; 2033: 19.2595; 2034: 0; 2035: 0; 2036: 0; 2039: 0; 2040: 0
2018-10-27 03:00 | 10 | 2 | 7 | 0 | 0 | 0 | 0.47929 | 0.95858 | 0 | 20.3125 | 10.5647 | 17.0341 | 17.0341 | 19.4711 | 0 | 0 | 2024: 19.4711; 2025: 0; 2026: 0; 2027: 0; 2028: 0; 2029: 0; 2030: 0.95858; 2031: 0; 2032: 0; 2033: 19.4711; 2034: 0; 2035: 0; 2036: 0; 2039: 0; 2040: 0
2018-10-27 04:00 | 10 | 3 | 7 | 0 | 0 | 0 | 0.51072 | 1.0214 | 0 | 20.3125 | 10.5647 | 17.0341 | 17.0341 | 20.7481 | 0 | 0 | 2024: 20.7481; 2025: 0; 2026: 0; 2027: 0; 2028: 0; 2029: 0; 2030: 1.0214; 2031: 0; 2032: 0; 2033: 20.7481; 2034: 0; 2035: 0; 2036: 0; 2039: 0; 2040: 0
2018-10-27 05:00 | 10 | 4 | 7 | 0 | 0 | 0 | 0.58407 | 1.1681 | 0 | 20.3125 | 10.5647 | 17.0341 | 17.0341 | 23.7279 | 0 | 0 | 2024: 23.7279; 2025: 0; 2026: 0; 2027: 0; 2028: 0; 2029: 0; 2030: 1.1681; 2031: 0; 2032: 0; 2033: 23.7279; 2034: 0; 2035: 0; 2036: 0; 2039: 0; 2040: 0
2018-10-27 06:00 | 10 | 5 | 7 | 0 | 0 | 0 | 0.69431 | 1.3886 | 0 | 20.3125 | 10.5647 | 17.0341 | 17.0341 | 28.2062 | 0 | 0 | 2024: 28.2062; 2025: 0; 2026: 0; 2027: 0; 2028: 0; 2029: 0; 2030: 1.3886; 2031: 0; 2032: 0; 2033: 28.2062; 2034: 0; 2035: 0; 2036: 0; 2039: 0; 2040: 0
2018-10-27 07:00 | 10 | 6 | 7 | 0 | 0 | 0.0088281 | 0.81571 | 1.6314 | 0.070625 | 20.3125 | 10.5647 | 17.0341 | 17.0341 | 33.1381 | 0.070625 | 0 | 2024: 31.7035; 2025: 1.4346; 2026: 0; 2027: 1.203; 2028: 0; 2029: 0; 2030: 1.5608; 2031: 0; 2032: 0; 2033: 31.7035; 2034: 1.4346; 2035: 0; 2036: 1.203; 2039: 0.0088281; 2040: 0.004453
2018-10-27 08:00 | 10 | 7 | 7 | 0 | 0 | 0.09013 | 0.86855 | 1.7371 | 0.72104 | 20.3125 | 10.5647 | 17.0341 | 17.0341 | 35.2849 | 0.72104 | 0 | 2024: 20.6387; 2025: 14.6462; 2026: 0; 2027: 12.2823; 2028: 0; 2029: 0; 2030: 1.0161; 2031: 0; 2032: 0; 2033: 20.6387; 2034: 14.6462; 2035: 0; 2036: 12.2823; 2039: 0.09013; 2040: 0.11169
2018-10-27 09:00 | 10 | 8 | 7 | 0 | 0 | 0.22528 | 0.86134 | 1.7227 | 1.8022 | 20.3125 | 10.5647 | 17.0341 | 17.0341 | 34.9919 | 1.7227 | 0.079546 | 2024: 0; 2025: 34.9919; 2026: 0.84038; 2027: 30.6993; 2028: 0.079546; 2029: 0.079546; 2030: 0; 2031: 0; 2032: 0; 2033: 0; 2034: 34.9919; 2035: 0; 2036: 30.6993; 2039: 0.22528; 2040: 0.24691
2018-10-27 10:00 | 10 | 9 | 7 | 0 | 0 | 0.18221 | 0.89383 | 1.7877 | 1.4576 | 20.3125 | 10.5647 | 17.0341 | 17.0341 | 36.3117 | 1.4576 | 0 | 2024: 6.7034; 2025: 29.6083; 2026: 0; 2027: 24.8297; 2028: 0; 2029: 0.079546; 2030: 0.33001; 2031: 0.073182; 2032: 0; 2033: 5.2169; 2034: 31.0948; 2035: 0; 2036: 24.8297; 2039: 0.18221; 2040: 0.17438
2018-10-27 11:00 | 10 | 10 | 7 | 0 | 0 | 0.14925 | 0.78564 | 1.5713 | 1.194 | 20.3125 | 10.5647 | 17.0341 | 17.0341 | 31.9165 | 1.194 | 0 | 2024: 7.6633; 2025: 24.2531; 2026: 0; 2027: 20.3388; 2028: 0; 2029: 0; 2030: 0.37727; 2031: 0; 2032: 0; 2033: 7.6633; 2034: 24.2531; 2035: 0; 2036: 20.3388; 2039: 0.14925; 2040: 0.12875
2018-10-27 12:00 | 10 | 11 | 7 | 0 | 0 | 0.10913 | 0.82858 | 1.6572 | 0.87304 | 20.3125 | 10.5647 | 17.0341 | 17.0341 | 33.6612 | 0.87304 | 0 | 2024: 15.9276; 2025: 17.7336; 2026: 0; 2027: 14.8715; 2028: 0; 2029: 0; 2030: 0.78413; 2031: 0; 2032: 0; 2033: 15.9276; 2034: 17.7336; 2035: 0; 2036: 14.8715; 2039: 0.10913; 2040: 0.13694
2018-10-27 13:00 | 10 | 12 | 7 | 0 | 0 | 0.14028 | 0.85404 | 1.7081 | 1.1223 | 20.3125 | 10.5647 | 17.0341 | 17.0341 | 34.6955 | 1.1223 | 0 | 2024: 11.8993; 2025: 22.7962; 2026: 0; 2027: 19.1169; 2028: 0; 2029: 0; 2030: 0.58581; 2031: 0; 2032: 0; 2033: 11.8993; 2034: 22.7962; 2035: 0; 2036: 19.1169; 2039: 0.14028; 2040: 0.16574
2018-10-27 14:00 | 10 | 13 | 7 | 0 | 0 | 0.082874 | 0.84647 | 1.6929 | 0.66299 | 20.3125 | 10.5647 | 17.0341 | 17.0341 | 34.3877 | 0.66299 | 0 | 2024: 20.9206; 2025: 13.467; 2026: 0; 2027: 11.2935; 2028: 0; 2029: 0; 2030: 1.0299; 2031: 0; 2032: 0; 2033: 20.9206; 2034: 13.467; 2035: 0; 2036: 11.2935; 2039: 0.082874; 2040: 0.10338
2018-10-27 15:00 | 10 | 14 | 7 | 0 | 0 | 0.069713 | 0.93324 | 1.8665 | 0.5577 | 20.3125 | 10.5647 | 17.0341 | 17.0341 | 37.9128 | 0.5577 | 0 | 2024: 26.5845; 2025: 11.3283; 2026: 0; 2027: 9.5; 2028: 0; 2029: 0; 2030: 1.3088; 2031: 0; 2032: 0; 2033: 26.5845; 2034: 11.3283; 2035: 0; 2036: 9.5; 2039: 0.069713; 2040: 0.049678
2018-10-27 16:00 | 10 | 15 | 7 | 0 | 1 | 0.015966 | 1.0334 | 2.0668 | 0.12773 | 21.7915 | 12.0437 | 17.0341 | 17.0341 | 45.0386 | 0.12773 | 0 | 2024: 42.2552; 2025: 2.7834; 2026: 0; 2027: 2.1758; 2028: 0; 2029: 0; 2030: 1.9391; 2031: 0; 2032: 0; 2033: 42.2552; 2034: 2.7834; 2035: 0; 2036: 2.1758; 2039: 0.015966; 2040: 0.0087433
2018-10-27 17:00 | 10 | 16 | 7 | 0 | 1 | 0 | 1.0461 | 2.0922 | 0 | 21.7915 | 12.0437 | 17.0341 | 17.0341 | 45.5925 | 0 | 0 | 2024: 45.5925; 2025: 0; 2026: 0; 2027: 0; 2028: 0; 2029: 0; 2030: 2.0922; 2031: 0; 2032: 0; 2033: 45.5925; 2034: 0; 2035: 0; 2036: 0; 2039: 0; 2040: 0
2018-10-27 18:00 | 10 | 17 | 7 | 0 | 1 | 0 | 1.0657 | 2.1315 | 0 | 21.7915 | 12.0437 | 17.0341 | 17.0341 | 46.4483 | 0 | 0 | 2024: 46.4483; 2025: 0; 2026: 0; 2027: 0; 2028: 0; 2029: 0; 2030: 2.1315; 2031: 0; 2032: 0; 2033: 46.4483; 2034: 0; 2035: 0; 2036: 0; 2039: 0; 2040: 0
2018-10-27 19:00 | 10 | 18 | 7 | 0 | 1 | 0 | 1.1141 | 2.2282 | 0 | 21.7915 | 12.0437 | 17.0341 | 17.0341 | 48.5561 | 0 | 0 | 2024: 48.5561; 2025: 0; 2026: 0; 2027: 0; 2028: 0; 2029: 0; 2030: 2.2282; 2031: 0; 2032: 0; 2033: 48.5561; 2034: 0; 2035: 0; 2036: 0; 2039: 0; 2040: 0
2018-10-27 20:00 | 10 | 19 | 7 | 0 | 0 | 0 | 1.0537 | 2.1074 | 0 | 20.3125 | 10.5647 | 17.0341 | 17.0341 | 42.8061 | 0 | 0 | 2024: 42.8061; 2025: 0; 2026: 0; 2027: 0; 2028: 0; 2029: 0; 2030: 2.1074; 2031: 0; 2032: 0; 2033: 42.8061; 2034: 0; 2035: 0; 2036: 0; 2039: 0; 2040: 0
2018-10-27 21:00 | 10 | 20 | 7 | 0 | 0 | 0 | 0.78026 | 1.5605 | 0 | 20.3125 | 10.5647 | 17.0341 | 17.0341 | 31.6982 | 0 | 0 | 2024: 31.6982; 2025: 0; 2026: 0; 2027: 0; 2028: 0; 2029: 0; 2030: 1.5605; 2031: 0; 2032: 0; 2033: 31.6982; 2034: 0; 2035: 0; 2036: 0; 2039: 0; 2040: 0
2018-10-27 22:00 | 10 | 21 | 7 | 0 | 0 | 0 | 0.63759 | 1.2752 | 0 | 20.3125 | 10.5647 | 17.0341 | 17.0341 | 25.9021 | 0 | 0 | 2024: 25.9021; 2025: 0; 2026: 0; 2027: 0; 2028: 0; 2029: 0; 2030: 1.2752; 2031: 0; 2032: 0; 2033: 25.9021; 2034: 0; 2035: 0; 2036: 0; 2039: 0; 2040: 0
2018-10-27 23:00 | 10 | 22 | 7 | 0 | 0 | 0 | 0.54773 | 1.0955 | 0 | 20.3125 | 10.5647 | 17.0341 | 17.0341 | 22.2513 | 0 | 0 | 2024: 22.2513; 2025: 0; 2026: 0; 2027: 0; 2028: 0; 2029: 0; 2030: 1.0955; 2031: 0; 2032: 0; 2033: 22.2513; 2034: 0; 2035: 0; 2036: 0; 2039: 0; 2040: 0
2018-10-28 | 10 | 23 | 7 | 0 | 0 | 0 | 0.51735 | 1.0347 | 0 | 20.3125 | 10.5647 | 17.0341 | 17.0341 | 21.0175 | 0 | 0 | 2024: 21.0175; 2025: 0; 2026: 0; 2027: 0; 2028: 0; 2029: 0; 2030: 1.0347; 2031: 0; 2032: 0; 2033: 21.0175; 2034: 0; 2035: 0; 2036: 0; 2039: 0; 2040: 0
2018-10-28 01:00 | 10 | 0 | 1 | 0 | 0 | 0 | 0.49053 | 0.98106 | 0 | 20.3125 | 10.5647 | 17.0341 | 17.0341 | 19.9277 | 0 | 0 | 2024: 19.9277; 2025: 0; 2026: 0; 2027: 0; 2028: 0; 2029: 0; 2030: 0.98106; 2031: 0; 2032: 0; 2033: 19.9277; 2034: 0; 2035: 0; 2036: 0; 2039: 0; 2040: 0
2018-10-28 02:00 | 10 | 1 | 1 | 0 | 0 | 0 | 0.4938 | 0.98759 | 0 | 20.3125 | 10.5647 | 17.0341 | 17.0341 | 20.0604 | 0 | 0 | 2024: 20.0604; 2025: 0; 2026: 0; 2027: 0; 2028: 0; 2029: 0; 2030: 0.98759; 2031: 0; 2032: 0; 2033: 20.0604; 2034: 0; 2035: 0; 2036: 0; 2039: 0; 2040: 0
2018-10-28 03:00 | 10 | 2 | 1 | 0 | 0 | 0 | 0.50089 | 1.0018 | 0 | 20.3125 | 10.5647 | 17.0341 | 17.0341 | 20.3487 | 0 | 0 | 2024: 20.3487; 2025: 0; 2026: 0; 2027: 0; 2028: 0; 2029: 0; 2030: 1.0018; 2031: 0; 2032: 0; 2033: 20.3487; 2034: 0; 2035: 0; 2036: 0; 2039: 0; 2040: 0
2018-10-28 04:00 | 10 | 3 | 1 | 0 | 0 | 0 | 0.5218 | 1.0436 | 0 | 20.3125 | 10.5647 | 17.0341 | 17.0341 | 21.1981 | 0 | 0 | 2024: 21.1981; 2025: 0; 2026: 0; 2027: 0; 2028: 0; 2029: 0; 2030: 1.0436; 2031: 0; 2032: 0; 2033: 21.1981; 2034: 0; 2035: 0; 2036: 0; 2039: 0; 2040: 0
2018-10-28 05:00 | 10 | 4 | 1 | 0 | 0 | 0 | 0.62651 | 1.253 | 0 | 20.3125 | 10.5647 | 17.0341 | 17.0341 | 25.4521 | 0 | 0 | 2024: 25.4521; 2025: 0; 2026: 0; 2027: 0; 2028: 0; 2029: 0; 2030: 1.253; 2031: 0; 2032: 0; 2033: 25.4521; 2034: 0; 2035: 0; 2036: 0; 2039: 0; 2040: 0
2018-10-28 06:00 | 10 | 5 | 1 | 0 | 0 | 0 | 0.71815 | 1.4363 | 0 | 20.3125 | 10.5647 | 17.0341 | 17.0341 | 29.1749 | 0 | 0 | 2024: 29.1749; 2025: 0; 2026: 0; 2027: 0; 2028: 0; 2029: 0; 2030: 1.4363; 2031: 0; 2032: 0; 2033: 29.1749; 2034: 0; 2035: 0; 2036: 0; 2039: 0; 2040: 0
2018-10-28 07:00 | 10 | 6 | 1 | 0 | 0 | 0.039483 | 0.8907 | 1.7814 | 0.31586 | 20.3125 | 10.5647 | 17.0341 | 17.0341 | 36.1846 | 0.31586 | 0 | 2024: 29.7686; 2025: 6.416; 2026: 0; 2027: 5.3805; 2028: 0; 2029: 0; 2030: 1.4655; 2031: 0; 2032: 0; 2033: 29.7686; 2034: 6.416; 2035: 0; 2036: 5.3805; 2039: 0.039483; 2040: 0.040199
2018-10-28 08:00 | 10 | 7 | 1 | 0 | 0 | 0.25874 | 0.95892 | 1.9178 | 2.0699 | 20.3125 | 10.5647 | 17.0341 | 17.0341 | 38.9563 | 1.9178 | 0.15204 | 2024: 0; 2025: 38.9563; 2026: 1.6063; 2027: 35.2588; 2028: 0.15204; 2029: 0.15204; 2030: 0; 2031: 0; 2032: 0; 2033: 0; 2034: 38.9563; 2035: 0; 2036: 35.2588; 2039: 0.25874; 2040: 0.27731
2018-10-28 09:00 | 10 | 8 | 1 | 0 | 0 | 0.43453 | 1.0105 | 2.021 | 3.4763 | 20.3125 | 10.5647 | 17.0341 | 17.0341 | 41.0512 | 2.021 | 1.4553 | 2024: 0; 2025: 41.0512; 2026: 15.3746; 2027: 59.215; 2028: 1.4553; 2029: 1.6073; 2030: 0; 2031: 0; 2032: 0; 2033: 0; 2034: 41.0512; 2035: 0; 2036: 59.215; 2039: 0.43453; 2040: 0.47305
2018-10-28 10:00 | 10 | 9 | 1 | 0 | 0 | 0.55064 | 0.985 | 1.97 | 4.4051 | 20.3125 | 10.5647 | 17.0341 | 17.0341 | 40.0156 | 1.97 | 2.4351 | 2024: 0; 2025: 40.0156; 2026: 25.7266; 2027: 75.0377; 2028: 2.4351; 2029: 4.0425; 2030: 0; 2031: 0; 2032: 0; 2033: 0; 2034: 40.0156; 2035: 0; 2036: 75.0377; 2039: 0.55064; 2040: 0.60719
2018-10-28 11:00 | 10 | 10 | 1 | 0 | 0 | 0.61538 | 0.89594 | 1.7919 | 4.923 | 20.3125 | 10.5647 | 17.0341 | 17.0341 | 36.3974 | 1.7919 | 3.1312 | 2024: 0; 2025: 36.3974; 2026: 33.0799; 2027: 83.8596; 2028: 3.1312; 2029: 7.1736; 2030: 0; 2031: 0; 2032: 0; 2033: 0; 2034: 36.3974; 2035: 0; 2036: 83.8596; 2039: 0.61538; 2040: 0.67662
2018-10-28 12:00 | 10 | 11 | 1 | 0 | 0 | 0.63071 | 0.82669 | 1.6534 | 5.0457 | 20.3125 | 10.5647 | 17.0341 | 17.0341 | 33.5841 | 1.6534 | 3.3923 | 2024: 0; 2025: 33.5841; 2026: 35.8388; 2027: 85.9488; 2028: 3.3923; 2029: 10.5659; 2030: 0; 2031: 0; 2032: 0; 2033: 0; 2034: 33.5841; 2035: 0; 2036: 85.9488; 2039: 0.63071; 2040: 0.69495
2018-10-28 13:00 | 10 | 12 | 1 | 0 | 0 | 0.5946 | 0.82032 | 1.6406 | 4.7568 | 20.3125 | 10.5647 | 17.0341 | 17.0341 | 33.3254 | 1.6406 | 3.1161 | 2024: 0; 2025: 33.3254; 2026: 32.9212; 2027: 81.0276; 2028: 1.9341; 2029: 12.5; 2030: 0; 2031: 0; 2032: 1.1821; 2033: 0; 2034: 33.3254; 2035: 12.4882; 2036: 81.0276; 2039: 0.5946; 2040: 0.65724
2018-10-28 14:00 | 10 | 13 | 1 | 0 | 0 | 0.50792 | 0.85197 | 1.7039 | 4.0634 | 20.3125 | 10.5647 | 17.0341 | 17.0341 | 34.6114 | 1.7039 | 2.3594 | 2024: 0; 2025: 34.6114; 2026: 24.9269; 2027: 69.2163; 2028: 0; 2029: 12.5; 2030: 0; 2031: 0; 2032: 2.3594; 2033: 0; 2034: 34.6114; 2035: 24.9269; 2036: 69.2163; 2039: 0.50792; 2040: 0.55981
2018-10-28 15:00 | 10 | 14 | 1 | 0 | 0 | 0.37291 | 0.92871 | 1.8574 | 2.9833 | 20.3125 | 10.5647 | 17.0341 | 17.0341 | 37.7289 | 1.8574 | 1.1259 | 2024: 0; 2025: 37.7289; 2026: 11.8945; 2027: 50.8179; 2028: 0; 2029: 12.5; 2030: 0; 2031: 0; 2032: 1.1259; 2033: 0; 2034: 37.7289; 2035: 11.8945; 2036: 50.8179; 2039: 0.37291; 2040: 0.41169
2018-10-28 16:00 | 10 | 15 | 1 | 0 | 1 | 0.17715 | 0.8994 | 1.7988 | 1.4172 | 21.7915 | 12.0437 | 17.0341 | 17.0341 | 39.1986 | 1.4172 | 0 | 2024: 8.3165; 2025: 30.8822; 2026: 0; 2027: 24.1402; 2028: 0; 2029: 12.5; 2030: 0.38164; 2031: 0.38164; 2032: 0; 2033: 0; 2034: 39.1986; 2035: 0; 2036: 24.1402; 2039: 0.17715; 2040: 0.19112
2018-10-28 17:00 | 10 | 16 | 1 | 0 | 1 | 0 | 1.0123 | 2.0247 | 0 | 21.7915 | 12.0437 | 17.0341 | 17.0341 | 44.1204 | 0 | 0 | 2024: 44.1204; 2025: 0; 2026: 0; 2027: 0; 2028: 0; 2029: 12.0852; 2030: 2.0247; 2031: 2.0247; 2032: 0; 2033: 0; 2034: 44.1204; 2035: 0; 2036: 0; 2039: 0; 2040: 0
2018-10-28 18:00 | 10 | 17 | 1 | 0 | 1 | 0 | 1.0931 | 2.1862 | 0 | 21.7915 | 12.0437 | 17.0341 | 17.0341 | 47.6411 | 0 | 0 | 2024: 47.6411; 2025: 0; 2026: 0; 2027: 0; 2028: 0; 2029: 9.8845; 2030: 2.1862; 2031: 2.1862; 2032: 0; 2033: 0; 2034: 47.6411; 2035: 0; 2036: 0; 2039: 0; 2040: 0
2018-10-28 19:00 | 10 | 18 | 1 | 0 | 1 | 0 | 1.1507 | 2.3014 | 0 | 21.7915 | 12.0437 | 17.0341 | 17.0341 | 50.1512 | 0 | 0 | 2024: 50.1512; 2025: 0; 2026: 0; 2027: 0; 2028: 0; 2029: 7.5081; 2030: 2.3014; 2031: 2.3014; 2032: 0; 2033: 0; 2034: 50.1512; 2035: 0; 2036: 0; 2039: 0; 2040: 0
2018-10-28 20:00 | 10 | 19 | 1 | 0 | 0 | 0 | 1.0375 | 2.075 | 0 | 20.3125 | 10.5647 | 17.0341 | 17.0341 | 42.1477 | 0 | 0 | 2024: 42.1477; 2025: 0; 2026: 0; 2027: 0; 2028: 0; 2029: 5.0066; 2030: 2.075; 2031: 2.075; 2032: 0; 2033: 0; 2034: 42.1477; 2035: 0; 2036: 0; 2039: 0; 2040: 0
2018-10-28 21:00 | 10 | 20 | 1 | 0 | 0 | 0 | 0.80533 | 1.6107 | 0 | 20.3125 | 10.5647 | 17.0341 | 17.0341 | 32.7166 | 0 | 0 | 2024: 32.7166; 2025: 0; 2026: 0; 2027: 0; 2028: 0; 2029: 2.7512; 2030: 1.6107; 2031: 1.6107; 2032: 0; 2033: 0; 2034: 32.7166; 2035: 0; 2036: 0; 2039: 0; 2040: 0
2018-10-28 22:00 | 10 | 21 | 1 | 0 | 0 | 0 | 0.58735 | 1.1747 | 0 | 20.3125 | 10.5647 | 17.0341 | 17.0341 | 23.8612 | 0 | 0 | 2024: 23.8612; 2025: 0; 2026: 0; 2027: 0; 2028: 0; 2029: 1.0005; 2030: 1.1747; 2031: 0.92043; 2032: 0; 2033: 5.1649; 2034: 18.6963; 2035: 0; 2036: 0; 2039: 0; 2040: 0
2018-10-28 23:00 | 10 | 22 | 1 | 0 | 0 | 0 | 0.51587 | 1.0317 | 0 | 20.3125 | 10.5647 | 17.0341 | 17.0341 | 20.9574 | 0 | 0 | 2024: 20.9574; 2025: 0; 2026: 0; 2027: 0; 2028: 0; 2029: 0; 2030: 1.0317; 2031: 0; 2032: 0; 2033: 20.9574; 2034: 0; 2035: 0; 2036: 0; 2039: 0; 2040: 0
2018-10-29 | 10 | 23 | 1 | 0 | 0 | 0 | 0.46419 | 0.92839 | 0 | 20.3125 | 10.5647 | 17.0341 | 17.0341 | 18.8578 | 0 | 0 | 2024: 18.8578; 2025: 0; 2026: 0; 2027: 0; 2028: 0; 2029: 0; 2030: 0.92839; 2031: 0; 2032: 0; 2033: 18.8578; 2034: 0; 2035: 0; 2036: 0; 2039: 0; 2040: 0
2018-10-29 01:00 | 10 | 0 | 2 | 0 | 0 | 0 | 0.45834 | 0.91668 | 0 | 20.3125 | 10.5647 | 17.0341 | 17.0341 | 18.62 | 0 | 0 | 2024: 18.62; 2025: 0; 2026: 0; 2027: 0; 2028: 0; 2029: 0; 2030: 0.91668; 2031: 0; 2032: 0; 2033: 18.62; 2034: 0; 2035: 0; 2036: 0; 2039: 0; 2040: 0
2018-10-29 02:00 | 10 | 1 | 2 | 0 | 0 | 0 | 0.47125 | 0.9425 | 0 | 20.3125 | 10.5647 | 17.0341 | 17.0341 | 19.1445 | 0 | 0 | 2024: 19.1445; 2025: 0; 2026: 0; 2027: 0; 2028: 0; 2029: 0; 2030: 0.9425; 2031: 0; 2032: 0; 2033: 19.1445; 2034: 0; 2035: 0; 2036: 0; 2039: 0; 2040: 0
2018-10-29 03:00 | 10 | 2 | 2 | 0 | 0 | 0 | 0.48645 | 0.97289 | 0 | 20.3125 | 10.5647 | 17.0341 | 17.0341 | 19.7618 | 0 | 0 | 2024: 19.7618; 2025: 0; 2026: 0; 2027: 0; 2028: 0; 2029: 0; 2030: 0.97289; 2031: 0; 2032: 0; 2033: 19.7618; 2034: 0; 2035: 0; 2036: 0; 2039: 0; 2040: 0
2018-10-29 04:00 | 10 | 3 | 2 | 0 | 0 | 0 | 0.52034 | 1.0407 | 0 | 20.3125 | 10.5647 | 17.0341 | 17.0341 | 21.139 | 0 | 0 | 2024: 21.139; 2025: 0; 2026: 0; 2027: 0; 2028: 0; 2029: 0; 2030: 1.0407; 2031: 0; 2032: 0; 2033: 21.139; 2034: 0; 2035: 0; 2036: 0; 2039: 0; 2040: 0
2018-10-29 05:00 | 10 | 4 | 2 | 0 | 0 | 0 | 0.67292 | 1.3458 | 0 | 20.3125 | 10.5647 | 17.0341 | 17.0341 | 27.3372 | 0 | 0 | 2024: 27.3372; 2025: 0; 2026: 0; 2027: 0; 2028: 0; 2029: 0; 2030: 1.3458; 2031: 0; 2032: 0; 2033: 27.3372; 2034: 0; 2035: 0; 2036: 0; 2039: 0; 2040: 0
2018-10-29 06:00 | 10 | 5 | 2 | 0 | 0 | 0 | 0.80278 | 1.6056 | 0 | 20.3125 | 10.5647 | 17.0341 | 17.0341 | 32.6129 | 0 | 0 | 2024: 32.6129; 2025: 0; 2026: 0; 2027: 0; 2028: 0; 2029: 0; 2030: 1.6056; 2031: 0; 2032: 0; 2033: 32.6129; 2034: 0; 2035: 0; 2036: 0; 2039: 0; 2040: 0
2018-10-29 07:00 | 10 | 6 | 2 | 0 | 0 | 0.0015201 | 0.84745 | 1.6949 | 0.012161 | 20.3125 | 10.5647 | 17.0341 | 17.0341 | 34.4275 | 0.012161 | 0 | 2024: 34.1805; 2025: 0.24702; 2026: 0; 2027: 0.20715; 2028: 0; 2029: 0; 2030: 1.6827; 2031: 0; 2032: 0; 2033: 34.1805; 2034: 0.24702; 2035: 0; 2036: 0.20715; 2039: 0.0015201; 2040: 0.0063267
2018-10-29 08:00 | 10 | 7 | 2 | 0 | 0 | 0.035347 | 0.81856 | 1.6371 | 0.28277 | 20.3125 | 10.5647 | 17.0341 | 17.0341 | 33.2542 | 0.28277 | 0 | 2024: 27.5103; 2025: 5.7439; 2026: 0; 2027: 4.8168; 2028: 0; 2029: 0; 2030: 1.3544; 2031: 0; 2032: 0; 2033: 27.5103; 2034: 5.7439; 2035: 0; 2036: 4.8168; 2039: 0.035347; 2040: 0.2041
2018-10-29 09:00 | 10 | 8 | 2 | 0 | 0 | 0.38877 | 0.77411 | 1.5482 | 3.1102 | 20.3125 | 10.5647 | 17.0341 | 17.0341 | 31.4482 | 1.5482 | 1.562 | 2024: 0; 2025: 31.4482; 2026: 16.5017; 2027: 52.9793; 2028: 1.562; 2029: 1.562; 2030: 0; 2031: 0; 2032: 0; 2033: 0; 2034: 31.4482; 2035: 0; 2036: 52.9793; 2039: 0.38877; 2040: 0.40133
2018-10-29 10:00 | 10 | 9 | 2 | 0 | 0 | 0.50306 | 0.78486 | 1.5697 | 4.0245 | 20.3125 | 10.5647 | 17.0341 | 17.0341 | 31.8849 | 1.5697 | 2.4548 | 2024: 0; 2025: 31.8849; 2026: 25.9339; 2027: 68.5536; 2028: 2.4548; 2029: 4.0167; 2030: 0; 2031: 0; 2032: 0; 2033: 0; 2034: 31.8849; 2035: 0; 2036: 68.5536; 2039: 0.50306; 2040: 0.44618
2018-10-29 11:00 | 10 | 10 | 2 | 0 | 0 | 0.47006 | 0.77582 | 1.5516 | 3.7604 | 20.3125 | 10.5647 | 17.0341 | 17.0341 | 31.5178 | 1.5516 | 2.2088 | 2024: 0; 2025: 31.5178; 2026: 23.3353; 2027: 64.0559; 2028: 2.2088; 2029: 6.2255; 2030: 0; 2031: 0; 2032: 0; 2033: 0; 2034: 31.5178; 2035: 0; 2036: 64.0559; 2039: 0.47006; 2040: 0.50091
2018-10-29 12:00 | 10 | 11 | 2 | 0 | 0 | 0.57304 | 0.78808 | 1.5762 | 4.5843 | 20.3125 | 10.5647 | 17.0341 | 17.0341 | 32.0156 | 1.5762 | 3.0081 | 2024: 0; 2025: 32.0156; 2026: 31.7802; 2027: 78.0894; 2028: 3.0081; 2029: 9.2337; 2030: 0; 2031: 0; 2032: 0; 2033: 0; 2034: 32.0156; 2035: 0; 2036: 78.0894; 2039: 0.57304; 2040: 0.61301
2018-10-29 13:00 | 10 | 12 | 2 | 0 | 0 | 0.38603 | 0.70692 | 1.4138 | 3.0882 | 20.3125 | 10.5647 | 17.0341 | 17.0341 | 28.7185 | 1.4138 | 1.6744 | 2024: 0; 2025: 28.7185; 2026: 17.6892; 2027: 52.6048; 2028: 1.6744; 2029: 10.908; 2030: 0; 2031: 0; 2032: 0; 2033: 0; 2034: 28.7185; 2035: 0; 2036: 52.6048; 2039: 0.38603; 2040: 0.46348
2018-10-29 14:00 | 10 | 13 | 2 | 0 | 0 | 0.22727 | 0.70255 | 1.4051 | 1.8182 | 20.3125 | 10.5647 | 17.0341 | 17.0341 | 28.5412 | 1.4051 | 0.41306 | 2024: 0; 2025: 28.5412; 2026: 4.3639; 2027: 30.9709; 2028: 0.41306; 2029: 11.3211; 2030: 0; 2031: 0; 2032: 0; 2033: 0; 2034: 28.5412; 2035: 0; 2036: 30.9709; 2039: 0.22727; 2040: 0.16739
2018-10-29 15:00 | 10 | 14 | 2 | 0 | 0 | 0.073913 | 0.82067 | 1.6413 | 0.5913 | 20.3125 | 10.5647 | 17.0341 | 17.0341 | 33.3396 | 0.5913 | 0 | 2024: 21.3288; 2025: 12.0108; 2026: 0; 2027: 10.0723; 2028: 0; 2029: 11.3211; 2030: 1.05; 2031: 1.05; 2032: 0; 2033: 0; 2034: 33.3396; 2035: 0; 2036: 10.0723; 2039: 0.073913; 2040: 0.21152
2018-10-29 16:00 | 10 | 15 | 2 | 0 | 1 | 0.10187 | 0.90227 | 1.8045 | 0.81495 | 21.7915 | 12.0437 | 17.0341 | 17.0341 | 39.3235 | 0.81495 | 0 | 2024: 21.5645; 2025: 17.759; 2026: 0; 2027: 13.882; 2028: 0; 2029: 10.1797; 2030: 0.98958; 2031: 0.98958; 2032: 0; 2033: 0; 2034: 39.3235; 2035: 0; 2036: 13.882; 2039: 0.10187; 2040: 0.1145
2018-10-29 17:00 | 10 | 16 | 2 | 0 | 1 | 0 | 0.98803 | 1.9761 | 0 | 21.7915 | 12.0437 | 17.0341 | 17.0341 | 43.0613 | 0 | 0 | 2024: 43.0613; 2025: 0; 2026: 0; 2027: 0; 2028: 0; 2029: 9.1041; 2030: 1.9761; 2031: 1.9761; 2032: 0; 2033: 0; 2034: 43.0613; 2035: 0; 2036: 0; 2039: 0; 2040: 0
2018-10-29 18:00 | 10 | 17 | 2 | 0 | 1 | 0 | 1.0563 | 2.1126 | 0 | 21.7915 | 12.0437 | 17.0341 | 17.0341 | 46.0374 | 0 | 0 | 2024: 46.0374; 2025: 0; 2026: 0; 2027: 0; 2028: 0; 2029: 6.9562; 2030: 2.1126; 2031: 2.1126; 2032: 0; 2033: 0; 2034: 46.0374; 2035: 0; 2036: 0; 2039: 0; 2040: 0
2018-10-29 19:00 | 10 | 18 | 2 | 0 | 1 | 0 | 1.0861 | 2.1722 | 0 | 21.7915 | 12.0437 | 17.0341 | 17.0341 | 47.3353 | 0 | 0 | 2024: 47.3353; 2025: 0; 2026: 0; 2027: 0; 2028: 0; 2029: 4.6599; 2030: 2.1722; 2031: 2.1722; 2032: 0; 2033: 0; 2034: 47.3353; 2035: 0; 2036: 0; 2039: 0; 2040: 0
2018-10-29 20:00 | 10 | 19 | 2 | 0 | 0 | 0 | 0.99458 | 1.9892 | 0 | 20.3125 | 10.5647 | 17.0341 | 17.0341 | 40.405 | 0 | 0 | 2024: 40.405; 2025: 0; 2026: 0; 2027: 0; 2028: 0; 2029: 2.2988; 2030: 1.9892; 2031: 1.9892; 2032: 0; 2033: 0; 2034: 40.405; 2035: 0; 2036: 0; 2039: 0; 2040: 0
2018-10-29 21:00 | 10 | 20 | 2 | 0 | 0 | 0 | 0.74096 | 1.4819 | 0 | 20.3125 | 10.5647 | 17.0341 | 17.0341 | 30.1016 | 0 | 0 | 2024: 30.1016; 2025: 0; 2026: 0; 2027: 0; 2028: 0; 2029: 0.13666; 2030: 1.4819; 2031: 0.12572; 2032: 0; 2033: 27.5478; 2034: 2.5537; 2035: 0; 2036: 0; 2039: 0; 2040: 0
2018-10-29 22:00 | 10 | 21 | 2 | 0 | 0 | 0 | 0.5433 | 1.0866 | 0 | 20.3125 | 10.5647 | 17.0341 | 17.0341 | 22.0716 | 0 | 0 | 2024: 22.0716; 2025: 0; 2026: 0; 2027: 0; 2028: 0; 2029: 0; 2030: 1.0866; 2031: 0; 2032: 0; 2033: 22.0716; 2034: 0; 2035: 0; 2036: 0; 2039: 0; 2040: 0
2018-10-29 23:00 | 10 | 22 | 2 | 0 | 0 | 0 | 0.47663 | 0.95326 | 0 | 20.3125 | 10.5647 | 17.0341 | 17.0341 | 19.3632 | 0 | 0 | 2024: 19.3632; 2025: 0; 2026: 0; 2027: 0; 2028: 0; 2029: 0; 2030: 0.95326; 2031: 0; 2032: 0; 2033: 19.3632; 2034: 0; 2035: 0; 2036: 0; 2039: 0; 2040: 0
2018-10-30 | 10 | 23 | 2 | 0 | 0 | 0 | 0.43629 | 0.87257 | 0 | 20.3125 | 10.5647 | 17.0341 | 17.0341 | 17.7242 | 0 | 0 | 2024: 17.7242; 2025: 0; 2026: 0; 2027: 0; 2028: 0; 2029: 0; 2030: 0.87257; 2031: 0; 2032: 0; 2033: 17.7242; 2034: 0; 2035: 0; 2036: 0; 2039: 0; 2040: 0
2018-10-30 01:00 | 10 | 0 | 3 | 0 | 0 | 0 | 0.42465 | 0.84931 | 0 | 20.3125 | 10.5647 | 17.0341 | 17.0341 | 17.2516 | 0 | 0 | 2024: 17.2516; 2025: 0; 2026: 0; 2027: 0; 2028: 0; 2029: 0; 2030: 0.84931; 2031: 0; 2032: 0; 2033: 17.2516; 2034: 0; 2035: 0; 2036: 0; 2039: 0; 2040: 0
2018-10-30 02:00 | 10 | 1 | 3 | 0 | 0 | 0 | 0.42279 | 0.84559 | 0 | 20.3125 | 10.5647 | 17.0341 | 17.0341 | 17.176 | 0 | 0 | 2024: 17.176; 2025: 0; 2026: 0; 2027: 0; 2028: 0; 2029: 0; 2030: 0.84559; 2031: 0; 2032: 0; 2033: 17.176; 2034: 0; 2035: 0; 2036: 0; 2039: 0; 2040: 0
2018-10-30 03:00 | 10 | 2 | 3 | 0 | 0 | 0 | 0.43333 | 0.86666 | 0 | 20.3125 | 10.5647 | 17.0341 | 17.0341 | 17.604 | 0 | 0 | 2024: 17.604; 2025: 0; 2026: 0; 2027: 0; 2028: 0; 2029: 0; 2030: 0.86666; 2031: 0; 2032: 0; 2033: 17.604; 2034: 0; 2035: 0; 2036: 0; 2039: 0; 2040: 0
2018-10-30 04:00 | 10 | 3 | 3 | 0 | 0 | 0 | 0.51051 | 1.021 | 0 | 20.3125 | 10.5647 | 17.0341 | 17.0341 | 20.7393 | 0 | 0 | 2024: 20.7393; 2025: 0; 2026: 0; 2027: 0; 2028: 0; 2029: 0; 2030: 1.021; 2031: 0; 2032: 0; 2033: 20.7393; 2034: 0; 2035: 0; 2036: 0; 2039: 0; 2040: 0
2018-10-30 05:00 | 10 | 4 | 3 | 0 | 0 | 0 | 0.63145 | 1.2629 | 0 | 20.3125 | 10.5647 | 17.0341 | 17.0341 | 25.6525 | 0 | 0 | 2024: 25.6525; 2025: 0; 2026: 0; 2027: 0; 2028: 0; 2029: 0; 2030: 1.2629; 2031: 0; 2032: 0; 2033: 25.6525; 2034: 0; 2035: 0; 2036: 0; 2039: 0; 2040: 0
2018-10-30 06:00 | 10 | 5 | 3 | 0 | 0 | 0 | 0.74166 | 1.4833 | 0 | 20.3125 | 10.5647 | 17.0341 | 17.0341 | 30.1299 | 0 | 0 | 2024: 30.1299; 2025: 0; 2026: 0; 2027: 0; 2028: 0; 2029: 0; 2030: 1.4833; 2031: 0; 2032: 0; 2033: 30.1299; 2034: 0; 2035: 0; 2036: 0; 2039: 0; 2040: 0
2018-10-30 07:00 | 10 | 6 | 3 | 0 | 0 | 0.0024631 | 0.80044 | 1.6009 | 0.019705 | 20.3125 | 10.5647 | 17.0341 | 17.0341 | 32.518 | 0.019705 | 0 | 2024: 32.1177; 2025: 0.40026; 2026: 0; 2027: 0.33566; 2028: 0; 2029: 0; 2030: 1.5812; 2031: 0; 2032: 0; 2033: 32.1177; 2034: 0.40026; 2035: 0; 2036: 0.33566; 2039: 0.0024631; 2040: 0.0030273
2018-10-30 08:00 | 10 | 7 | 3 | 0 | 0 | 0.045074 | 0.79916 | 1.5983 | 0.36059 | 20.3125 | 10.5647 | 17.0341 | 17.0341 | 32.4659 | 0.36059 | 0 | 2024: 25.1414; 2025: 7.3246; 2026: 0; 2027: 6.1424; 2028: 0; 2029: 0; 2030: 1.2377; 2031: 0; 2032: 0; 2033: 25.1414; 2034: 7.3246; 2035: 0; 2036: 6.1424; 2039: 0.045074; 2040: 0.11865
2018-10-30 09:00 | 10 | 8 | 3 | 0 | 0 | 0.39842 | 0.79514 | 1.5903 | 3.1874 | 20.3125 | 10.5647 | 17.0341 | 17.0341 | 32.3026 | 1.5903 | 1.5971 | 2024: 0; 2025: 32.3026; 2026: 16.8729; 2027: 54.2942; 2028: 1.5971; 2029: 1.5971; 2030: 0; 2031: 0; 2032: 0; 2033: 0; 2034: 32.3026; 2035: 0; 2036: 54.2942; 2039: 0.39842; 2040: 0.40054
2018-10-30 10:00 | 10 | 9 | 3 | 0 | 0 | 0.51802 | 0.79337 | 1.5867 | 4.1441 | 20.3125 | 10.5647 | 17.0341 | 17.0341 | 32.2306 | 1.5867 | 2.5574 | 2024: 0; 2025: 32.2306; 2026: 27.0181; 2027: 70.5915; 2028: 2.5574; 2029: 4.1545; 2030: 0; 2031: 0; 2032: 0; 2033: 0; 2034: 32.2306; 2035: 0; 2036: 70.5915; 2039: 0.51802; 2040: 0.43079
2018-10-30 11:00 | 10 | 10 | 3 | 0 | 0 | 0.4344 | 0.87036 | 1.7407 | 3.4752 | 20.3125 | 10.5647 | 17.0341 | 17.0341 | 35.3583 | 1.7407 | 1.7345 | 2024: 0; 2025: 35.3583; 2026: 18.324; 2027: 59.1965; 2028: 1.7345; 2029: 5.8889; 2030: 0; 2031: 0; 2032: 0; 2033: 0; 2034: 35.3583; 2035: 0; 2036: 59.1965; 2039: 0.4344; 2040: 0.31543
2018-10-30 12:00 | 10 | 11 | 3 | 0 | 0 | 0.36334 | 0.88132 | 1.7626 | 2.9067 | 20.3125 | 10.5647 | 17.0341 | 17.0341 | 35.8036 | 1.7626 | 1.1441 | 2024: 0; 2025: 35.8036; 2026: 12.0868; 2027: 49.5134; 2028: 1.1441; 2029: 7.033; 2030: 0; 2031: 0; 2032: 0; 2033: 0; 2034: 35.8036; 2035: 0; 2036: 49.5134; 2039: 0.36334; 2040: 0.19698
2018-10-30 13:00 | 10 | 12 | 3 | 0 | 0 | 0.2473 | 0.95546 | 1.9109 | 1.9784 | 20.3125 | 10.5647 | 17.0341 | 17.0341 | 38.8157 | 1.9109 | 0.067443 | 2024: 0; 2025: 38.8157; 2026: 0.71252; 2027: 33.6998; 2028: 0.067443; 2029: 7.1004; 2030: 0; 2031: 0; 2032: 0; 2033: 0; 2034: 38.8157; 2035: 0; 2036: 33.6998; 2039: 0.2473; 2040: 0.44313
2018-10-30 14:00 | 10 | 13 | 3 | 0 | 0 | 0.29939 | 0.94019 | 1.8804 | 2.3952 | 20.3125 | 10.5647 | 17.0341 | 17.0341 | 38.1952 | 1.8804 | 0.51477 | 2024: 0; 2025: 38.1952; 2026: 5.4384; 2027: 40.7994; 2028: 0.51477; 2029: 7.6152; 2030: 0; 2031: 0; 2032: 0; 2033: 0; 2034: 38.1952; 2035: 0; 2036: 40.7994; 2039: 0.29939; 2040: 0.24127
2018-10-30 15:00 | 10 | 14 | 3 | 0 | 0 | 0.11568 | 0.9081 | 1.8162 | 0.92546 | 20.3125 | 10.5647 | 17.0341 | 17.0341 | 36.8917 | 0.92546 | 0 | 2024: 18.0932; 2025: 18.7985; 2026: 0; 2027: 15.7645; 2028: 0; 2029: 7.6152; 2030: 0.89074; 2031: 0.89074; 2032: 0; 2033: 0; 2034: 36.8917; 2035: 0; 2036: 15.7645; 2039: 0.11568; 2040: 0.11212
2018-10-30 16:00 | 10 | 15 | 3 | 0 | 1 | 0.00053861 | 0.95076 | 1.9015 | 0.0043088 | 21.7915 | 12.0437 | 17.0341 | 17.0341 | 41.4368 | 0.0043088 | 0 | 2024: 41.3429; 2025: 0.093896; 2026: 0; 2027: 0.073398; 2028: 0; 2029: 6.647; 2030: 1.8972; 2031: 1.8972; 2032: 0; 2033: 0; 2034: 41.4368; 2035: 0; 2036: 0.073398; 2039: 0.00053861; 2040: 0
2018-10-30 17:00 | 10 | 16 | 3 | 0 | 1 | 0 | 0.97353 | 1.9471 | 0 | 21.7915 | 12.0437 | 17.0341 | 17.0341 | 42.4295 | 0 | 0 | 2024: 42.4295; 2025: 0; 2026: 0; 2027: 0; 2028: 0; 2029: 4.5848; 2030: 1.9471; 2031: 1.9471; 2032: 0; 2033: 0; 2034: 42.4295; 2035: 0; 2036: 0; 2039: 0; 2040: 0
2018-10-30 18:00 | 10 | 17 | 3 | 0 | 1 | 0 | 1.047 | 2.094 | 0 | 21.7915 | 12.0437 | 17.0341 | 17.0341 | 45.631 | 0 | 0 | 2024: 45.631; 2025: 0; 2026: 0; 2027: 0; 2028: 0; 2029: 2.4685; 2030: 2.094; 2031: 2.094; 2032: 0; 2033: 0; 2034: 45.631; 2035: 0; 2036: 0; 2039: 0; 2040: 0
2018-10-30 19:00 | 10 | 18 | 3 | 0 | 1 | 0 | 1.1103 | 2.2207 | 0 | 21.7915 | 12.0437 | 17.0341 | 17.0341 | 48.3919 | 0 | 0 | 2024: 48.3919; 2025: 0; 2026: 0; 2027: 0; 2028: 0; 2029: 0.1924; 2030: 2.2207; 2031: 0.17701; 2032: 0; 2033: 44.5347; 2034: 3.8572; 2035: 0; 2036: 0; 2039: 0; 2040: 0
2018-10-30 20:00 | 10 | 19 | 3 | 0 | 0 | 0 | 1.0827 | 2.1654 | 0 | 20.3125 | 10.5647 | 17.0341 | 17.0341 | 43.9853 | 0 | 0 | 2024: 43.9853; 2025: 0; 2026: 0; 2027: 0; 2028: 0; 2029: 0; 2030: 2.1654; 2031: 0; 2032: 0; 2033: 43.9853; 2034: 0; 2035: 0; 2036: 0; 2039: 0; 2040: 0
2018-10-30 21:00 | 10 | 20 | 3 | 0 | 0 | 0 | 0.88963 | 1.7793 | 0 | 20.3125 | 10.5647 | 17.0341 | 17.0341 | 36.1413 | 0 | 0 | 2024: 36.1413; 2025: 0; 2026: 0; 2027: 0; 2028: 0; 2029: 0; 2030: 1.7793; 2031: 0; 2032: 0; 2033: 36.1413; 2034: 0; 2035: 0; 2036: 0; 2039: 0; 2040: 0
2018-10-30 22:00 | 10 | 21 | 3 | 0 | 0 | 0 | 0.68114 | 1.3623 | 0 | 20.3125 | 10.5647 | 17.0341 | 17.0341 | 27.6715 | 0 | 0 | 2024: 27.6715; 2025: 0; 2026: 0; 2027: 0; 2028: 0; 2029: 0; 2030: 1.3623; 2031: 0; 2032: 0; 2033: 27.6715; 2034: 0; 2035: 0; 2036: 0; 2039: 0; 2040: 0
2018-10-30 23:00 | 10 | 22 | 3 | 0 | 0 | 0 | 0.558 | 1.116 | 0 | 20.3125 | 10.5647 | 17.0341 | 17.0341 | 22.6687 | 0 | 0 | 2024: 22.6687; 2025: 0; 2026: 0; 2027: 0; 2028: 0; 2029: 0; 2030: 1.116; 2031: 0; 2032: 0; 2033: 22.6687; 2034: 0; 2035: 0; 2036: 0; 2039: 0; 2040: 0
2018-10-31 | 10 | 23 | 3 | 0 | 0 | 0 | 0.49388 | 0.98776 | 0 | 20.3125 | 10.5647 | 17.0341 | 17.0341 | 20.0638 | 0 | 0 | 2024: 20.0638; 2025: 0; 2026: 0; 2027: 0; 2028: 0; 2029: 0; 2030: 0.98776; 2031: 0; 2032: 0; 2033: 20.0638; 2034: 0; 2035: 0; 2036: 0; 2039: 0; 2040: 0
2018-10-31 01:00 | 10 | 0 | 4 | 0 | 0 | 0 | 0.48232 | 0.96465 | 0 | 20.3125 | 10.5647 | 17.0341 | 17.0341 | 19.5944 | 0 | 0 | 2024: 19.5944; 2025: 0; 2026: 0; 2027: 0; 2028: 0; 2029: 0; 2030: 0.96465; 2031: 0; 2032: 0; 2033: 19.5944; 2034: 0; 2035: 0; 2036: 0; 2039: 0; 2040: 0
2018-10-31 02:00 | 10 | 1 | 4 | 0 | 0 | 0 | 0.48176 | 0.96351 | 0 | 20.3125 | 10.5647 | 17.0341 | 17.0341 | 19.5713 | 0 | 0 | 2024: 19.5713; 2025: 0; 2026: 0; 2027: 0; 2028: 0; 2029: 0; 2030: 0.96351; 2031: 0; 2032: 0; 2033: 19.5713; 2034: 0; 2035: 0; 2036: 0; 2039: 0; 2040: 0
2018-10-31 03:00 | 10 | 2 | 4 | 0 | 0 | 0 | 0.51156 | 1.0231 | 0 | 20.3125 | 10.5647 | 17.0341 | 17.0341 | 20.7823 | 0 | 0 | 2024: 20.7823; 2025: 0; 2026: 0; 2027: 0; 2028: 0; 2029: 0; 2030: 1.0231; 2031: 0; 2032: 0; 2033: 20.7823; 2034: 0; 2035: 0; 2036: 0; 2039: 0; 2040: 0
2018-10-31 04:00 | 10 | 3 | 4 | 0 | 0 | 0 | 0.55328 | 1.1066 | 0 | 20.3125 | 10.5647 | 17.0341 | 17.0341 | 22.4771 | 0 | 0 | 2024: 22.4771; 2025: 0; 2026: 0; 2027: 0; 2028: 0; 2029: 0; 2030: 1.1066; 2031: 0; 2032: 0; 2033: 22.4771; 2034: 0; 2035: 0; 2036: 0; 2039: 0; 2040: 0
2018-10-31 05:00 | 10 | 4 | 4 | 0 | 0 | 0 | 0.679 | 1.358 | 0 | 20.3125 | 10.5647 | 17.0341 | 17.0341 | 27.5842 | 0 | 0 | 2024: 27.5842; 2025: 0; 2026: 0; 2027: 0; 2028: 0; 2029: 0; 2030: 1.358; 2031: 0; 2032: 0; 2033: 27.5842; 2034: 0; 2035: 0; 2036: 0; 2039: 0; 2040: 0
2018-10-31 06:00 | 10 | 5 | 4 | 0 | 0 | 0 | 0.86146 | 1.7229 | 0 | 20.3125 | 10.5647 | 17.0341 | 17.0341 | 34.9967 | 0 | 0 | 2024: 34.9967; 2025: 0; 2026: 0; 2027: 0; 2028: 0; 2029: 0; 2030: 1.7229; 2031: 0; 2032: 0; 2033: 34.9967; 2034: 0; 2035: 0; 2036: 0; 2039: 0; 2040: 0
2018-10-31 07:00 | 10 | 6 | 4 | 0 | 0 | 0.0043518 | 0.9488 | 1.8976 | 0.034815 | 20.3125 | 10.5647 | 17.0341 | 17.0341 | 38.5449 | 0.034815 | 0 | 2024: 37.8377; 2025: 0.70718; 2026: 0; 2027: 0.59304; 2028: 0; 2029: 0; 2030: 1.8628; 2031: 0; 2032: 0; 2033: 37.8377; 2034: 0.70718; 2035: 0; 2036: 0.59304; 2039: 0.0043518; 2040: 0.012939
2018-10-31 08:00 | 10 | 7 | 4 | 0 | 0 | 0.18827 | 0.91927 | 1.8385 | 1.5062 | 20.3125 | 10.5647 | 17.0341 | 17.0341 | 37.3454 | 1.5062 | 0 | 2024: 6.7509; 2025: 30.5945; 2026: 0; 2027: 25.6567; 2028: 0; 2029: 0; 2030: 0.33235; 2031: 0; 2032: 0; 2033: 6.7509; 2034: 30.5945; 2035: 0; 2036: 25.6567; 2039: 0.18827; 2040: 0.13095
2018-10-31 09:00 | 10 | 8 | 4 | 0 | 0 | 0.33151 | 0.8804 | 1.7608 | 2.6521 | 20.3125 | 10.5647 | 17.0341 | 17.0341 | 35.7663 | 1.7608 | 0.89126 | 2024: 0; 2025: 35.7663; 2026: 9.416; 2027: 45.1756; 2028: 0.89126; 2029: 0.89126; 2030: 0; 2031: 0; 2032: 0; 2033: 0; 2034: 35.7663; 2035: 0; 2036: 45.1756; 2039: 0.33151; 2040: 0.30996
2018-10-31 10:00 | 10 | 9 | 4 | 0 | 0 | 0.28965 | 0.83772 | 1.6754 | 2.3172 | 20.3125 | 10.5647 | 17.0341 | 17.0341 | 34.0323 | 1.6754 | 0.64173 | 2024: 0; 2025: 34.0323; 2026: 6.7797; 2027: 39.471; 2028: 0.64173; 2029: 1.533; 2030: 0; 2031: 0; 2032: 0; 2033: 0; 2034: 34.0323; 2035: 0; 2036: 39.471; 2039: 0.28965; 2040: 0.5443
2018-10-31 11:00 | 10 | 10 | 4 | 0 | 0 | 0.56938 | 0.86059 | 1.7212 | 4.5551 | 20.3125 | 10.5647 | 17.0341 | 17.0341 | 34.9613 | 1.7212 | 2.8339 | 2024: 0; 2025: 34.9613; 2026: 29.9393; 2027: 77.5916; 2028: 2.8339; 2029: 4.3669; 2030: 0; 2031: 0; 2032: 0; 2033: 0; 2034: 34.9613; 2035: 0; 2036: 77.5916; 2039: 0.56938; 2040: 0.52573
2018-10-31 12:00 | 10 | 11 | 4 | 0 | 0 | 0.41794 | 0.816 | 1.632 | 3.3435 | 20.3125 | 10.5647 | 17.0341 | 17.0341 | 33.1501 | 1.632 | 1.7115 | 2024: 0; 2025: 33.1501; 2026: 18.0816; 2027: 56.9539; 2028: 1.7115; 2029: 6.0784; 2030: 0; 2031: 0; 2032: 0; 2033: 0; 2034: 33.1501; 2035: 0; 2036: 56.9539; 2039: 0.41794; 2040: 0.57137
2018-10-31 13:00 | 10 | 12 | 4 | 0 | 0 | 0.46886 | 0.77759 | 1.5552 | 3.7509 | 20.3125 | 10.5647 | 17.0341 | 17.0341 | 31.5897 | 1.5552 | 2.1957 | 2024: 0; 2025: 31.5897; 2026: 23.1973; 2027: 63.8937; 2028: 2.1957; 2029: 8.2741; 2030: 0; 2031: 0; 2032: 0; 2033: 0; 2034: 31.5897; 2035: 0; 2036: 63.8937; 2039: 0.46886; 2040: 0.52493
2018-10-31 14:00 | 10 | 13 | 4 | 0 | 0 | 0.45946 | 0.80513 | 1.6103 | 3.6757 | 20.3125 | 10.5647 | 17.0341 | 17.0341 | 32.7082 | 1.6103 | 2.0654 | 2024: 0; 2025: 32.7082; 2026: 21.8204; 2027: 62.6117; 2028: 2.0654; 2029: 10.3395; 2030: 0; 2031: 0; 2032: 0; 2033: 0; 2034: 32.7082; 2035: 0; 2036: 62.6117; 2039: 0.45946; 2040: 0.45809
2018-10-31 15:00 | 10 | 14 | 4 | 0 | 0 | 0.32954 | 0.89547 | 1.7909 | 2.6363 | 20.3125 | 10.5647 | 17.0341 | 17.0341 | 36.3783 | 1.7909 | 0.8454 | 2024: 0; 2025: 36.3783; 2026: 8.9314; 2027: 44.9076; 2028: 0.8454; 2029: 11.1849; 2030: 0; 2031: 0; 2032: 0; 2033: 0; 2034: 36.3783; 2035: 0; 2036: 44.9076; 2039: 0.32954; 2040: 0.32576
2018-10-31 16:00 | 10 | 15 | 4 | 0 | 1 | 0.13238 | 1.0755 | 2.151 | 1.059 | 21.7915 | 12.0437 | 17.0341 | 17.0341 | 46.8735 | 1.059 | 0 | 2024: 23.7958; 2025: 23.0777; 2026: 0; 2027: 18.0396; 2028: 0; 2029: 11.1849; 2030: 1.092; 2031: 1.092; 2032: 0; 2033: 0; 2034: 46.8735; 2035: 0; 2036: 18.0396; 2039: 0.13238; 2040: 0.13867
2018-10-31 17:00 | 10 | 16 | 4 | 0 | 1 | 0 | 1.0692 | 2.1384 | 0 | 21.7915 | 12.0437 | 17.0341 | 17.0341 | 46.5993 | 0 | 0 | 2024: 46.5993; 2025: 0; 2026: 0; 2027: 0; 2028: 0; 2029: 9.998; 2030: 2.1384; 2031: 2.1384; 2032: 0; 2033: 0; 2034: 46.5993; 2035: 0; 2036: 0; 2039: 0; 2040: 0
2018-10-31 18:00 | 10 | 17 | 4 | 0 | 1 | 0 | 1.0898 | 2.1796 | 0 | 21.7915 | 12.0437 | 17.0341 | 17.0341 | 47.497 | 0 | 0 | 2024: 47.497; 2025: 0; 2026: 0; 2027: 0; 2028: 0; 2029: 7.6736; 2030: 2.1796; 2031: 2.1796; 2032: 0; 2033: 0; 2034: 47.497; 2035: 0; 2036: 0; 2039: 0; 2040: 0
2018-10-31 19:00 | 10 | 18 | 4 | 0 | 1 | 0 | 1.2015 | 2.4029 | 0 | 21.7915 | 12.0437 | 17.0341 | 17.0341 | 52.3634 | 0 | 0 | 2024: 52.3634; 2025: 0; 2026: 0; 2027: 0; 2028: 0; 2029: 5.3045; 2030: 2.4029; 2031: 2.4029; 2032: 0; 2033: 0; 2034: 52.3634; 2035: 0; 2036: 0; 2039: 0; 2040: 0
2018-10-31 20:00 | 10 | 19 | 4 | 0 | 0 | 0 | 1.1309 | 2.2618 | 0 | 20.3125 | 10.5647 | 17.0341 | 17.0341 | 45.9427 | 0 | 0 | 2024: 45.9427; 2025: 0; 2026: 0; 2027: 0; 2028: 0; 2029: 2.6926; 2030: 2.2618; 2031: 2.2618; 2032: 0; 2033: 0; 2034: 45.9427; 2035: 0; 2036: 0; 2039: 0; 2040: 0
2018-10-31 21:00 | 10 | 20 | 4 | 0 | 0 | 0 | 0.86371 | 1.7274 | 0 | 20.3125 | 10.5647 | 17.0341 | 17.0341 | 35.0882 | 0 | 0 | 2024: 35.0882; 2025: 0; 2026: 0; 2027: 0; 2028: 0; 2029: 0.23413; 2030: 1.7274; 2031: 0.2154; 2032: 0; 2033: 30.7129; 2034: 4.3753; 2035: 0; 2036: 0; 2039: 0; 2040: 0
2018-10-31 22:00 | 10 | 21 | 4 | 0 | 0 | 0 | 0.65056 | 1.3011 | 0 | 20.3125 | 10.5647 | 17.0341 | 17.0341 | 26.4288 | 0 | 0 | 2024: 26.4288; 2025: 0; 2026: 0; 2027: 0; 2028: 0; 2029: 0; 2030: 1.3011; 2031: 0; 2032: 0; 2033: 26.4288; 2034: 0; 2035: 0; 2036: 0; 2039: 0; 2040: 0
2018-10-31 23:00 | 10 | 22 | 4 | 0 | 0 | 0 | 0.58343 | 1.1669 | 0 | 20.3125 | 10.5647 | 17.0341 | 17.0341 | 23.702 | 0 | 0 | 2024: 23.702; 2025: 0; 2026: 0; 2027: 0; 2028: 0; 2029: 0; 2030: 1.1669; 2031: 0; 2032: 0; 2033: 23.702; 2034: 0; 2035: 0; 2036: 0; 2039: 0; 2040: 0
2018-11-01 | 10 | 23 | 4 | 0 | 0 | 0 | 0.54461 | 1.0892 | 0 | 20.3125 | 10.5647 | 17.0341 | 17.0341 | 22.1249 | 0 | 0 | 2024: 22.1249; 2025: 0; 2026: 0; 2027: 0; 2028: 0; 2029: 0; 2030: 1.0892; 2031: 0; 2032: 0; 2033: 22.1249; 2034: 0; 2035: 0; 2036: 0; 2039: 0; 2040: 0
2018-11-01 01:00 | 11 | 0 | 5 | 0 | 0 | 0 | 0.53382 | 1.0676 | 0 | 20.3125 | 10.5647 | 17.0341 | 17.0341 | 21.6865 | 0 | 0 | 2024: 21.6865; 2025: 0; 2026: 0; 2027: 0; 2028: 0; 2029: 0; 2030: 1.0676; 2031: 0; 2032: 0; 2033: 21.6865; 2034: 0; 2035: 0; 2036: 0; 2039: 0; 2040: 0
2018-11-01 02:00 | 11 | 1 | 5 | 0 | 0 | 0 | 0.53095 | 1.0619 | 0 | 20.3125 | 10.5647 | 17.0341 | 17.0341 | 21.5699 | 0 | 0 | 2024: 21.5699; 2025: 0; 2026: 0; 2027: 0; 2028: 0; 2029: 0; 2030: 1.0619; 2031: 0; 2032: 0; 2033: 21.5699; 2034: 0; 2035: 0; 2036: 0; 2039: 0; 2040: 0
2018-11-01 03:00 | 11 | 2 | 5 | 0 | 0 | 0 | 0.5472 | 1.0944 | 0 | 20.3125 | 10.5647 | 17.0341 | 17.0341 | 22.2299 | 0 | 0 | 2024: 22.2299; 2025: 0; 2026: 0; 2027: 0; 2028: 0; 2029: 0; 2030: 1.0944; 2031: 0; 2032: 0; 2033: 22.2299; 2034: 0; 2035: 0; 2036: 0; 2039: 0; 2040: 0
2018-11-01 04:00 | 11 | 3 | 5 | 0 | 0 | 0 | 0.60282 | 1.2056 | 0 | 20.3125 | 10.5647 | 17.0341 | 17.0341 | 24.4895 | 0 | 0 | 2024: 24.4895; 2025: 0; 2026: 0; 2027: 0; 2028: 0; 2029: 0; 2030: 1.2056; 2031: 0; 2032: 0; 2033: 24.4895; 2034: 0; 2035: 0; 2036: 0; 2039: 0; 2040: 0
2018-11-01 05:00 | 11 | 4 | 5 | 0 | 0 | 0 | 0.7777 | 1.5554 | 0 | 20.3125 | 10.5647 | 17.0341 | 17.0341 | 31.594 | 0 | 0 | 2024: 31.594; 2025: 0; 2026: 0; 2027: 0; 2028: 0; 2029: 0; 2030: 1.5554; 2031: 0; 2032: 0; 2033: 31.594; 2034: 0; 2035: 0; 2036: 0; 2039: 0; 2040: 0
2018-11-01 06:00 | 11 | 5 | 5 | 0 | 0 | 0 | 0.88254 | 1.7651 | 0 | 20.3125 | 10.5647 | 17.0341 | 17.0341 | 35.8533 | 0 | 0 | 2024: 35.8533; 2025: 0; 2026: 0; 2027: 0; 2028: 0; 2029: 0; 2030: 1.7651; 2031: 0; 2032: 0; 2033: 35.8533; 2034: 0; 2035: 0; 2036: 0; 2039: 0; 2040: 0
2018-11-01 07:00 | 11 | 6 | 5 | 0 | 0 | 0.031666 | 0.9097 | 1.8194 | 0.25333 | 20.3125 | 10.5647 | 17.0341 | 17.0341 | 36.9567 | 0.25333 | 0 | 2024: 31.811; 2025: 5.1457; 2026: 0; 2027: 4.3152; 2028: 0; 2029: 0; 2030: 1.5661; 2031: 0; 2032: 0; 2033: 31.811; 2034: 5.1457; 2035: 0; 2036: 4.3152; 2039: 0.031666; 2040: 0.00078933
2018-11-01 08:00 | 11 | 7 | 5 | 0 | 0 | 0.25189 | 0.93306 | 1.8661 | 2.0151 | 20.3125 | 10.5647 | 17.0341 | 17.0341 | 37.9055 | 1.8661 | 0.14899 | 2024: 0; 2025: 37.9055; 2026: 1.5741; 2027: 34.3257; 2028: 0.14899; 2029: 0.14899; 2030: 0; 2031: 0; 2032: 0; 2033: 0; 2034: 37.9055; 2035: 0; 2036: 34.3257; 2039: 0.25189; 2040: 0.051534
2018-11-01 09:00 | 11 | 8 | 5 | 0 | 0 | 0.34069 | 0.86351 | 1.727 | 2.7255 | 20.3125 | 10.5647 | 17.0341 | 17.0341 | 35.0803 | 1.727 | 0.99852 | 2024: 0; 2025: 35.0803; 2026: 10.549; 2027: 46.4273; 2028: 0.99852; 2029: 1.1475; 2030: 0; 2031: 0; 2032: 0; 2033: 0; 2034: 35.0803; 2035: 0; 2036: 46.4273; 2039: 0.34069; 2040: 0.098636
2018-11-01 10:00 | 11 | 9 | 5 | 0 | 0 | 0.38367 | 0.85268 | 1.7054 | 3.0694 | 20.3125 | 10.5647 | 17.0341 | 17.0341 | 34.64 | 1.7054 | 1.364 | 2024: 0; 2025: 34.64; 2026: 14.4108; 2027: 52.2846; 2028: 1.364; 2029: 2.5116; 2030: 0; 2031: 0; 2032: 0; 2033: 0; 2034: 34.64; 2035: 0; 2036: 52.2846; 2039: 0.38367; 2040: 0.27166
2018-11-01 11:00 | 11 | 10 | 5 | 0 | 0 | 0.19878 | 0.84308 | 1.6862 | 1.5902 | 20.3125 | 10.5647 | 17.0341 | 17.0341 | 34.25 | 1.5902 | 0 | 2024: 1.948; 2025: 32.3019; 2026: 0; 2027: 27.0885; 2028: 0; 2029: 2.5116; 2030: 0.095904; 2031: 0.095904; 2032: 0; 2033: 0; 2034: 34.25; 2035: 0; 2036: 27.0885; 2039: 0.19878; 2040: 0.18932
2018-11-01 12:00 | 11 | 11 | 5 | 0 | 0 | 0.312 | 0.73863 | 1.4773 | 2.496 | 20.3125 | 10.5647 | 17.0341 | 17.0341 | 30.0067 | 1.4773 | 1.0187 | 2024: 0; 2025: 30.0067; 2026: 10.7626; 2027: 42.5168; 2028: 1.0187; 2029: 3.426; 2030: 0; 2031: 0; 2032: 0; 2033: 0; 2034: 30.0067; 2035: 0; 2036: 42.5168; 2039: 0.312; 2040: 0.22499
2018-11-01 13:00 | 11 | 12 | 5 | 0 | 0 | 0.23422 | 0.63583 | 1.2717 | 1.8738 | 20.3125 | 10.5647 | 17.0341 | 17.0341 | 25.8307 | 1.2717 | 0.60211 | 2024: 0; 2025: 25.8307; 2026: 6.3611; 2027: 31.9182; 2028: 0.60211; 2029: 4.0281; 2030: 0; 2031: 0; 2032: 0; 2033: 0; 2034: 25.8307; 2035: 0; 2036: 31.9182; 2039: 0.23422; 2040: 0.23567
2018-11-01 14:00 | 11 | 13 | 5 | 0 | 0 | 0.3499 | 0.70722 | 1.4144 | 2.7992 | 20.3125 | 10.5647 | 17.0341 | 17.0341 | 28.731 | 1.4144 | 1.3847 | 2024: 0; 2025: 28.731; 2026: 14.6292; 2027: 47.6814; 2028: 1.3847; 2029: 5.4129; 2030: 0; 2031: 0; 2032: 0; 2033: 0; 2034: 28.731; 2035: 0; 2036: 47.6814; 2039: 0.3499; 2040: 0.17941
2018-11-01 15:00 | 11 | 14 | 5 | 0 | 0 | 0.13158 | 0.84678 | 1.6936 | 1.0527 | 20.3125 | 10.5647 | 17.0341 | 17.0341 | 34.4006 | 1.0527 | 0 | 2024: 13.0182; 2025: 21.3824; 2026: 0; 2027: 17.9314; 2028: 0; 2029: 5.4129; 2030: 0.64089; 2031: 0.64089; 2032: 0; 2033: 0; 2034: 34.4006; 2035: 0; 2036: 17.9314; 2039: 0.13158; 2040: 0.10732
2018-11-01 16:00 | 11 | 15 | 5 | 0 | 1 | 0.072779 | 0.96481 | 1.9296 | 0.58223 | 21.7915 | 12.0437 | 17.0341 | 17.0341 | 42.0493 | 0.58223 | 0 | 2024: 29.3615; 2025: 12.6877; 2026: 0; 2027: 9.9179; 2028: 0; 2029: 4.7162; 2030: 1.3474; 2031: 1.3474; 2032: 0; 2033: 0; 2034: 42.0493; 2035: 0; 2036: 9.9179; 2039: 0.072779; 2040: 0.042882
2018-11-01 17:00 | 11 | 16 | 5 | 0 | 1 | 0 | 1.0714 | 2.1427 | 0 | 21.7915 | 12.0437 | 17.0341 | 17.0341 | 46.6927 | 0 | 0 | 2024: 46.6927; 2025: 0; 2026: 0; 2027: 0; 2028: 0; 2029: 3.2517; 2030: 2.1427; 2031: 2.1427; 2032: 0; 2033: 0; 2034: 46.6927; 2035: 0; 2036: 0; 2039: 0; 2040: 0
2018-11-01 18:00 | 11 | 17 | 5 | 0 | 1 | 0 | 1.1272 | 2.2543 | 0 | 21.7915 | 12.0437 | 17.0341 | 17.0341 | 49.1255 | 0 | 0 | 2024: 49.1255; 2025: 0; 2026: 0; 2027: 0; 2028: 0; 2029: 0.92267; 2030: 2.2543; 2031: 0.84885; 2032: 0; 2033: 30.6278; 2034: 18.4977; 2035: 0; 2036: 0; 2039: 0; 2040: 0
2018-11-01 19:00 | 11 | 18 | 5 | 0 | 1 | 0 | 1.0593 | 2.1186 | 0 | 21.7915 | 12.0437 | 17.0341 | 17.0341 | 46.1672 | 0 | 0 | 2024: 46.1672; 2025: 0; 2026: 0; 2027: 0; 2028: 0; 2029: 0; 2030: 2.1186; 2031: 0; 2032: 0; 2033: 46.1672; 2034: 0; 2035: 0; 2036: 0; 2039: 0; 2040: 0
2018-11-01 20:00 | 11 | 19 | 5 | 0 | 0 | 0 | 0.90538 | 1.8108 | 0 | 20.3125 | 10.5647 | 17.0341 | 17.0341 | 36.7809 | 0 | 0 | 2024: 36.7809; 2025: 0; 2026: 0; 2027: 0; 2028: 0; 2029: 0; 2030: 1.8108; 2031: 0; 2032: 0; 2033: 36.7809; 2034: 0; 2035: 0; 2036: 0; 2039: 0; 2040: 0
2018-11-01 21:00 | 11 | 20 | 5 | 0 | 0 | 0 | 0.75296 | 1.5059 | 0 | 20.3125 | 10.5647 | 17.0341 | 17.0341 | 30.5892 | 0 | 0 | 2024: 30.5892; 2025: 0; 2026: 0; 2027: 0; 2028: 0; 2029: 0; 2030: 1.5059; 2031: 0; 2032: 0; 2033: 30.5892; 2034: 0; 2035: 0; 2036: 0; 2039: 0; 2040: 0
2018-11-01 22:00 | 11 | 21 | 5 | 0 | 0 | 0 | 0.61563 | 1.2313 | 0 | 20.3125 | 10.5647 | 17.0341 | 17.0341 | 25.0102 | 0 | 0 | 2024: 25.0102; 2025: 0; 2026: 0; 2027: 0; 2028: 0; 2029: 0; 2030: 1.2313; 2031: 0; 2032: 0; 2033: 25.0102; 2034: 0; 2035: 0; 2036: 0; 2039: 0; 2040: 0
2018-11-01 23:00 | 11 | 22 | 5 | 0 | 0 | 0 | 0.49422 | 0.98843 | 0 | 20.3125 | 10.5647 | 17.0341 | 17.0341 | 20.0775 | 0 | 0 | 2024: 20.0775; 2025: 0; 2026: 0; 2027: 0; 2028: 0; 2029: 0; 2030: 0.98843; 2031: 0; 2032: 0; 2033: 20.0775; 2034: 0; 2035: 0; 2036: 0; 2039: 0; 2040: 0
2018-11-02 | 11 | 23 | 5 | 0 | 0 | 0 | 0.42166 | 0.84332 | 0 | 20.3125 | 10.5647 | 17.0341 | 17.0341 | 17.1299 | 0 | 0 | 2024: 17.1299; 2025: 0; 2026: 0; 2027: 0; 2028: 0; 2029: 0; 2030: 0.84332; 2031: 0; 2032: 0; 2033: 17.1299; 2034: 0; 2035: 0; 2036: 0; 2039: 0; 2040: 0
2018-11-02 01:00 | 11 | 0 | 6 | 0 | 0 | 0 | 0.41425 | 0.82851 | 0 | 20.3125 | 10.5647 | 17.0341 | 17.0341 | 16.829 | 0 | 0 | 2024: 16.829; 2025: 0; 2026: 0; 2027: 0; 2028: 0; 2029: 0; 2030: 0.82851; 2031: 0; 2032: 0; 2033: 16.829; 2034: 0; 2035: 0; 2036: 0; 2039: 0; 2040: 0
2018-11-02 02:00 | 11 | 1 | 6 | 0 | 0 | 0 | 0.41986 | 0.83972 | 0 | 20.3125 | 10.5647 | 17.0341 | 17.0341 | 17.0568 | 0 | 0 | 2024: 17.0568; 2025: 0; 2026: 0; 2027: 0; 2028: 0; 2029: 0; 2030: 0.83972; 2031: 0; 2032: 0; 2033: 17.0568; 2034: 0; 2035: 0; 2036: 0; 2039: 0; 2040: 0
2018-11-02 03:00 | 11 | 2 | 6 | 0 | 0 | 0 | 0.43458 | 0.86917 | 0 | 20.3125 | 10.5647 | 17.0341 | 17.0341 | 17.655 | 0 | 0 | 2024: 17.655; 2025: 0; 2026: 0; 2027: 0; 2028: 0; 2029: 0; 2030: 0.86917; 2031: 0; 2032: 0; 2033: 17.655; 2034: 0; 2035: 0; 2036: 0; 2039: 0; 2040: 0
2018-11-02 04:00 | 11 | 3 | 6 | 0 | 0 | 0 | 0.48941 | 0.97882 | 0 | 20.3125 | 10.5647 | 17.0341 | 17.0341 | 19.8822 | 0 | 0 | 2024: 19.8822; 2025: 0; 2026: 0; 2027: 0; 2028: 0; 2029: 0; 2030: 0.97882; 2031: 0; 2032: 0; 2033: 19.8822; 2034: 0; 2035: 0; 2036: 0; 2039: 0; 2040: 0
2018-11-02 05:00 | 11 | 4 | 6 | 0 | 0 | 0 | 0.6648 | 1.3296 | 0 | 20.3125 | 10.5647 | 17.0341 | 17.0341 | 27.0077 | 0 | 0 | 2024: 27.0077; 2025: 0; 2026: 0; 2027: 0; 2028: 0; 2029: 0; 2030: 1.3296; 2031: 0; 2032: 0; 2033: 27.0077; 2034: 0; 2035: 0; 2036: 0; 2039: 0; 2040: 0
2018-11-02 06:00 | 11 | 5 | 6 | 0 | 0 | 0 | 0.79346 | 1.5869 | 0 | 20.3125 | 10.5647 | 17.0341 | 17.0341 | 32.2343 | 0 | 0 | 2024: 32.2343; 2025: 0; 2026: 0; 2027: 0; 2028: 0; 2029: 0; 2030: 1.5869; 2031: 0; 2032: 0; 2033: 32.2343; 2034: 0; 2035: 0; 2036: 0; 2039: 0; 2040: 0
2018-11-02 07:00 | 11 | 6 | 6 | 0 | 0 | 0.0025578 | 0.77455 | 1.5491 | 0.020463 | 20.3125 | 10.5647 | 17.0341 | 17.0341 | 31.4659 | 0.020463 | 0 | 2024: 31.0503; 2025: 0.41565; 2026: 0; 2027: 0.34856; 2028: 0; 2029: 0; 2030: 1.5286; 2031: 0; 2032: 0; 2033: 31.0503; 2034: 0.41565; 2035: 0; 2036: 0.34856; 2039: 0.0025578; 2040: 0.0076963
2018-11-02 08:00 | 11 | 7 | 6 | 0 | 0 | 0.050805 | 0.7785 | 1.557 | 0.40644 | 20.3125 | 10.5647 | 17.0341 | 17.0341 | 31.6264 | 0.40644 | 0 | 2024: 23.3707; 2025: 8.2557; 2026: 0; 2027: 6.9233; 2028: 0; 2029: 0; 2030: 1.1506; 2031: 0; 2032: 0; 2033: 23.3707; 2034: 8.2557; 2035: 0; 2036: 6.9233; 2039: 0.050805; 2040: 0.080947
2018-11-02 09:00 | 11 | 8 | 6 | 0 | 0 | 0.21525 | 0.78918 | 1.5784 | 1.722 | 20.3125 | 10.5647 | 17.0341 | 17.0341 | 32.0605 | 1.5784 | 0.14365 | 2024: 0; 2025: 32.0605; 2026: 1.5177; 2027: 29.3331; 2028: 0.14365; 2029: 0.14365; 2030: 0; 2031: 0; 2032: 0; 2033: 0; 2034: 32.0605; 2035: 0; 2036: 29.3331; 2039: 0.21525; 2040: 0.14796
2018-11-02 10:00 | 11 | 9 | 6 | 0 | 0 | 0.33484 | 0.80315 | 1.6063 | 2.6787 | 20.3125 | 10.5647 | 17.0341 | 17.0341 | 32.6279 | 1.6063 | 1.0724 | 2024: 0; 2025: 32.6279; 2026: 11.3298; 2027: 45.6297; 2028: 1.0724; 2029: 1.2161; 2030: 0; 2031: 0; 2032: 0; 2033: 0; 2034: 32.6279; 2035: 0; 2036: 45.6297; 2039: 0.33484; 2040: 0.22098
2018-11-02 11:00 | 11 | 10 | 6 | 0 | 0 | 0.18312 | 0.81252 | 1.625 | 1.4649 | 20.3125 | 10.5647 | 17.0341 | 17.0341 | 33.0085 | 1.4649 | 0 | 2024: 3.2518; 2025: 29.7567; 2026: 0; 2027: 24.9541; 2028: 0; 2029: 1.2161; 2030: 0.16009; 2031: 0.16009; 2032: 0; 2033: 0; 2034: 33.0085; 2035: 0; 2036: 24.9541; 2039: 0.18312; 2040: 0.21521
2018-11-02 12:00 | 11 | 11 | 6 | 0 | 0 | 0.13349 | 0.737 | 1.474 | 1.0679 | 20.3125 | 10.5647 | 17.0341 | 17.0341 | 29.9407 | 1.0679 | 0 | 2024: 8.2492; 2025: 21.6915; 2026: 0; 2027: 18.1906; 2028: 0; 2029: 1.0421; 2030: 0.40611; 2031: 0.40611; 2032: 0; 2033: 0; 2034: 29.9407; 2035: 0; 2036: 18.1906; 2039: 0.13349; 2040: 0.30143
2018-11-02 13:00 | 11 | 12 | 6 | 0 | 0 | 0.15695 | 0.70038 | 1.4008 | 1.2556 | 20.3125 | 10.5647 | 17.0341 | 17.0341 | 28.4529 | 1.2556 | 0 | 2024: 2.9482; 2025: 25.5047; 2026: 0; 2027: 21.3883; 2028: 0; 2029: 0.60064; 2030: 0.14514; 2031: 0.14514; 2032: 0; 2033: 0; 2034: 28.4529; 2035: 0; 2036: 21.3883; 2039: 0.15695; 2040: 0.23491
2018-11-02 14:00 | 11 | 13 | 6 | 0 | 0 | 0.26115 | 0.72299 | 1.446 | 2.0892 | 20.3125 | 10.5647 | 17.0341 | 17.0341 | 29.3717 | 1.446 | 0.6432 | 2024: 0; 2025: 29.3717; 2026: 6.7953; 2027: 35.5876; 2028: 0.6432; 2029: 1.0861; 2030: 0; 2031: 0; 2032: 0; 2033: 0; 2034: 29.3717; 2035: 0; 2036: 35.5876; 2039: 0.26115; 2040: 0.20807
2018-11-02 15:00 | 11 | 14 | 6 | 0 | 0 | 0.065538 | 0.85525 | 1.7105 | 0.52431 | 20.3125 | 10.5647 | 17.0341 | 17.0341 | 34.7446 | 0.52431 | 0 | 2024: 24.0946; 2025: 10.65; 2026: 0; 2027: 8.9311; 2028: 0; 2029: 1.0861; 2030: 1.1862; 2031: 0.99919; 2032: 0; 2033: 3.7986; 2034: 30.946; 2035: 0; 2036: 8.9311; 2039: 0.065538; 2040: 0.14268
2018-11-02 16:00 | 11 | 15 | 6 | 0 | 1 | 0.034853 | 1.0149 | 2.0298 | 0.27882 | 21.7915 | 12.0437 | 17.0341 | 17.0341 | 44.2326 | 0.27882 | 0 | 2024: 38.1567; 2025: 6.076; 2026: 0; 2027: 4.7495; 2028: 0; 2029: 0; 2030: 1.751; 2031: 0; 2032: 0; 2033: 38.1567; 2034: 6.076; 2035: 0; 2036: 4.7495; 2039: 0.034853; 2040: 0.058113
2018-11-02 17:00 | 11 | 16 | 6 | 0 | 1 | 0 | 1.0836 | 2.1673 | 0 | 21.7915 | 12.0437 | 17.0341 | 17.0341 | 47.2286 | 0 | 0 | 2024: 47.2286; 2025: 0; 2026: 0; 2027: 0; 2028: 0; 2029: 0; 2030: 2.1673; 2031: 0; 2032: 0; 2033: 47.2286; 2034: 0; 2035: 0; 2036: 0; 2039: 0; 2040: 0
2018-11-02 18:00 | 11 | 17 | 6 | 0 | 1 | 0 | 1.1285 | 2.2571 | 0 | 21.7915 | 12.0437 | 17.0341 | 17.0341 | 49.185 | 0 | 0 | 2024: 49.185; 2025: 0; 2026: 0; 2027: 0; 2028: 0; 2029: 0; 2030: 2.2571; 2031: 0; 2032: 0; 2033: 49.185; 2034: 0; 2035: 0; 2036: 0; 2039: 0; 2040: 0
2018-11-02 19:00 | 11 | 18 | 6 | 0 | 1 | 0 | 1.1538 | 2.3077 | 0 | 21.7915 | 12.0437 | 17.0341 | 17.0341 | 50.2875 | 0 | 0 | 2024: 50.2875; 2025: 0; 2026: 0; 2027: 0; 2028: 0; 2029: 0; 2030: 2.3077; 2031: 0; 2032: 0; 2033: 50.2875; 2034: 0; 2035: 0; 2036: 0; 2039: 0; 2040: 0
2018-11-02 20:00 | 11 | 19 | 6 | 0 | 0 | 0 | 1.0235 | 2.0471 | 0 | 20.3125 | 10.5647 | 17.0341 | 17.0341 | 41.5813 | 0 | 0 | 2024: 41.5813; 2025: 0; 2026: 0; 2027: 0; 2028: 0; 2029: 0; 2030: 2.0471; 2031: 0; 2032: 0; 2033: 41.5813; 2034: 0; 2035: 0; 2036: 0; 2039: 0; 2040: 0
2018-11-02 21:00 | 11 | 20 | 6 | 0 | 0 | 0 | 0.87055 | 1.7411 | 0 | 20.3125 | 10.5647 | 17.0341 | 17.0341 | 35.3661 | 0 | 0 | 2024: 35.3661; 2025: 0; 2026: 0; 2027: 0; 2028: 0; 2029: 0; 2030: 1.7411; 2031: 0; 2032: 0; 2033: 35.3661; 2034: 0; 2035: 0; 2036: 0; 2039: 0; 2040: 0
2018-11-02 22:00 | 11 | 21 | 6 | 0 | 0 | 0 | 0.66267 | 1.3253 | 0 | 20.3125 | 10.5647 | 17.0341 | 17.0341 | 26.9208 | 0 | 0 | 2024: 26.9208; 2025: 0; 2026: 0; 2027: 0; 2028: 0; 2029: 0; 2030: 1.3253; 2031: 0; 2032: 0; 2033: 26.9208; 2034: 0; 2035: 0; 2036: 0; 2039: 0; 2040: 0
2018-11-02 23:00 | 11 | 22 | 6 | 0 | 0 | 0 | 0.6002 | 1.2004 | 0 | 20.3125 | 10.5647 | 17.0341 | 17.0341 | 24.3831 | 0 | 0 | 2024: 24.3831; 2025: 0; 2026: 0; 2027: 0; 2028: 0; 2029: 0; 2030: 1.2004; 2031: 0; 2032: 0; 2033: 24.3831; 2034: 0; 2035: 0; 2036: 0; 2039: 0; 2040: 0
2018-11-03 | 11 | 23 | 6 | 0 | 0 | 0 | 0.61661 | 1.2332 | 0 | 20.3125 | 10.5647 | 17.0341 | 17.0341 | 25.0496 | 0 | 0 | 2024: 25.0496; 2025: 0; 2026: 0; 2027: 0; 2028: 0; 2029: 0; 2030: 1.2332; 2031: 0; 2032: 0; 2033: 25.0496; 2034: 0; 2035: 0; 2036: 0; 2039: 0; 2040: 0
2018-11-03 01:00 | 11 | 0 | 7 | 0 | 0 | 0 | 0.59421 | 1.1884 | 0 | 20.3125 | 10.5647 | 17.0341 | 17.0341 | 24.1397 | 0 | 0 | 2024: 24.1397; 2025: 0; 2026: 0; 2027: 0; 2028: 0; 2029: 0; 2030: 1.1884; 2031: 0; 2032: 0; 2033: 24.1397; 2034: 0; 2035: 0; 2036: 0; 2039: 0; 2040: 0
2018-11-03 02:00 | 11 | 1 | 7 | 0 | 0 | 0 | 0.61638 | 1.2328 | 0 | 20.3125 | 10.5647 | 17.0341 | 17.0341 | 25.0406 | 0 | 0 | 2024: 25.0406; 2025: 0; 2026: 0; 2027: 0; 2028: 0; 2029: 0; 2030: 1.2328; 2031: 0; 2032: 0; 2033: 25.0406; 2034: 0; 2035: 0; 2036: 0; 2039: 0; 2040: 0
2018-11-03 03:00 | 11 | 2 | 7 | 0 | 0 | 0 | 0.6688 | 1.3376 | 0 | 20.3125 | 10.5647 | 17.0341 | 17.0341 | 27.1698 | 0 | 0 | 2024: 27.1698; 2025: 0; 2026: 0; 2027: 0; 2028: 0; 2029: 0; 2030: 1.3376; 2031: 0; 2032: 0; 2033: 27.1698; 2034: 0; 2035: 0; 2036: 0; 2039: 0; 2040: 0
2018-11-03 04:00 | 11 | 3 | 7 | 0 | 0 | 0 | 0.70809 | 1.4162 | 0 | 20.3125 | 10.5647 | 17.0341 | 17.0341 | 28.7662 | 0 | 0 | 2024: 28.7662; 2025: 0; 2026: 0; 2027: 0; 2028: 0; 2029: 0; 2030: 1.4162; 2031: 0; 2032: 0; 2033: 28.7662; 2034: 0; 2035: 0; 2036: 0; 2039: 0; 2040: 0
2018-11-03 05:00 | 11 | 4 | 7 | 0 | 0 | 0 | 0.77629 | 1.5526 | 0 | 20.3125 | 10.5647 | 17.0341 | 17.0341 | 31.5368 | 0 | 0 | 2024: 31.5368; 2025: 0; 2026: 0; 2027: 0; 2028: 0; 2029: 0; 2030: 1.5526; 2031: 0; 2032: 0; 2033: 31.5368; 2034: 0; 2035: 0; 2036: 0; 2039: 0; 2040: 0
2018-11-03 06:00 | 11 | 5 | 7 | 0 | 0 | 0 | 0.95147 | 1.9029 | 0 | 20.3125 | 10.5647 | 17.0341 | 17.0341 | 38.6536 | 0 | 0 | 2024: 38.6536; 2025: 0; 2026: 0; 2027: 0; 2028: 0; 2029: 0; 2030: 1.9029; 2031: 0; 2032: 0; 2033: 38.6536; 2034: 0; 2035: 0; 2036: 0; 2039: 0; 2040: 0
2018-11-03 07:00 | 11 | 6 | 7 | 0 | 0 | 0.029813 | 1.0505 | 2.1009 | 0.23851 | 20.3125 | 10.5647 | 17.0341 | 17.0341 | 42.6746 | 0.23851 | 0 | 2024: 37.8299; 2025: 4.8447; 2026: 0; 2027: 4.0628; 2028: 0; 2029: 0; 2030: 1.8624; 2031: 0; 2032: 0; 2033: 37.8299; 2034: 4.8447; 2035: 0; 2036: 4.0628; 2039: 0.029813; 2040: 0.0081203
2018-11-03 08:00 | 11 | 7 | 7 | 0 | 0 | 0.24509 | 1.0788 | 2.1575 | 1.9607 | 20.3125 | 10.5647 | 17.0341 | 17.0341 | 43.8249 | 1.9607 | 0 | 2024: 3.9984; 2025: 39.8265; 2026: 0; 2027: 33.3986; 2028: 0; 2029: 0; 2030: 0.19685; 2031: 0; 2032: 0; 2033: 3.9984; 2034: 39.8265; 2035: 0; 2036: 33.3986; 2039: 0.24509; 2040: 0.11108
2018-11-03 09:00 | 11 | 8 | 7 | 0 | 0 | 0.42212 | 1.0203 | 2.0405 | 3.3769 | 20.3125 | 10.5647 | 17.0341 | 17.0341 | 41.4479 | 2.0405 | 1.3364 | 2024: 0; 2025: 41.4479; 2026: 14.1188; 2027: 57.5229; 2028: 1.3364; 2029: 1.3364; 2030: 0; 2031: 0; 2032: 0; 2033: 0; 2034: 41.4479; 2035: 0; 2036: 57.5229; 2039: 0.42212; 2040: 0.21663
2018-11-03 10:00 | 11 | 9 | 7 | 0 | 0 | 0.53428 | 0.93029 | 1.8606 | 4.2743 | 20.3125 | 10.5647 | 17.0341 | 17.0341 | 37.7929 | 1.8606 | 2.4137 | 2024: 0; 2025: 37.7929; 2026: 25.5001; 2027: 72.8086; 2028: 2.4137; 2029: 3.7501; 2030: 0; 2031: 0; 2032: 0; 2033: 0; 2034: 37.7929; 2035: 0; 2036: 72.8086; 2039: 0.53428; 2040: 0.53971
2018-11-03 11:00 | 11 | 10 | 7 | 0 | 0 | 0.44983 | 0.88892 | 1.7778 | 3.5987 | 20.3125 | 10.5647 | 17.0341 | 17.0341 | 36.1123 | 1.7778 | 1.8208 | 2024: 0; 2025: 36.1123; 2026: 19.2366; 2027: 61.3002; 2028: 1.8208; 2029: 5.5709; 2030: 0; 2031: 0; 2032: 0; 2033: 0; 2034: 36.1123; 2035: 0; 2036: 61.3002; 2039: 0.44983; 2040: 0.51611
2018-11-03 12:00 | 11 | 11 | 7 | 0 | 0 | 0.30577 | 0.87159 | 1.7432 | 2.4462 | 20.3125 | 10.5647 | 17.0341 | 17.0341 | 35.4082 | 1.7432 | 0.703 | 2024: 0; 2025: 35.4082; 2026: 7.427; 2027: 41.6685; 2028: 0.703; 2029: 6.2739; 2030: 0; 2031: 0; 2032: 0; 2033: 0; 2034: 35.4082; 2035: 0; 2036: 41.6685; 2039: 0.30577; 2040: 0.65861
2018-11-03 13:00 | 11 | 12 | 7 | 0 | 0 | 0.2002 | 0.88743 | 1.7749 | 1.6016 | 20.3125 | 10.5647 | 17.0341 | 17.0341 | 36.0519 | 1.6016 | 0 | 2024: 3.5199; 2025: 32.532; 2026: 0; 2027: 27.2815; 2028: 0; 2029: 6.2739; 2030: 0.17329; 2031: 0.17329; 2032: 0; 2033: 0; 2034: 36.0519; 2035: 0; 2036: 27.2815; 2039: 0.2002; 2040: 0.58612
2018-11-03 14:00 | 11 | 13 | 7 | 0 | 0 | 0.10795 | 0.92586 | 1.8517 | 0.8636 | 20.3125 | 10.5647 | 17.0341 | 17.0341 | 37.613 | 0.8636 | 0 | 2024: 20.0711; 2025: 17.5419; 2026: 0; 2027: 14.7107; 2028: 0; 2029: 6.0856; 2030: 0.98811; 2031: 0.98811; 2032: 0; 2033: 0; 2034: 37.613; 2035: 0; 2036: 14.7107; 2039: 0.10795; 2040: 0.43756
2018-11-03 15:00 | 11 | 14 | 7 | 0 | 0 | 0.084737 | 1.0092 | 2.0184 | 0.6779 | 20.3125 | 10.5647 | 17.0341 | 17.0341 | 40.999 | 0.6779 | 0 | 2024: 27.2292; 2025: 13.7698; 2026: 0; 2027: 11.5474; 2028: 0; 2029: 5.0115; 2030: 1.3405; 2031: 1.3405; 2032: 0; 2033: 0; 2034: 40.999; 2035: 0; 2036: 11.5474; 2039: 0.084737; 2040: 0.31368
2018-11-03 16:00 | 11 | 15 | 7 | 0 | 1 | 0.090867 | 1.1353 | 2.2706 | 0.72693 | 21.7915 | 12.0437 | 17.0341 | 17.0341 | 49.4792 | 0.72693 | 0 | 2024: 33.6383; 2025: 15.8409; 2026: 0; 2027: 12.3827; 2028: 0; 2029: 3.5545; 2030: 1.5436; 2031: 1.5436; 2032: 0; 2033: 0; 2034: 49.4792; 2035: 0; 2036: 12.3827; 2039: 0.090867; 2040: 0.1178
2018-11-03 17:00 | 11 | 16 | 7 | 0 | 1 | 0 | 1.1895 | 2.3789 | 0 | 21.7915 | 12.0437 | 17.0341 | 17.0341 | 51.8405 | 0 | 0 | 2024: 51.8405; 2025: 0; 2026: 0; 2027: 0; 2028: 0; 2029: 1.8766; 2030: 2.3789; 2031: 1.7265; 2032: 0; 2033: 14.2183; 2034: 37.6222; 2035: 0; 2036: 0; 2039: 0; 2040: 0
2018-11-03 18:00 | 11 | 17 | 7 | 0 | 1 | 0 | 1.2932 | 2.5863 | 0 | 21.7915 | 12.0437 | 17.0341 | 17.0341 | 56.3599 | 0 | 0 | 2024: 56.3599; 2025: 0; 2026: 0; 2027: 0; 2028: 0; 2029: 0; 2030: 2.5863; 2031: 0; 2032: 0; 2033: 56.3599; 2034: 0; 2035: 0; 2036: 0; 2039: 0; 2040: 0
2018-11-03 19:00 | 11 | 18 | 7 | 0 | 1 | 0 | 1.1667 | 2.3335 | 0 | 21.7915 | 12.0437 | 17.0341 | 17.0341 | 50.8494 | 0 | 0 | 2024: 50.8494; 2025: 0; 2026: 0; 2027: 0; 2028: 0; 2029: 0; 2030: 2.3335; 2031: 0; 2032: 0; 2033: 50.8494; 2034: 0; 2035: 0; 2036: 0; 2039: 0; 2040: 0
2018-11-03 20:00 | 11 | 19 | 7 | 0 | 0 | 0 | 1.0925 | 2.185 | 0 | 20.3125 | 10.5647 | 17.0341 | 17.0341 | 44.3827 | 0 | 0 | 2024: 44.3827; 2025: 0; 2026: 0; 2027: 0; 2028: 0; 2029: 0; 2030: 2.185; 2031: 0; 2032: 0; 2033: 44.3827; 2034: 0; 2035: 0; 2036: 0; 2039: 0; 2040: 0
2018-11-03 21:00 | 11 | 20 | 7 | 0 | 0 | 0 | 0.88564 | 1.7713 | 0 | 20.3125 | 10.5647 | 17.0341 | 17.0341 | 35.9789 | 0 | 0 | 2024: 35.9789; 2025: 0; 2026: 0; 2027: 0; 2028: 0; 2029: 0; 2030: 1.7713; 2031: 0; 2032: 0; 2033: 35.9789; 2034: 0; 2035: 0; 2036: 0; 2039: 0; 2040: 0
2018-11-03 22:00 | 11 | 21 | 7 | 0 | 0 | 0 | 0.71537 | 1.4307 | 0 | 20.3125 | 10.5647 | 17.0341 | 17.0341 | 29.0618 | 0 | 0 | 2024: 29.0618; 2025: 0; 2026: 0; 2027: 0; 2028: 0; 2029: 0; 2030: 1.4307; 2031: 0; 2032: 0; 2033: 29.0618; 2034: 0; 2035: 0; 2036: 0; 2039: 0; 2040: 0
2018-11-03 23:00 | 11 | 22 | 7 | 0 | 0 | 0 | 0.64208 | 1.2842 | 0 | 20.3125 | 10.5647 | 17.0341 | 17.0341 | 26.0845 | 0 | 0 | 2024: 26.0845; 2025: 0; 2026: 0; 2027: 0; 2028: 0; 2029: 0; 2030: 1.2842; 2031: 0; 2032: 0; 2033: 26.0845; 2034: 0; 2035: 0; 2036: 0; 2039: 0; 2040: 0
2018-11-04 | 11 | 23 | 7 | 0 | 0 | 0 | 0.63685 | 1.2737 | 0 | 20.3125 | 10.5647 | 17.0341 | 17.0341 | 25.8721 | 0 | 0 | 2024: 25.8721; 2025: 0; 2026: 0; 2027: 0; 2028: 0; 2029: 0; 2030: 1.2737; 2031: 0; 2032: 0; 2033: 25.8721; 2034: 0; 2035: 0; 2036: 0; 2039: 0; 2040: 0
2018-11-04 01:00 | 11 | 0 | 1 | 0 | 0 | 0 | 0.66633 | 1.3327 | 0 | 20.3125 | 10.5647 | 17.0341 | 17.0341 | 27.0697 | 0 | 0 | 2024: 27.0697; 2025: 0; 2026: 0; 2027: 0; 2028: 0; 2029: 0; 2030: 1.3327; 2031: 0; 2032: 0; 2033: 27.0697; 2034: 0; 2035: 0; 2036: 0; 2039: 0; 2040: 0
2018-11-04 02:00 | 11 | 1 | 1 | 0 | 0 | 0 | 0.6871 | 1.3742 | 0 | 20.3125 | 10.5647 | 17.0341 | 17.0341 | 27.9134 | 0 | 0 | 2024: 27.9134; 2025: 0; 2026: 0; 2027: 0; 2028: 0; 2029: 0; 2030: 1.3742; 2031: 0; 2032: 0; 2033: 27.9134; 2034: 0; 2035: 0; 2036: 0; 2039: 0; 2040: 0
2018-11-04 03:00 | 11 | 2 | 1 | 0 | 0 | 0 | 0.7081 | 1.4162 | 0 | 20.3125 | 10.5647 | 17.0341 | 17.0341 | 28.7665 | 0 | 0 | 2024: 28.7665; 2025: 0; 2026: 0; 2027: 0; 2028: 0; 2029: 0; 2030: 1.4162; 2031: 0; 2032: 0; 2033: 28.7665; 2034: 0; 2035: 0; 2036: 0; 2039: 0; 2040: 0
2018-11-04 04:00 | 11 | 3 | 1 | 0 | 0 | 0 | 0.73481 | 1.4696 | 0 | 20.3125 | 10.5647 | 17.0341 | 17.0341 | 29.8518 | 0 | 0 | 2024: 29.8518; 2025: 0; 2026: 0; 2027: 0; 2028: 0; 2029: 0; 2030: 1.4696; 2031: 0; 2032: 0; 2033: 29.8518; 2034: 0; 2035: 0; 2036: 0; 2039: 0; 2040: 0
2018-11-04 05:00 | 11 | 4 | 1 | 0 | 0 | 0 | 0.83525 | 1.6705 | 0 | 20.3125 | 10.5647 | 17.0341 | 17.0341 | 33.932 | 0 | 0 | 2024: 33.932; 2025: 0; 2026: 0; 2027: 0; 2028: 0; 2029: 0; 2030: 1.6705; 2031: 0; 2032: 0; 2033: 33.932; 2034: 0; 2035: 0; 2036: 0; 2039: 0; 2040: 0
2018-11-04 06:00 | 11 | 5 | 1 | 0 | 0 | 0 | 0.9745 | 1.949 | 0 | 20.3125 | 10.5647 | 17.0341 | 17.0341 | 39.589 | 0 | 0 | 2024: 39.589; 2025: 0; 2026: 0; 2027: 0; 2028: 0; 2029: 0; 2030: 1.949; 2031: 0; 2032: 0; 2033: 39.589; 2034: 0; 2035: 0; 2036: 0; 2039: 0; 2040: 0
2018-11-04 07:00 | 11 | 6 | 1 | 0 | 0 | 0 | 1.0149 | 2.0298 | 0 | 20.3125 | 10.5647 | 17.0341 | 17.0341 | 41.2305 | 0 | 0 | 2024: 41.2305; 2025: 0; 2026: 0; 2027: 0; 2028: 0; 2029: 0; 2030: 2.0298; 2031: 0; 2032: 0; 2033: 41.2305; 2034: 0; 2035: 0; 2036: 0; 2039: 0; 2040: 0.0026303
2018-11-04 08:00 | 11 | 7 | 1 | 0 | 0 | 0.024237 | 1.0346 | 2.0693 | 0.19389 | 20.3125 | 10.5647 | 17.0341 | 17.0341 | 42.0318 | 0.19389 | 0 | 2024: 38.0933; 2025: 3.9385; 2026: 0; 2027: 3.3028; 2028: 0; 2029: 0; 2030: 1.8754; 2031: 0; 2032: 0; 2033: 38.0933; 2034: 3.9385; 2035: 0; 2036: 3.3028; 2039: 0.024237; 2040: 0.12662
2018-11-04 09:00 | 11 | 8 | 1 | 0 | 0 | 0.11316 | 0.98522 | 1.9704 | 0.90529 | 20.3125 | 10.5647 | 17.0341 | 17.0341 | 40.0246 | 0.90529 | 0 | 2024: 21.636; 2025: 18.3887; 2026: 0; 2027: 15.4208; 2028: 0; 2029: 0; 2030: 1.0652; 2031: 0; 2032: 0; 2033: 21.636; 2034: 18.3887; 2035: 0; 2036: 15.4208; 2039: 0.11316; 2040: 0.25707
2018-11-04 10:00 | 11 | 9 | 1 | 0 | 0 | 0.13349 | 1.0486 | 2.0971 | 1.0679 | 20.3125 | 10.5647 | 17.0341 | 17.0341 | 42.5982 | 1.0679 | 0 | 2024: 20.9059; 2025: 21.6923; 2026: 0; 2027: 18.1912; 2028: 0; 2029: 0; 2030: 1.0292; 2031: 0; 2032: 0; 2033: 20.9059; 2034: 21.6923; 2035: 0; 2036: 18.1912; 2039: 0.13349; 2040: 0.36501
2018-11-04 11:00 | 11 | 10 | 1 | 0 | 0 | 0.28473 | 0.96608 | 1.9322 | 2.2779 | 20.3125 | 10.5647 | 17.0341 | 17.0341 | 39.2472 | 1.9322 | 0.34569 | 2024: 0; 2025: 39.2472; 2026: 3.6521; 2027: 38.8013; 2028: 0.34569; 2029: 0.34569; 2030: 0; 2031: 0; 2032: 0; 2033: 0; 2034: 39.2472; 2035: 0; 2036: 38.8013; 2039: 0.28473; 2040: 0.39109
2018-11-04 12:00 | 11 | 11 | 1 | 0 | 0 | 0.34767 | 0.90291 | 1.8058 | 2.7814 | 20.3125 | 10.5647 | 17.0341 | 17.0341 | 36.6806 | 1.8058 | 0.97554 | 2024: 0; 2025: 36.6806; 2026: 10.3063; 2027: 47.378; 2028: 0.97554; 2029: 1.3212; 2030: 0; 2031: 0; 2032: 0; 2033: 0; 2034: 36.6806; 2035: 0; 2036: 47.378; 2039: 0.34767; 2040: 0.35543
2018-11-04 13:00 | 11 | 12 | 1 | 0 | 0 | 0.10688 | 0.84462 | 1.6892 | 0.85503 | 20.3125 | 10.5647 | 17.0341 | 17.0341 | 34.3127 | 0.85503 | 0 | 2024: 16.9448; 2025: 17.3678; 2026: 0; 2027: 14.5647; 2028: 0; 2029: 1.3212; 2030: 0.83421; 2031: 0.83421; 2032: 0; 2033: 0; 2034: 34.3127; 2035: 0; 2036: 14.5647; 2039: 0.10688; 2040: 0.29797
2018-11-04 14:00 | 11 | 13 | 1 | 0 | 0 | 0.078102 | 0.8797 | 1.7594 | 0.62482 | 20.3125 | 10.5647 | 17.0341 | 17.0341 | 35.7377 | 0.62482 | 0 | 2024: 23.0461; 2025: 12.6916; 2026: 0; 2027: 10.6432; 2028: 0; 2029: 0.41448; 2030: 1.1346; 2031: 0.38132; 2032: 0; 2033: 15.3005; 2034: 20.4372; 2035: 0; 2036: 10.6432; 2039: 0.078102; 2040: 0.19809
2018-11-04 15:00 | 11 | 14 | 1 | 0 | 0 | 0.11733 | 0.96171 | 1.9234 | 0.93867 | 20.3125 | 10.5647 | 17.0341 | 17.0341 | 39.0696 | 0.93867 | 0 | 2024: 20.0028; 2025: 19.0668; 2026: 0; 2027: 15.9895; 2028: 0; 2029: 0; 2030: 0.98476; 2031: 0; 2032: 0; 2033: 20.0028; 2034: 19.0668; 2035: 0; 2036: 15.9895; 2039: 0.11733; 2040: 0.13513
2018-11-04 16:00 | 11 | 15 | 1 | 0 | 1 | 0.049916 | 1.0938 | 2.1876 | 0.39933 | 21.7915 | 12.0437 | 17.0341 | 17.0341 | 47.6708 | 0.39933 | 0 | 2024: 38.9689; 2025: 8.7019; 2026: 0; 2027: 6.8022; 2028: 0; 2029: 0; 2030: 1.7883; 2031: 0; 2032: 0; 2033: 38.9689; 2034: 8.7019; 2035: 0; 2036: 6.8022; 2039: 0.049916; 2040: 0.038509
2018-11-04 17:00 | 11 | 16 | 1 | 0 | 1 | 0 | 1.1666 | 2.3331 | 0 | 21.7915 | 12.0437 | 17.0341 | 17.0341 | 50.842 | 0 | 0 | 2024: 50.842; 2025: 0; 2026: 0; 2027: 0; 2028: 0; 2029: 0; 2030: 2.3331; 2031: 0; 2032: 0; 2033: 50.842; 2034: 0; 2035: 0; 2036: 0; 2039: 0; 2040: 0
2018-11-04 18:00 | 11 | 17 | 1 | 0 | 1 | 0 | 1.2551 | 2.5102 | 0 | 21.7915 | 12.0437 | 17.0341 | 17.0341 | 54.7 | 0 | 0 | 2024: 54.7; 2025: 0; 2026: 0; 2027: 0; 2028: 0; 2029: 0; 2030: 2.5102; 2031: 0; 2032: 0; 2033: 54.7; 2034: 0; 2035: 0; 2036: 0; 2039: 0; 2040: 0
2018-11-04 19:00 | 11 | 18 | 1 | 0 | 1 | 0 | 1.1448 | 2.2895 | 0 | 21.7915 | 12.0437 | 17.0341 | 17.0341 | 49.8918 | 0 | 0 | 2024: 49.8918; 2025: 0; 2026: 0; 2027: 0; 2028: 0; 2029: 0; 2030: 2.2895; 2031: 0; 2032: 0; 2033: 49.8918; 2034: 0; 2035: 0; 2036: 0; 2039: 0; 2040: 0
2018-11-04 20:00 | 11 | 19 | 1 | 0 | 0 | 0 | 1.0368 | 2.0736 | 0 | 20.3125 | 10.5647 | 17.0341 | 17.0341 | 42.1199 | 0 | 0 | 2024: 42.1199; 2025: 0; 2026: 0; 2027: 0; 2028: 0; 2029: 0; 2030: 2.0736; 2031: 0; 2032: 0; 2033: 42.1199; 2034: 0; 2035: 0; 2036: 0; 2039: 0; 2040: 0
2018-11-04 21:00 | 11 | 20 | 1 | 0 | 0 | 0 | 0.87986 | 1.7597 | 0 | 20.3125 | 10.5647 | 17.0341 | 17.0341 | 35.7444 | 0 | 0 | 2024: 35.7444; 2025: 0; 2026: 0; 2027: 0; 2028: 0; 2029: 0; 2030: 1.7597; 2031: 0; 2032: 0; 2033: 35.7444; 2034: 0; 2035: 0; 2036: 0; 2039: 0; 2040: 0
2018-11-04 22:00 | 11 | 21 | 1 | 0 | 0 | 0 | 0.66198 | 1.324 | 0 | 20.3125 | 10.5647 | 17.0341 | 17.0341 | 26.8928 | 0 | 0 | 2024: 26.8928; 2025: 0; 2026: 0; 2027: 0; 2028: 0; 2029: 0; 2030: 1.324; 2031: 0; 2032: 0; 2033: 26.8928; 2034: 0; 2035: 0; 2036: 0; 2039: 0; 2040: 0
2018-11-04 23:00 | 11 | 22 | 1 | 0 | 0 | 0 | 0.59324 | 1.1865 | 0 | 20.3125 | 10.5647 | 17.0341 | 17.0341 | 24.1003 | 0 | 0 | 2024: 24.1003; 2025: 0; 2026: 0; 2027: 0; 2028: 0; 2029: 0; 2030: 1.1865; 2031: 0; 2032: 0; 2033: 24.1003; 2034: 0; 2035: 0; 2036: 0; 2039: 0; 2040: 0
2018-11-05 | 11 | 23 | 1 | 0 | 0 | 0 | 0.63181 | 1.2636 | 0 | 20.3125 | 10.5647 | 17.0341 | 17.0341 | 25.6672 | 0 | 0 | 2024: 25.6672; 2025: 0; 2026: 0; 2027: 0; 2028: 0; 2029: 0; 2030: 1.2636; 2031: 0; 2032: 0; 2033: 25.6672; 2034: 0; 2035: 0; 2036: 0; 2039: 0; 2040: 0
2018-11-05 01:00 | 11 | 0 | 2 | 0 | 0 | 0 | 0.60839 | 1.2168 | 0 | 20.3125 | 10.5647 | 17.0341 | 17.0341 | 24.716 | 0 | 0 | 2024: 24.716; 2025: 0; 2026: 0; 2027: 0; 2028: 0; 2029: 0; 2030: 1.2168; 2031: 0; 2032: 0; 2033: 24.716; 2034: 0; 2035: 0; 2036: 0; 2039: 0; 2040: 0
2018-11-05 02:00 | 11 | 1 | 2 | 0 | 0 | 0 | 0.63614 | 1.2723 | 0 | 20.3125 | 10.5647 | 17.0341 | 17.0341 | 25.8434 | 0 | 0 | 2024: 25.8434; 2025: 0; 2026: 0; 2027: 0; 2028: 0; 2029: 0; 2030: 1.2723; 2031: 0; 2032: 0; 2033: 25.8434; 2034: 0; 2035: 0; 2036: 0; 2039: 0; 2040: 0
2018-11-05 03:00 | 11 | 2 | 2 | 0 | 0 | 0 | 0.65447 | 1.3089 | 0 | 20.3125 | 10.5647 | 17.0341 | 17.0341 | 26.5879 | 0 | 0 | 2024: 26.5879; 2025: 0; 2026: 0; 2027: 0; 2028: 0; 2029: 0; 2030: 1.3089; 2031: 0; 2032: 0; 2033: 26.5879; 2034: 0; 2035: 0; 2036: 0; 2039: 0; 2040: 0
2018-11-05 04:00 | 11 | 3 | 2 | 0 | 0 | 0 | 0.69327 | 1.3865 | 0 | 20.3125 | 10.5647 | 17.0341 | 17.0341 | 28.1642 | 0 | 0 | 2024: 28.1642; 2025: 0; 2026: 0; 2027: 0; 2028: 0; 2029: 0; 2030: 1.3865; 2031: 0; 2032: 0; 2033: 28.1642; 2034: 0; 2035: 0; 2036: 0; 2039: 0; 2040: 0
2018-11-05 05:00 | 11 | 4 | 2 | 0 | 0 | 0 | 0.77736 | 1.5547 | 0 | 20.3125 | 10.5647 | 17.0341 | 17.0341 | 31.5801 | 0 | 0 | 2024: 31.5801; 2025: 0; 2026: 0; 2027: 0; 2028: 0; 2029: 0; 2030: 1.5547; 2031: 0; 2032: 0; 2033: 31.5801; 2034: 0; 2035: 0; 2036: 0; 2039: 0; 2040: 0
2018-11-05 06:00 | 11 | 5 | 2 | 0 | 0 | 0 | 0.93898 | 1.878 | 0 | 20.3125 | 10.5647 | 17.0341 | 17.0341 | 38.1462 | 0 | 0 | 2024: 38.1462; 2025: 0; 2026: 0; 2027: 0; 2028: 0; 2029: 0; 2030: 1.878; 2031: 0; 2032: 0; 2033: 38.1462; 2034: 0; 2035: 0; 2036: 0; 2039: 0; 2040: 0
2018-11-05 07:00 | 11 | 6 | 2 | 0 | 0 | 0.0021063 | 1.017 | 2.0341 | 0.01685 | 20.3125 | 10.5647 | 17.0341 | 17.0341 | 41.3168 | 0.01685 | 0 | 2024: 40.9745; 2025: 0.34227; 2026: 0; 2027: 0.28703; 2028: 0; 2029: 0; 2030: 2.0172; 2031: 0; 2032: 0; 2033: 40.9745; 2034: 0.34227; 2035: 0; 2036: 0.28703; 2039: 0.0021063; 2040: 0
2018-11-05 08:00 | 11 | 7 | 2 | 0 | 0 | 0.056807 | 1.0278 | 2.0555 | 0.45445 | 20.3125 | 10.5647 | 17.0341 | 17.0341 | 41.753 | 0.45445 | 0 | 2024: 32.5219; 2025: 9.2311; 2026: 0; 2027: 7.7412; 2028: 0; 2029: 0; 2030: 1.6011; 2031: 0; 2032: 0; 2033: 32.5219; 2034: 9.2311; 2035: 0; 2036: 7.7412; 2039: 0.056807; 2040: 0.02306
2018-11-05 09:00 | 11 | 8 | 2 | 0 | 0 | 0.12026 | 0.98799 | 1.976 | 0.96205 | 20.3125 | 10.5647 | 17.0341 | 17.0341 | 40.1372 | 0.96205 | 0 | 2024: 20.5956; 2025: 19.5416; 2026: 0; 2027: 16.3877; 2028: 0; 2029: 0; 2030: 1.0139; 2031: 0; 2032: 0; 2033: 20.5956; 2034: 19.5416; 2035: 0; 2036: 16.3877; 2039: 0.12026; 2040: 0.058896
2018-11-05 10:00 | 11 | 9 | 2 | 0 | 0 | 0.14262 | 0.9198 | 1.8396 | 1.141 | 20.3125 | 10.5647 | 17.0341 | 17.0341 | 37.3667 | 1.141 | 0 | 2024: 14.1903; 2025: 23.1764; 2026: 0; 2027: 19.4358; 2028: 0; 2029: 0; 2030: 0.6986; 2031: 0; 2032: 0; 2033: 14.1903; 2034: 23.1764; 2035: 0; 2036: 19.4358; 2039: 0.14262; 2040: 0.086717
2018-11-05 11:00 | 11 | 10 | 2 | 0 | 0 | 0.074814 | 0.89882 | 1.7976 | 0.59851 | 20.3125 | 10.5647 | 17.0341 | 17.0341 | 36.5144 | 0.59851 | 0 | 2024: 24.3571; 2025: 12.1573; 2026: 0; 2027: 10.1952; 2028: 0; 2029: 0; 2030: 1.1991; 2031: 0; 2032: 0; 2033: 24.3571; 2034: 12.1573; 2035: 0; 2036: 10.1952; 2039: 0.074814; 2040: 0.079
2018-11-05 12:00 | 11 | 11 | 2 | 0 | 0 | 0.30588 | 0.9331 | 1.8662 | 2.447 | 20.3125 | 10.5647 | 17.0341 | 17.0341 | 37.907 | 1.8662 | 0.58086 | 2024: 0; 2025: 37.907; 2026: 6.1366; 2027: 41.6834; 2028: 0.58086; 2029: 0.58086; 2030: 0; 2031: 0; 2032: 0; 2033: 0; 2034: 37.907; 2035: 0; 2036: 41.6834; 2039: 0.30588; 2040: 0.075232
2018-11-05 13:00 | 11 | 12 | 2 | 0 | 0 | 0.52017 | 0.84699 | 1.694 | 4.1614 | 20.3125 | 10.5647 | 17.0341 | 17.0341 | 34.4091 | 1.694 | 2.4674 | 2024: 0; 2025: 34.4091; 2026: 26.0674; 2027: 70.8856; 2028: 2.4674; 2029: 3.0483; 2030: 0; 2031: 0; 2032: 0; 2033: 0; 2034: 34.4091; 2035: 0; 2036: 70.8856; 2039: 0.52017; 2040: 0.068254
2018-11-05 14:00 | 11 | 13 | 2 | 0 | 0 | 0.46665 | 0.72867 | 1.4573 | 3.7332 | 20.3125 | 10.5647 | 17.0341 | 17.0341 | 29.6024 | 1.4573 | 2.2759 | 2024: 0; 2025: 29.6024; 2026: 24.0439; 2027: 63.592; 2028: 2.2759; 2029: 5.3241; 2030: 0; 2031: 0; 2032: 0; 2033: 0; 2034: 29.6024; 2035: 0; 2036: 63.592; 2039: 0.46665; 2040: 0.13677
2018-11-05 15:00 | 11 | 14 | 2 | 0 | 0 | 0.32882 | 0.8123 | 1.6246 | 2.6306 | 20.3125 | 10.5647 | 17.0341 | 17.0341 | 32.9996 | 1.6246 | 1.006 | 2024: 0; 2025: 32.9996; 2026: 10.6282; 2027: 44.81; 2028: 1.006; 2029: 6.3301; 2030: 0; 2031: 0; 2032: 0; 2033: 0; 2034: 32.9996; 2035: 0; 2036: 44.81; 2039: 0.32882; 2040: 0.064709
2018-11-05 16:00 | 11 | 15 | 2 | 0 | 1 | 0.13962 | 0.90661 | 1.8132 | 1.117 | 21.7915 | 12.0437 | 17.0341 | 17.0341 | 39.5126 | 1.117 | 0 | 2024: 15.1723; 2025: 24.3404; 2026: 0; 2027: 19.0266; 2028: 0; 2029: 6.3301; 2030: 0.69625; 2031: 0.69625; 2032: 0; 2033: 0; 2034: 39.5126; 2035: 0; 2036: 19.0266; 2039: 0.13962; 2040: 0.014699
2018-11-05 17:00 | 11 | 16 | 2 | 0 | 1 | 0 | 1.0161 | 2.0321 | 0 | 21.7915 | 12.0437 | 17.0341 | 17.0341 | 44.283 | 0 | 0 | 2024: 44.283; 2025: 0; 2026: 0; 2027: 0; 2028: 0; 2029: 5.5733; 2030: 2.0321; 2031: 2.0321; 2032: 0; 2033: 0; 2034: 44.283; 2035: 0; 2036: 0; 2039: 0; 2040: 0
2018-11-05 18:00 | 11 | 17 | 2 | 0 | 1 | 0 | 1.1676 | 2.3352 | 0 | 21.7915 | 12.0437 | 17.0341 | 17.0341 | 50.8872 | 0 | 0 | 2024: 50.8872; 2025: 0; 2026: 0; 2027: 0; 2028: 0; 2029: 3.3645; 2030: 2.3352; 2031: 2.3352; 2032: 0; 2033: 0; 2034: 50.8872; 2035: 0; 2036: 0; 2039: 0; 2040: 0
2018-11-05 19:00 | 11 | 18 | 2 | 0 | 1 | 0 | 1.2908 | 2.5816 | 0 | 21.7915 | 12.0437 | 17.0341 | 17.0341 | 56.2559 | 0 | 0 | 2024: 56.2559; 2025: 0; 2026: 0; 2027: 0; 2028: 0; 2029: 0.82624; 2030: 2.5816; 2031: 0.76014; 2032: 0; 2033: 39.6912; 2034: 16.5647; 2035: 0; 2036: 0; 2039: 0; 2040: 0
2018-11-05 20:00 | 11 | 19 | 2 | 0 | 0 | 0 | 1.2866 | 2.5733 | 0 | 20.3125 | 10.5647 | 17.0341 | 17.0341 | 52.2694 | 0 | 0 | 2024: 52.2694; 2025: 0; 2026: 0; 2027: 0; 2028: 0; 2029: 0; 2030: 2.5733; 2031: 0; 2032: 0; 2033: 52.2694; 2034: 0; 2035: 0; 2036: 0; 2039: 0; 2040: 0
2018-11-05 21:00 | 11 | 20 | 2 | 0 | 0 | 0 | 1.1934 | 2.3869 | 0 | 20.3125 | 10.5647 | 17.0341 | 17.0341 | 48.4838 | 0 | 0 | 2024: 48.4838; 2025: 0; 2026: 0; 2027: 0; 2028: 0; 2029: 0; 2030: 2.3869; 2031: 0; 2032: 0; 2033: 48.4838; 2034: 0; 2035: 0; 2036: 0; 2039: 0; 2040: 0
2018-11-05 22:00 | 11 | 21 | 2 | 0 | 0 | 0 | 1.1214 | 2.2428 | 0 | 20.3125 | 10.5647 | 17.0341 | 17.0341 | 45.5578 | 0 | 0 | 2024: 45.5578; 2025: 0; 2026: 0; 2027: 0; 2028: 0; 2029: 0; 2030: 2.2428; 2031: 0; 2032: 0; 2033: 45.5578; 2034: 0; 2035: 0; 2036: 0; 2039: 0; 2040: 0
2018-11-05 23:00 | 11 | 22 | 2 | 0 | 0 | 0 | 0.81892 | 1.6378 | 0 | 20.3125 | 10.5647 | 17.0341 | 17.0341 | 33.2687 | 0 | 0 | 2024: 33.2687; 2025: 0; 2026: 0; 2027: 0; 2028: 0; 2029: 0; 2030: 1.6378; 2031: 0; 2032: 0; 2033: 33.2687; 2034: 0; 2035: 0; 2036: 0; 2039: 0; 2040: 0
2018-11-06 | 11 | 23 | 2 | 0 | 0 | 0 | 0.74978 | 1.4996 | 0 | 20.3125 | 10.5647 | 17.0341 | 17.0341 | 30.4597 | 0 | 0 | 2024: 30.4597; 2025: 0; 2026: 0; 2027: 0; 2028: 0; 2029: 0; 2030: 1.4996; 2031: 0; 2032: 0; 2033: 30.4597; 2034: 0; 2035: 0; 2036: 0; 2039: 0; 2040: 0
2018-11-06 01:00 | 11 | 0 | 3 | 0 | 0 | 0 | 0.7252 | 1.4504 | 0 | 20.3125 | 10.5647 | 17.0341 | 17.0341 | 29.4611 | 0 | 0 | 2024: 29.4611; 2025: 0; 2026: 0; 2027: 0; 2028: 0; 2029: 0; 2030: 1.4504; 2031: 0; 2032: 0; 2033: 29.4611; 2034: 0; 2035: 0; 2036: 0; 2039: 0; 2040: 0
2018-11-06 02:00 | 11 | 1 | 3 | 0 | 0 | 0 | 0.73501 | 1.47 | 0 | 20.3125 | 10.5647 | 17.0341 | 17.0341 | 29.8598 | 0 | 0 | 2024: 29.8598; 2025: 0; 2026: 0; 2027: 0; 2028: 0; 2029: 0; 2030: 1.47; 2031: 0; 2032: 0; 2033: 29.8598; 2034: 0; 2035: 0; 2036: 0; 2039: 0; 2040: 0
2018-11-06 03:00 | 11 | 2 | 3 | 0 | 0 | 0 | 0.77345 | 1.5469 | 0 | 20.3125 | 10.5647 | 17.0341 | 17.0341 | 31.4215 | 0 | 0 | 2024: 31.4215; 2025: 0; 2026: 0; 2027: 0; 2028: 0; 2029: 0; 2030: 1.5469; 2031: 0; 2032: 0; 2033: 31.4215; 2034: 0; 2035: 0; 2036: 0; 2039: 0; 2040: 0
2018-11-06 04:00 | 11 | 3 | 3 | 0 | 0 | 0 | 0.80858 | 1.6172 | 0 | 20.3125 | 10.5647 | 17.0341 | 17.0341 | 32.8486 | 0 | 0 | 2024: 32.8486; 2025: 0; 2026: 0; 2027: 0; 2028: 0; 2029: 0; 2030: 1.6172; 2031: 0; 2032: 0; 2033: 32.8486; 2034: 0; 2035: 0; 2036: 0; 2039: 0; 2040: 0
2018-11-06 05:00 | 11 | 4 | 3 | 0 | 0 | 0 | 0.84423 | 1.6885 | 0 | 20.3125 | 10.5647 | 17.0341 | 17.0341 | 34.2968 | 0 | 0 | 2024: 34.2968; 2025: 0; 2026: 0; 2027: 0; 2028: 0; 2029: 0; 2030: 1.6885; 2031: 0; 2032: 0; 2033: 34.2968; 2034: 0; 2035: 0; 2036: 0; 2039: 0; 2040: 0
2018-11-06 06:00 | 11 | 5 | 3 | 0 | 0 | 0 | 0.99097 | 1.9819 | 0 | 20.3125 | 10.5647 | 17.0341 | 17.0341 | 40.2582 | 0 | 0 | 2024: 40.2582; 2025: 0; 2026: 0; 2027: 0; 2028: 0; 2029: 0; 2030: 1.9819; 2031: 0; 2032: 0; 2033: 40.2582; 2034: 0; 2035: 0; 2036: 0; 2039: 0; 2040: 0
2018-11-06 07:00 | 11 | 6 | 3 | 0 | 0 | 0.017476 | 1.08 | 2.16 | 0.13981 | 20.3125 | 10.5647 | 17.0341 | 17.0341 | 43.8755 | 0.13981 | 0 | 2024: 41.0356; 2025: 2.8399; 2026: 0; 2027: 2.3815; 2028: 0; 2029: 0; 2030: 2.0202; 2031: 0; 2032: 0; 2033: 41.0356; 2034: 2.8399; 2035: 0; 2036: 2.3815; 2039: 0.017476; 2040: 0.008692
2018-11-06 08:00 | 11 | 7 | 3 | 0 | 0 | 0.21541 | 1.0601 | 2.1201 | 1.7233 | 20.3125 | 10.5647 | 17.0341 | 17.0341 | 43.0648 | 1.7233 | 0 | 2024: 8.0609; 2025: 35.004; 2026: 0; 2027: 29.3545; 2028: 0; 2029: 0; 2030: 0.39684; 2031: 0; 2032: 0; 2033: 8.0609; 2034: 35.004; 2035: 0; 2036: 29.3545; 2039: 0.21541; 2040: 0.16782
2018-11-06 09:00 | 11 | 8 | 3 | 0 | 0 | 0.29479 | 1.0163 | 2.0325 | 2.3583 | 20.3125 | 10.5647 | 17.0341 | 17.0341 | 41.2854 | 2.0325 | 0.32582 | 2024: 0; 2025: 41.2854; 2026: 3.4422; 2027: 40.1722; 2028: 0.32582; 2029: 0.32582; 2030: 0; 2031: 0; 2032: 0; 2033: 0; 2034: 41.2854; 2035: 0; 2036: 40.1722; 2039: 0.29479; 2040: 0.063843
2018-11-06 10:00 | 11 | 9 | 3 | 0 | 0 | 0.23117 | 0.98625 | 1.9725 | 1.8494 | 20.3125 | 10.5647 | 17.0341 | 17.0341 | 40.0666 | 1.8494 | 0 | 2024: 2.5016; 2025: 37.565; 2026: 0; 2027: 31.5021; 2028: 0; 2029: 0.32582; 2030: 0.12316; 2031: 0.12316; 2032: 0; 2033: 0; 2034: 40.0666; 2035: 0; 2036: 31.5021; 2039: 0.23117; 2040: 0.086042
2018-11-06 11:00 | 11 | 10 | 3 | 0 | 0 | 0.57988 | 0.90353 | 1.8071 | 4.639 | 20.3125 | 10.5647 | 17.0341 | 17.0341 | 36.7057 | 1.8071 | 2.832 | 2024: 0; 2025: 36.7057; 2026: 29.9193; 2027: 79.0222; 2028: 2.832; 2029: 3.024; 2030: 0; 2031: 0; 2032: 0; 2033: 0; 2034: 36.7057; 2035: 0; 2036: 79.0222; 2039: 0.57988; 2040: 0.30433
2018-11-06 12:00 | 11 | 11 | 3 | 0 | 0 | 0.59624 | 0.78505 | 1.5701 | 4.7699 | 20.3125 | 10.5647 | 17.0341 | 17.0341 | 31.8925 | 1.5701 | 3.1998 | 2024: 0; 2025: 31.8925; 2026: 33.8056; 2027: 81.2519; 2028: 3.1998; 2029: 6.2238; 2030: 0; 2031: 0; 2032: 0; 2033: 0; 2034: 31.8925; 2035: 0; 2036: 81.2519; 2039: 0.59624; 2040: 0.15388
2018-11-06 13:00 | 11 | 12 | 3 | 0 | 0 | 0.557 | 0.7353 | 1.4706 | 4.456 | 20.3125 | 10.5647 | 17.0341 | 17.0341 | 29.8715 | 1.4706 | 2.9854 | 2024: 0; 2025: 29.8715; 2026: 31.5396; 2027: 75.9036; 2028: 2.9854; 2029: 9.2092; 2030: 0; 2031: 0; 2032: 0; 2033: 0; 2034: 29.8715; 2035: 0; 2036: 75.9036; 2039: 0.557; 2040: 0.33752
2018-11-06 14:00 | 11 | 13 | 3 | 0 | 0 | 0.46992 | 0.7749 | 1.5498 | 3.7594 | 20.3125 | 10.5647 | 17.0341 | 17.0341 | 31.4804 | 1.5498 | 2.2095 | 2024: 0; 2025: 31.4804; 2026: 23.3433; 2027: 64.0373; 2028: 2.2095; 2029: 11.4187; 2030: 0; 2031: 0; 2032: 0; 2033: 0; 2034: 31.4804; 2035: 0; 2036: 64.0373; 2039: 0.46992; 2040: 0.38528
2018-11-06 15:00 | 11 | 14 | 3 | 0 | 0 | 0.33303 | 0.80084 | 1.6017 | 2.6643 | 20.3125 | 10.5647 | 17.0341 | 17.0341 | 32.534 | 1.6017 | 1.0626 | 2024: 0; 2025: 32.534; 2026: 11.226; 2027: 45.3836; 2028: 1.0626; 2029: 12.4813; 2030: 0; 2031: 0; 2032: 0; 2033: 0; 2034: 32.534; 2035: 0; 2036: 45.3836; 2039: 0.33303; 2040: 0.35928
2018-11-06 16:00 | 11 | 15 | 3 | 0 | 1 | 0.14019 | 0.85542 | 1.7108 | 1.1215 | 21.7915 | 12.0437 | 17.0341 | 17.0341 | 37.2818 | 1.1215 | 0 | 2024: 12.8419; 2025: 24.4399; 2026: 0; 2027: 19.1044; 2028: 0; 2029: 12.4813; 2030: 0.58931; 2031: 0.58931; 2032: 0; 2033: 0; 2034: 37.2818; 2035: 0; 2036: 19.1044; 2039: 0.14019; 2040: 0.14132
2018-11-06 17:00 | 11 | 16 | 3 | 0 | 1 | 0 | 1.0322 | 2.0644 | 0 | 21.7915 | 12.0437 | 17.0341 | 17.0341 | 44.9867 | 0 | 0 | 2024: 44.9867; 2025: 0; 2026: 0; 2027: 0; 2028: 0; 2029: 11.8408; 2030: 2.0644; 2031: 2.0644; 2032: 0; 2033: 0; 2034: 44.9867; 2035: 0; 2036: 0; 2039: 0; 2040: 0
2018-11-06 18:00 | 11 | 17 | 3 | 0 | 1 | 0 | 1.1229 | 2.2457 | 0 | 21.7915 | 12.0437 | 17.0341 | 17.0341 | 48.9372 | 0 | 0 | 2024: 48.9372; 2025: 0; 2026: 0; 2027: 0; 2028: 0; 2029: 9.5968; 2030: 2.2457; 2031: 2.2457; 2032: 0; 2033: 0; 2034: 48.9372; 2035: 0; 2036: 0; 2039: 0; 2040: 0
2018-11-06 19:00 | 11 | 18 | 3 | 0 | 1 | 0 | 1.169 | 2.338 | 0 | 21.7915 | 12.0437 | 17.0341 | 17.0341 | 50.9484 | 0 | 0 | 2024: 50.9484; 2025: 0; 2026: 0; 2027: 0; 2028: 0; 2029: 7.1559; 2030: 2.338; 2031: 2.338; 2032: 0; 2033: 0; 2034: 50.9484; 2035: 0; 2036: 0; 2039: 0; 2040: 0
2018-11-06 20:00 | 11 | 19 | 3 | 0 | 0 | 0 | 1.0517 | 2.1033 | 0 | 20.3125 | 10.5647 | 17.0341 | 17.0341 | 42.7235 | 0 | 0 | 2024: 42.7235; 2025: 0; 2026: 0; 2027: 0; 2028: 0; 2029: 4.6146; 2030: 2.1033; 2031: 2.1033; 2032: 0; 2033: 0; 2034: 42.7235; 2035: 0; 2036: 0; 2039: 0; 2040: 0
2018-11-06 21:00 | 11 | 20 | 3 | 0 | 0 | 0 | 0.94223 | 1.8845 | 0 | 20.3125 | 10.5647 | 17.0341 | 17.0341 | 38.2783 | 0 | 0 | 2024: 38.2783; 2025: 0; 2026: 0; 2027: 0; 2028: 0; 2029: 2.3283; 2030: 1.8845; 2031: 1.8845; 2032: 0; 2033: 0; 2034: 38.2783; 2035: 0; 2036: 0; 2039: 0; 2040: 0
2018-11-06 22:00 | 11 | 21 | 3 | 0 | 0 | 0 | 0.86973 | 1.7395 | 0 | 20.3125 | 10.5647 | 17.0341 | 17.0341 | 35.3326 | 0 | 0 | 2024: 35.3326; 2025: 0; 2026: 0; 2027: 0; 2028: 0; 2029: 0.28001; 2030: 1.7395; 2031: 0.25761; 2032: 0; 2033: 30.1; 2034: 5.2327; 2035: 0; 2036: 0; 2039: 0; 2040: 0
2018-11-06 23:00 | 11 | 22 | 3 | 0 | 0 | 0 | 0.64824 | 1.2965 | 0 | 20.3125 | 10.5647 | 17.0341 | 17.0341 | 26.3349 | 0 | 0 | 2024: 26.3349; 2025: 0; 2026: 0; 2027: 0; 2028: 0; 2029: 0; 2030: 1.2965; 2031: 0; 2032: 0; 2033: 26.3349; 2034: 0; 2035: 0; 2036: 0; 2039: 0; 2040: 0
2018-11-07 | 11 | 23 | 3 | 0 | 0 | 0 | 0.58462 | 1.1692 | 0 | 20.3125 | 10.5647 | 17.0341 | 17.0341 | 23.7501 | 0 | 0 | 2024: 23.7501; 2025: 0; 2026: 0; 2027: 0; 2028: 0; 2029: 0; 2030: 1.1692; 2031: 0; 2032: 0; 2033: 23.7501; 2034: 0; 2035: 0; 2036: 0; 2039: 0; 2040: 0
2018-11-07 01:00 | 11 | 0 | 4 | 0 | 0 | 0 | 0.53305 | 1.0661 | 0 | 20.3125 | 10.5647 | 17.0341 | 17.0341 | 21.6553 | 0 | 0 | 2024: 21.6553; 2025: 0; 2026: 0; 2027: 0; 2028: 0; 2029: 0; 2030: 1.0661; 2031: 0; 2032: 0; 2033: 21.6553; 2034: 0; 2035: 0; 2036: 0; 2039: 0; 2040: 0
2018-11-07 02:00 | 11 | 1 | 4 | 0 | 0 | 0 | 0.53171 | 1.0634 | 0 | 20.3125 | 10.5647 | 17.0341 | 17.0341 | 21.6006 | 0 | 0 | 2024: 21.6006; 2025: 0; 2026: 0; 2027: 0; 2028: 0; 2029: 0; 2030: 1.0634; 2031: 0; 2032: 0; 2033: 21.6006; 2034: 0; 2035: 0; 2036: 0; 2039: 0; 2040: 0
2018-11-07 03:00 | 11 | 2 | 4 | 0 | 0 | 0 | 0.5595 | 1.119 | 0 | 20.3125 | 10.5647 | 17.0341 | 17.0341 | 22.7298 | 0 | 0 | 2024: 22.7298; 2025: 0; 2026: 0; 2027: 0; 2028: 0; 2029: 0; 2030: 1.119; 2031: 0; 2032: 0; 2033: 22.7298; 2034: 0; 2035: 0; 2036: 0; 2039: 0; 2040: 0
2018-11-07 04:00 | 11 | 3 | 4 | 0 | 0 | 0 | 0.57976 | 1.1595 | 0 | 20.3125 | 10.5647 | 17.0341 | 17.0341 | 23.5526 | 0 | 0 | 2024: 23.5526; 2025: 0; 2026: 0; 2027: 0; 2028: 0; 2029: 0; 2030: 1.1595; 2031: 0; 2032: 0; 2033: 23.5526; 2034: 0; 2035: 0; 2036: 0; 2039: 0; 2040: 0
2018-11-07 05:00 | 11 | 4 | 4 | 0 | 0 | 0 | 0.6157 | 1.2314 | 0 | 20.3125 | 10.5647 | 17.0341 | 17.0341 | 25.0128 | 0 | 0 | 2024: 25.0128; 2025: 0; 2026: 0; 2027: 0; 2028: 0; 2029: 0; 2030: 1.2314; 2031: 0; 2032: 0; 2033: 25.0128; 2034: 0; 2035: 0; 2036: 0; 2039: 0; 2040: 0
2018-11-07 06:00 | 11 | 5 | 4 | 0 | 0 | 0 | 0.75585 | 1.5117 | 0 | 20.3125 | 10.5647 | 17.0341 | 17.0341 | 30.7063 | 0 | 0 | 2024: 30.7063; 2025: 0; 2026: 0; 2027: 0; 2028: 0; 2029: 0; 2030: 1.5117; 2031: 0; 2032: 0; 2033: 30.7063; 2034: 0; 2035: 0; 2036: 0; 2039: 0; 2040: 0
2018-11-07 07:00 | 11 | 6 | 4 | 0 | 0 | 0.015215 | 0.85841 | 1.7168 | 0.12172 | 20.3125 | 10.5647 | 17.0341 | 17.0341 | 34.8729 | 0.12172 | 0 | 2024: 32.4005; 2025: 2.4724; 2026: 0; 2027: 2.0734; 2028: 0; 2029: 0; 2030: 1.5951; 2031: 0; 2032: 0; 2033: 32.4005; 2034: 2.4724; 2035: 0; 2036: 2.0734; 2039: 0.015215; 2040: 0.006548
2018-11-07 08:00 | 11 | 7 | 4 | 0 | 0 | 0.21531 | 0.92329 | 1.8466 | 1.7225 | 20.3125 | 10.5647 | 17.0341 | 17.0341 | 37.5088 | 1.7225 | 0 | 2024: 2.5211; 2025: 34.9877; 2026: 0; 2027: 29.3408; 2028: 0; 2029: 0; 2030: 0.12412; 2031: 0; 2032: 0; 2033: 2.5211; 2034: 34.9877; 2035: 0; 2036: 29.3408; 2039: 0.21531; 2040: 0.1926
2018-11-07 09:00 | 11 | 8 | 4 | 0 | 0 | 0.39353 | 0.9042 | 1.8084 | 3.1482 | 20.3125 | 10.5647 | 17.0341 | 17.0341 | 36.7331 | 1.8084 | 1.3398 | 2024: 0; 2025: 36.7331; 2026: 14.1548; 2027: 53.6272; 2028: 1.3398; 2029: 1.3398; 2030: 0; 2031: 0; 2032: 0; 2033: 0; 2034: 36.7331; 2035: 0; 2036: 53.6272; 2039: 0.39353; 2040: 0.37083
2018-11-07 10:00 | 11 | 9 | 4 | 0 | 0 | 0.50206 | 0.83741 | 1.6748 | 4.0165 | 20.3125 | 10.5647 | 17.0341 | 17.0341 | 34.0199 | 1.6748 | 2.3416 | 2024: 0; 2025: 34.0199; 2026: 24.7389; 2027: 68.4172; 2028: 2.3416; 2029: 3.6815; 2030: 0; 2031: 0; 2032: 0; 2033: 0; 2034: 34.0199; 2035: 0; 2036: 68.4172; 2039: 0.50206; 2040: 0.50642
2018-11-07 11:00 | 11 | 10 | 4 | 0 | 0 | 0.56141 | 0.80357 | 1.6071 | 4.4912 | 20.3125 | 10.5647 | 17.0341 | 17.0341 | 32.6449 | 1.6071 | 2.8841 | 2024: 0; 2025: 32.6449; 2026: 30.4698; 2027: 76.5044; 2028: 2.8841; 2029: 6.5656; 2030: 0; 2031: 0; 2032: 0; 2033: 0; 2034: 32.6449; 2035: 0; 2036: 76.5044; 2039: 0.56141; 2040: 0.62831
2018-11-07 12:00 | 11 | 11 | 4 | 0 | 0 | 0.57137 | 0.80629 | 1.6126 | 4.571 | 20.3125 | 10.5647 | 17.0341 | 17.0341 | 32.7556 | 1.6126 | 2.9584 | 2024: 0; 2025: 32.7556; 2026: 31.2548; 2027: 77.8629; 2028: 2.9584; 2029: 9.524; 2030: 0; 2031: 0; 2032: 0; 2033: 0; 2034: 32.7556; 2035: 0; 2036: 77.8629; 2039: 0.57137; 2040: 0.64329
2018-11-07 13:00 | 11 | 12 | 4 | 0 | 0 | 0.51783 | 0.80574 | 1.6115 | 4.1426 | 20.3125 | 10.5647 | 17.0341 | 17.0341 | 32.7333 | 1.6115 | 2.5311 | 2024: 0; 2025: 32.7333; 2026: 26.7408; 2027: 70.5661; 2028: 2.5311; 2029: 12.0551; 2030: 0; 2031: 0; 2032: 0; 2033: 0; 2034: 32.7333; 2035: 0; 2036: 70.5661; 2039: 0.51783; 2040: 0.60446
2018-11-07 14:00 | 11 | 13 | 4 | 0 | 0 | 0.43253 | 0.74369 | 1.4874 | 3.4603 | 20.3125 | 10.5647 | 17.0341 | 17.0341 | 30.2124 | 1.4874 | 1.9729 | 2024: 0; 2025: 30.2124; 2026: 20.8429; 2027: 58.9425; 2028: 0.44488; 2029: 12.5; 2030: 0; 2031: 0; 2032: 1.528; 2033: 0; 2034: 30.2124; 2035: 16.1428; 2036: 58.9425; 2039: 0.43253; 2040: 0.46342
2018-11-07 15:00 | 11 | 14 | 4 | 0 | 0 | 0.3127 | 0.80562 | 1.6112 | 2.5016 | 20.3125 | 10.5647 | 17.0341 | 17.0341 | 32.7283 | 1.6112 | 0.89033 | 2024: 0; 2025: 32.7283; 2026: 9.4061; 2027: 42.6121; 2028: 0; 2029: 12.5; 2030: 0; 2031: 0; 2032: 0.89033; 2033: 0; 2034: 32.7283; 2035: 9.4061; 2036: 42.6121; 2039: 0.3127; 2040: 0.3472
2018-11-07 16:00 | 11 | 15 | 4 | 0 | 1 | 0.1294 | 0.89344 | 1.7869 | 1.0352 | 21.7915 | 12.0437 | 17.0341 | 17.0341 | 38.9389 | 1.0352 | 0 | 2024: 16.3813; 2025: 22.5577; 2026: 0; 2027: 17.6331; 2028: 0; 2029: 12.5; 2030: 0.75173; 2031: 0.75173; 2032: 0; 2033: 0; 2034: 38.9389; 2035: 0; 2036: 17.6331; 2039: 0.1294; 2040: 0.14053
2018-11-07 17:00 | 11 | 16 | 4 | 0 | 1 | 0 | 0.99648 | 1.993 | 0 | 21.7915 | 12.0437 | 17.0341 | 17.0341 | 43.4296 | 0 | 0 | 2024: 43.4296; 2025: 0; 2026: 0; 2027: 0; 2028: 0; 2029: 11.6829; 2030: 1.993; 2031: 1.993; 2032: 0; 2033: 0; 2034: 43.4296; 2035: 0; 2036: 0; 2039: 0; 2040: 0
2018-11-07 18:00 | 11 | 17 | 4 | 0 | 1 | 0 | 1.1411 | 2.2822 | 0 | 21.7915 | 12.0437 | 17.0341 | 17.0341 | 49.733 | 0 | 0 | 2024: 49.733; 2025: 0; 2026: 0; 2027: 0; 2028: 0; 2029: 9.5166; 2030: 2.2822; 2031: 2.2822; 2032: 0; 2033: 0; 2034: 49.733; 2035: 0; 2036: 0; 2039: 0; 2040: 0
2018-11-07 19:00 | 11 | 18 | 4 | 0 | 1 | 0 | 1.1951 | 2.3903 | 0 | 21.7915 | 12.0437 | 17.0341 | 17.0341 | 52.0875 | 0 | 0 | 2024: 52.0875; 2025: 0; 2026: 0; 2027: 0; 2028: 0; 2029: 7.036; 2030: 2.3903; 2031: 2.3903; 2032: 0; 2033: 0; 2034: 52.0875; 2035: 0; 2036: 0; 2039: 0; 2040: 0
2018-11-07 20:00 | 11 | 19 | 4 | 0 | 0 | 0 | 1.1299 | 2.2598 | 0 | 20.3125 | 10.5647 | 17.0341 | 17.0341 | 45.9022 | 0 | 0 | 2024: 45.9022; 2025: 0; 2026: 0; 2027: 0; 2028: 0; 2029: 4.4378; 2030: 2.2598; 2031: 2.2598; 2032: 0; 2033: 0; 2034: 45.9022; 2035: 0; 2036: 0; 2039: 0; 2040: 0
2018-11-07 21:00 | 11 | 20 | 4 | 0 | 0 | 0 | 0.97204 | 1.9441 | 0 | 20.3125 | 10.5647 | 17.0341 | 17.0341 | 39.4893 | 0 | 0 | 2024: 39.4893; 2025: 0; 2026: 0; 2027: 0; 2028: 0; 2029: 1.9815; 2030: 1.9441; 2031: 1.823; 2032: 0; 2033: 2.4593; 2034: 37.0299; 2035: 0; 2036: 0; 2039: 0; 2040: 0
2018-11-07 22:00 | 11 | 21 | 4 | 0 | 0 | 0 | 0.82977 | 1.6595 | 0 | 20.3125 | 10.5647 | 17.0341 | 17.0341 | 33.7095 | 0 | 0 | 2024: 33.7095; 2025: 0; 2026: 0; 2027: 0; 2028: 0; 2029: 0; 2030: 1.6595; 2031: 0; 2032: 0; 2033: 33.7095; 2034: 0; 2035: 0; 2036: 0; 2039: 0; 2040: 0
2018-11-07 23:00 | 11 | 22 | 4 | 0 | 0 | 0 | 0.64781 | 1.2956 | 0 | 20.3125 | 10.5647 | 17.0341 | 17.0341 | 26.3171 | 0 | 0 | 2024: 26.3171; 2025: 0; 2026: 0; 2027: 0; 2028: 0; 2029: 0; 2030: 1.2956; 2031: 0; 2032: 0; 2033: 26.3171; 2034: 0; 2035: 0; 2036: 0; 2039: 0; 2040: 0
2018-11-08 | 11 | 23 | 4 | 0 | 0 | 0 | 0.62394 | 1.2479 | 0 | 20.3125 | 10.5647 | 17.0341 | 17.0341 | 25.3476 | 0 | 0 | 2024: 25.3476; 2025: 0; 2026: 0; 2027: 0; 2028: 0; 2029: 0; 2030: 1.2479; 2031: 0; 2032: 0; 2033: 25.3476; 2034: 0; 2035: 0; 2036: 0; 2039: 0; 2040: 0
2018-11-08 01:00 | 11 | 0 | 5 | 0 | 0 | 0 | 0.59661 | 1.1932 | 0 | 20.3125 | 10.5647 | 17.0341 | 17.0341 | 24.2373 | 0 | 0 | 2024: 24.2373; 2025: 0; 2026: 0; 2027: 0; 2028: 0; 2029: 0; 2030: 1.1932; 2031: 0; 2032: 0; 2033: 24.2373; 2034: 0; 2035: 0; 2036: 0; 2039: 0; 2040: 0
2018-11-08 02:00 | 11 | 1 | 5 | 0 | 0 | 0 | 0.60652 | 1.213 | 0 | 20.3125 | 10.5647 | 17.0341 | 17.0341 | 24.6401 | 0 | 0 | 2024: 24.6401; 2025: 0; 2026: 0; 2027: 0; 2028: 0; 2029: 0; 2030: 1.213; 2031: 0; 2032: 0; 2033: 24.6401; 2034: 0; 2035: 0; 2036: 0; 2039: 0; 2040: 0
2018-11-08 03:00 | 11 | 2 | 5 | 0 | 0 | 0 | 0.59666 | 1.1933 | 0 | 20.3125 | 10.5647 | 17.0341 | 17.0341 | 24.2393 | 0 | 0 | 2024: 24.2393; 2025: 0; 2026: 0; 2027: 0; 2028: 0; 2029: 0; 2030: 1.1933; 2031: 0; 2032: 0; 2033: 24.2393; 2034: 0; 2035: 0; 2036: 0; 2039: 0; 2040: 0
2018-11-08 04:00 | 11 | 3 | 5 | 0 | 0 | 0 | 0.59413 | 1.1883 | 0 | 20.3125 | 10.5647 | 17.0341 | 17.0341 | 24.1365 | 0 | 0 | 2024: 24.1365; 2025: 0; 2026: 0; 2027: 0; 2028: 0; 2029: 0; 2030: 1.1883; 2031: 0; 2032: 0; 2033: 24.1365; 2034: 0; 2035: 0; 2036: 0; 2039: 0; 2040: 0
2018-11-08 05:00 | 11 | 4 | 5 | 0 | 0 | 0 | 0.66141 | 1.3228 | 0 | 20.3125 | 10.5647 | 17.0341 | 17.0341 | 26.8696 | 0 | 0 | 2024: 26.8696; 2025: 0; 2026: 0; 2027: 0; 2028: 0; 2029: 0; 2030: 1.3228; 2031: 0; 2032: 0; 2033: 26.8696; 2034: 0; 2035: 0; 2036: 0; 2039: 0; 2040: 0
2018-11-08 06:00 | 11 | 5 | 5 | 0 | 0 | 0 | 0.82344 | 1.6469 | 0 | 20.3125 | 10.5647 | 17.0341 | 17.0341 | 33.4523 | 0 | 0 | 2024: 33.4523; 2025: 0; 2026: 0; 2027: 0; 2028: 0; 2029: 0; 2030: 1.6469; 2031: 0; 2032: 0; 2033: 33.4523; 2034: 0; 2035: 0; 2036: 0; 2039: 0; 2040: 0
2018-11-08 07:00 | 11 | 6 | 5 | 0 | 0 | 0.014073 | 0.89513 | 1.7903 | 0.11259 | 20.3125 | 10.5647 | 17.0341 | 17.0341 | 36.3646 | 0.11259 | 0 | 2024: 34.0777; 2025: 2.2869; 2026: 0; 2027: 1.9178; 2028: 0; 2029: 0; 2030: 1.6777; 2031: 0; 2032: 0; 2033: 34.0777; 2034: 2.2869; 2035: 0; 2036: 1.9178; 2039: 0.014073; 2040: 0.010201
2018-11-08 08:00 | 11 | 7 | 5 | 0 | 0 | 0.2172 | 0.8792 | 1.7584 | 1.7376 | 20.3125 | 10.5647 | 17.0341 | 17.0341 | 35.7177 | 1.7376 | 0 | 2024: 0.42282; 2025: 35.2948; 2026: 0; 2027: 29.5984; 2028: 0; 2029: 0; 2030: 0.020816; 2031: 0; 2032: 0; 2033: 0.42282; 2034: 35.2948; 2035: 0; 2036: 29.5984; 2039: 0.2172; 2040: 0.18112
2018-11-08 09:00 | 11 | 8 | 5 | 0 | 0 | 0.39317 | 0.93781 | 1.8756 | 3.1453 | 20.3125 | 10.5647 | 17.0341 | 17.0341 | 38.0983 | 1.8756 | 1.2697 | 2024: 0; 2025: 38.0983; 2026: 13.4144; 2027: 53.5782; 2028: 1.2697; 2029: 1.2697; 2030: 0; 2031: 0; 2032: 0; 2033: 0; 2034: 38.0983; 2035: 0; 2036: 53.5782; 2039: 0.39317; 2040: 0.38764
2018-11-08 10:00 | 11 | 9 | 5 | 0 | 0 | 0.50196 | 0.89179 | 1.7836 | 4.0156 | 20.3125 | 10.5647 | 17.0341 | 17.0341 | 36.2291 | 1.7836 | 2.2321 | 2024: 0; 2025: 36.2291; 2026: 23.5811; 2027: 68.403; 2028: 2.2321; 2029: 3.5018; 2030: 0; 2031: 0; 2032: 0; 2033: 0; 2034: 36.2291; 2035: 0; 2036: 68.403; 2039: 0.50196; 2040: 0.52873
2018-11-08 11:00 | 11 | 10 | 5 | 0 | 0 | 0.56159 | 0.84556 | 1.6911 | 4.4927 | 20.3125 | 10.5647 | 17.0341 | 17.0341 | 34.3509 | 1.6911 | 2.8016 | 2024: 0; 2025: 34.3509; 2026: 29.5983; 2027: 76.5299; 2028: 2.8016; 2029: 6.3034; 2030: 0; 2031: 0; 2032: 0; 2033: 0; 2034: 34.3509; 2035: 0; 2036: 76.5299; 2039: 0.56159; 2040: 0.5979
2018-11-08 12:00 | 11 | 11 | 5 | 0 | 0 | 0.57298 | 0.82855 | 1.6571 | 4.5839 | 20.3125 | 10.5647 | 17.0341 | 17.0341 | 33.6599 | 1.6571 | 2.9268 | 2024: 0; 2025: 33.6599; 2026: 30.9204; 2027: 78.0821; 2028: 2.9268; 2029: 9.2302; 2030: 0; 2031: 0; 2032: 0; 2033: 0; 2034: 33.6599; 2035: 0; 2036: 78.0821; 2039: 0.57298; 2040: 0.64854
2018-11-08 13:00 | 11 | 12 | 5 | 0 | 0 | 0.53683 | 0.78891 | 1.5778 | 4.2947 | 20.3125 | 10.5647 | 17.0341 | 17.0341 | 32.0494 | 1.5778 | 2.7168 | 2024: 0; 2025: 32.0494; 2026: 28.7028; 2027: 73.1559; 2028: 2.7168; 2029: 11.947; 2030: 0; 2031: 0; 2032: 0; 2033: 0; 2034: 32.0494; 2035: 0; 2036: 73.1559; 2039: 0.53683; 2040: 0.60628
2018-11-08 14:00 | 11 | 13 | 5 | 0 | 0 | 0.45184 | 0.80656 | 1.6131 | 3.6147 | 20.3125 | 10.5647 | 17.0341 | 17.0341 | 32.7664 | 1.6131 | 2.0016 | 2024: 0; 2025: 32.7664; 2026: 21.1467; 2027: 61.5741; 2028: 0.553; 2029: 12.5; 2030: 0; 2031: 0; 2032: 1.4486; 2033: 0; 2034: 32.7664; 2035: 15.3044; 2036: 61.5741; 2039: 0.45184; 2040: 0.51184
2018-11-08 15:00 | 11 | 14 | 5 | 0 | 0 | 0.31485 | 0.84102 | 1.682 | 2.5188 | 20.3125 | 10.5647 | 17.0341 | 17.0341 | 34.1665 | 1.682 | 0.83673 | 2024: 0; 2025: 34.1665; 2026: 8.8398; 2027: 42.9051; 2028: 0; 2029: 12.5; 2030: 0; 2031: 0; 2032: 0.83673; 2033: 0; 2034: 34.1665; 2035: 8.8398; 2036: 42.9051; 2039: 0.31485; 2040: 0.33284
2018-11-08 16:00 | 11 | 15 | 5 | 0 | 1 | 0.12895 | 0.96732 | 1.9346 | 1.0316 | 21.7915 | 12.0437 | 17.0341 | 17.0341 | 42.1588 | 1.0316 | 0 | 2024: 19.6789; 2025: 22.4799; 2026: 0; 2027: 17.5723; 2028: 0; 2029: 12.5; 2030: 0.90305; 2031: 0.90305; 2032: 0; 2033: 0; 2034: 42.1588; 2035: 0; 2036: 17.5723; 2039: 0.12895; 2040: 0.12893
2018-11-08 17:00 | 11 | 16 | 5 | 0 | 1 | 0 | 1.1662 | 2.3323 | 0 | 21.7915 | 12.0437 | 17.0341 | 17.0341 | 50.8252 | 0 | 0 | 2024: 50.8252; 2025: 0; 2026: 0; 2027: 0; 2028: 0; 2029: 11.5184; 2030: 2.3323; 2031: 2.3323; 2032: 0; 2033: 0; 2034: 50.8252; 2035: 0; 2036: 0; 2039: 0; 2040: 0
2018-11-08 18:00 | 11 | 17 | 5 | 0 | 1 | 0 | 1.3736 | 2.7471 | 0 | 21.7915 | 12.0437 | 17.0341 | 17.0341 | 59.8644 | 0 | 0 | 2024: 59.8644; 2025: 0; 2026: 0; 2027: 0; 2028: 0; 2029: 8.9833; 2030: 2.7471; 2031: 2.7471; 2032: 0; 2033: 0; 2034: 59.8644; 2035: 0; 2036: 0; 2039: 0; 2040: 0
2018-11-08 19:00 | 11 | 18 | 5 | 0 | 1 | 0 | 1.3291 | 2.6582 | 0 | 21.7915 | 12.0437 | 17.0341 | 17.0341 | 57.9272 | 0 | 0 | 2024: 57.9272; 2025: 0; 2026: 0; 2027: 0; 2028: 0; 2029: 5.9972; 2030: 2.6582; 2031: 2.6582; 2032: 0; 2033: 0; 2034: 57.9272; 2035: 0; 2036: 0; 2039: 0; 2040: 0
2018-11-08 20:00 | 11 | 19 | 5 | 0 | 0 | 0 | 1.2166 | 2.4333 | 0 | 20.3125 | 10.5647 | 17.0341 | 17.0341 | 49.4257 | 0 | 0 | 2024: 49.4257; 2025: 0; 2026: 0; 2027: 0; 2028: 0; 2029: 3.1078; 2030: 2.4333; 2031: 2.4333; 2032: 0; 2033: 0; 2034: 49.4257; 2035: 0; 2036: 0; 2039: 0; 2040: 0
2018-11-08 21:00 | 11 | 20 | 5 | 0 | 0 | 0 | 1.0501 | 2.1001 | 0 | 20.3125 | 10.5647 | 17.0341 | 17.0341 | 42.6588 | 0 | 0 | 2024: 42.6588; 2025: 0; 2026: 0; 2027: 0; 2028: 0; 2029: 0.46298; 2030: 2.1001; 2031: 0.42594; 2032: 0; 2033: 34.0069; 2034: 8.6519; 2035: 0; 2036: 0; 2039: 0; 2040: 0
2018-11-08 22:00 | 11 | 21 | 5 | 0 | 0 | 0 | 0.97653 | 1.9531 | 0 | 20.3125 | 10.5647 | 17.0341 | 17.0341 | 39.6714 | 0 | 0 | 2024: 39.6714; 2025: 0; 2026: 0; 2027: 0; 2028: 0; 2029: 0; 2030: 1.9531; 2031: 0; 2032: 0; 2033: 39.6714; 2034: 0; 2035: 0; 2036: 0; 2039: 0; 2040: 0
2018-11-08 23:00 | 11 | 22 | 5 | 0 | 0 | 0 | 0.82956 | 1.6591 | 0 | 20.3125 | 10.5647 | 17.0341 | 17.0341 | 33.7008 | 0 | 0 | 2024: 33.7008; 2025: 0; 2026: 0; 2027: 0; 2028: 0; 2029: 0; 2030: 1.6591; 2031: 0; 2032: 0; 2033: 33.7008; 2034: 0; 2035: 0; 2036: 0; 2039: 0; 2040: 0
2018-11-09 | 11 | 23 | 5 | 0 | 0 | 0 | 0.75787 | 1.5157 | 0 | 20.3125 | 10.5647 | 17.0341 | 17.0341 | 30.7884 | 0 | 0 | 2024: 30.7884; 2025: 0; 2026: 0; 2027: 0; 2028: 0; 2029: 0; 2030: 1.5157; 2031: 0; 2032: 0; 2033: 30.7884; 2034: 0; 2035: 0; 2036: 0; 2039: 0; 2040: 0
2018-11-09 01:00 | 11 | 0 | 6 | 0 | 0 | 0 | 0.70138 | 1.4028 | 0 | 20.3125 | 10.5647 | 17.0341 | 17.0341 | 28.4935 | 0 | 0 | 2024: 28.4935; 2025: 0; 2026: 0; 2027: 0; 2028: 0; 2029: 0; 2030: 1.4028; 2031: 0; 2032: 0; 2033: 28.4935; 2034: 0; 2035: 0; 2036: 0; 2039: 0; 2040: 0
2018-11-09 02:00 | 11 | 1 | 6 | 0 | 0 | 0 | 0.69004 | 1.3801 | 0 | 20.3125 | 10.5647 | 17.0341 | 17.0341 | 28.0331 | 0 | 0 | 2024: 28.0331; 2025: 0; 2026: 0; 2027: 0; 2028: 0; 2029: 0; 2030: 1.3801; 2031: 0; 2032: 0; 2033: 28.0331; 2034: 0; 2035: 0; 2036: 0; 2039: 0; 2040: 0
2018-11-09 03:00 | 11 | 2 | 6 | 0 | 0 | 0 | 0.7072 | 1.4144 | 0 | 20.3125 | 10.5647 | 17.0341 | 17.0341 | 28.7301 | 0 | 0 | 2024: 28.7301; 2025: 0; 2026: 0; 2027: 0; 2028: 0; 2029: 0; 2030: 1.4144; 2031: 0; 2032: 0; 2033: 28.7301; 2034: 0; 2035: 0; 2036: 0; 2039: 0; 2040: 0
2018-11-09 04:00 | 11 | 3 | 6 | 0 | 0 | 0 | 0.716 | 1.432 | 0 | 20.3125 | 10.5647 | 17.0341 | 17.0341 | 29.0873 | 0 | 0 | 2024: 29.0873; 2025: 0; 2026: 0; 2027: 0; 2028: 0; 2029: 0; 2030: 1.432; 2031: 0; 2032: 0; 2033: 29.0873; 2034: 0; 2035: 0; 2036: 0; 2039: 0; 2040: 0
2018-11-09 05:00 | 11 | 4 | 6 | 0 | 0 | 0 | 0.8004 | 1.6008 | 0 | 20.3125 | 10.5647 | 17.0341 | 17.0341 | 32.5161 | 0 | 0 | 2024: 32.5161; 2025: 0; 2026: 0; 2027: 0; 2028: 0; 2029: 0; 2030: 1.6008; 2031: 0; 2032: 0; 2033: 32.5161; 2034: 0; 2035: 0; 2036: 0; 2039: 0; 2040: 0
2018-11-09 06:00 | 11 | 5 | 6 | 0 | 0 | 0 | 0.97317 | 1.9463 | 0 | 20.3125 | 10.5647 | 17.0341 | 17.0341 | 39.5349 | 0 | 0 | 2024: 39.5349; 2025: 0; 2026: 0; 2027: 0; 2028: 0; 2029: 0; 2030: 1.9463; 2031: 0; 2032: 0; 2033: 39.5349; 2034: 0; 2035: 0; 2036: 0; 2039: 0; 2040: 0
2018-11-09 07:00 | 11 | 6 | 6 | 0 | 0 | 0 | 1.0428 | 2.0856 | 0 | 20.3125 | 10.5647 | 17.0341 | 17.0341 | 42.3632 | 0 | 0 | 2024: 42.3632; 2025: 0; 2026: 0; 2027: 0; 2028: 0; 2029: 0; 2030: 2.0856; 2031: 0; 2032: 0; 2033: 42.3632; 2034: 0; 2035: 0; 2036: 0; 2039: 0; 2040: 0.0028567
2018-11-09 08:00 | 11 | 7 | 6 | 0 | 0 | 0.069056 | 1.0148 | 2.0296 | 0.55245 | 20.3125 | 10.5647 | 17.0341 | 17.0341 | 41.2268 | 0.55245 | 0 | 2024: 30.0052; 2025: 11.2216; 2026: 0; 2027: 9.4105; 2028: 0; 2029: 0; 2030: 1.4772; 2031: 0; 2032: 0; 2033: 30.0052; 2034: 11.2216; 2035: 0; 2036: 9.4105; 2039: 0.069056; 2040: 0.084621
2018-11-09 09:00 | 11 | 8 | 6 | 0 | 0 | 0.085716 | 1.0175 | 2.035 | 0.68573 | 20.3125 | 10.5647 | 17.0341 | 17.0341 | 41.3354 | 0.68573 | 0 | 2024: 27.4065; 2025: 13.9289; 2026: 0; 2027: 11.6808; 2028: 0; 2029: 0; 2030: 1.3492; 2031: 0; 2032: 0; 2033: 27.4065; 2034: 13.9289; 2035: 0; 2036: 11.6808; 2039: 0.085716; 2040: 0.088546
2018-11-09 10:00 | 11 | 9 | 6 | 0 | 0 | 0.11125 | 0.96067 | 1.9213 | 0.89003 | 20.3125 | 10.5647 | 17.0341 | 17.0341 | 39.0273 | 0.89003 | 0 | 2024: 20.9485; 2025: 18.0788; 2026: 0; 2027: 15.1609; 2028: 0; 2029: 0; 2030: 1.0313; 2031: 0; 2032: 0; 2033: 20.9485; 2034: 18.0788; 2035: 0; 2036: 15.1609; 2039: 0.11125; 2040: 0.23486
2018-11-09 11:00 | 11 | 10 | 6 | 0 | 0 | 0.09874 | 0.9634 | 1.9268 | 0.78992 | 20.3125 | 10.5647 | 17.0341 | 17.0341 | 39.1381 | 0.78992 | 0 | 2024: 23.0928; 2025: 16.0453; 2026: 0; 2027: 13.4557; 2028: 0; 2029: 0; 2030: 1.1369; 2031: 0; 2032: 0; 2033: 23.0928; 2034: 16.0453; 2035: 0; 2036: 13.4557; 2039: 0.09874; 2040: 0.27588
2018-11-09 12:00 | 11 | 11 | 6 | 0 | 0 | 0.036372 | 0.96831 | 1.9366 | 0.29098 | 20.3125 | 10.5647 | 17.0341 | 17.0341 | 39.3376 | 0.29098 | 0 | 2024: 33.4272; 2025: 5.9105; 2026: 0; 2027: 4.9565; 2028: 0; 2029: 0; 2030: 1.6456; 2031: 0; 2032: 0; 2033: 33.4272; 2034: 5.9105; 2035: 0; 2036: 4.9565; 2039: 0.036372; 2040: 0.30179
2018-11-09 13:00 | 11 | 12 | 6 | 0 | 0 | 0.021695 | 0.88074 | 1.7615 | 0.17356 | 20.3125 | 10.5647 | 17.0341 | 17.0341 | 35.7802 | 0.17356 | 0 | 2024: 32.2548; 2025: 3.5254; 2026: 0; 2027: 2.9564; 2028: 0; 2029: 0; 2030: 1.5879; 2031: 0; 2032: 0; 2033: 32.2548; 2034: 3.5254; 2035: 0; 2036: 2.9564; 2039: 0.021695; 2040: 0.38032
2018-11-09 14:00 | 11 | 13 | 6 | 0 | 0 | 0.014169 | 0.79985 | 1.5997 | 0.11335 | 20.3125 | 10.5647 | 17.0341 | 17.0341 | 32.494 | 0.11335 | 0 | 2024: 30.1916; 2025: 2.3024; 2026: 0; 2027: 1.9308; 2028: 0; 2029: 0; 2030: 1.4864; 2031: 0; 2032: 0; 2033: 30.1916; 2034: 2.3024; 2035: 0; 2036: 1.9308; 2039: 0.014169; 2040: 0.27596
2018-11-09 15:00 | 11 | 14 | 6 | 0 | 0 | 0.021327 | 0.7641 | 1.5282 | 0.17061 | 20.3125 | 10.5647 | 17.0341 | 17.0341 | 31.0416 | 0.17061 | 0 | 2024: 27.576; 2025: 3.4656; 2026: 0; 2027: 2.9063; 2028: 0; 2029: 0; 2030: 1.3576; 2031: 0; 2032: 0; 2033: 27.576; 2034: 3.4656; 2035: 0; 2036: 2.9063; 2039: 0.021327; 2040: 0.15572
2018-11-09 16:00 | 11 | 15 | 6 | 0 | 1 | 0.0042819 | 0.89662 | 1.7932 | 0.034256 | 21.7915 | 12.0437 | 17.0341 | 17.0341 | 39.0772 | 0.034256 | 0 | 2024: 38.3307; 2025: 0.74648; 2026: 0; 2027: 0.58351; 2028: 0; 2029: 0; 2030: 1.759; 2031: 0; 2032: 0; 2033: 38.3307; 2034: 0.74648; 2035: 0; 2036: 0.58351; 2039: 0.0042819; 2040: 0.054006
2018-11-09 17:00 | 11 | 16 | 6 | 0 | 1 | 0 | 1.0677 | 2.1354 | 0 | 21.7915 | 12.0437 | 17.0341 | 17.0341 | 46.5329 | 0 | 0 | 2024: 46.5329; 2025: 0; 2026: 0; 2027: 0; 2028: 0; 2029: 0; 2030: 2.1354; 2031: 0; 2032: 0; 2033: 46.5329; 2034: 0; 2035: 0; 2036: 0; 2039: 0; 2040: 0
2018-11-09 18:00 | 11 | 17 | 6 | 0 | 1 | 0 | 1.2121 | 2.4242 | 0 | 21.7915 | 12.0437 | 17.0341 | 17.0341 | 52.8261 | 0 | 0 | 2024: 52.8261; 2025: 0; 2026: 0; 2027: 0; 2028: 0; 2029: 0; 2030: 2.4242; 2031: 0; 2032: 0; 2033: 52.8261; 2034: 0; 2035: 0; 2036: 0; 2039: 0; 2040: 0
2018-11-09 19:00 | 11 | 18 | 6 | 0 | 1 | 0 | 1.27 | 2.54 | 0 | 21.7915 | 12.0437 | 17.0341 | 17.0341 | 55.3514 | 0 | 0 | 2024: 55.3514; 2025: 0; 2026: 0; 2027: 0; 2028: 0; 2029: 0; 2030: 2.54; 2031: 0; 2032: 0; 2033: 55.3514; 2034: 0; 2035: 0; 2036: 0; 2039: 0; 2040: 0
2018-11-09 20:00 | 11 | 19 | 6 | 0 | 0 | 0 | 1.2476 | 2.4953 | 0 | 20.3125 | 10.5647 | 17.0341 | 17.0341 | 50.6853 | 0 | 0 | 2024: 50.6853; 2025: 0; 2026: 0; 2027: 0; 2028: 0; 2029: 0; 2030: 2.4953; 2031: 0; 2032: 0; 2033: 50.6853; 2034: 0; 2035: 0; 2036: 0; 2039: 0; 2040: 0
2018-11-09 21:00 | 11 | 20 | 6 | 0 | 0 | 0 | 1.1332 | 2.2664 | 0 | 20.3125 | 10.5647 | 17.0341 | 17.0341 | 46.0354 | 0 | 0 | 2024: 46.0354; 2025: 0; 2026: 0; 2027: 0; 2028: 0; 2029: 0; 2030: 2.2664; 2031: 0; 2032: 0; 2033: 46.0354; 2034: 0; 2035: 0; 2036: 0; 2039: 0; 2040: 0
2018-11-09 22:00 | 11 | 21 | 6 | 0 | 0 | 0 | 0.99166 | 1.9833 | 0 | 20.3125 | 10.5647 | 17.0341 | 17.0341 | 40.2863 | 0 | 0 | 2024: 40.2863; 2025: 0; 2026: 0; 2027: 0; 2028: 0; 2029: 0; 2030: 1.9833; 2031: 0; 2032: 0; 2033: 40.2863; 2034: 0; 2035: 0; 2036: 0; 2039: 0; 2040: 0
2018-11-09 23:00 | 11 | 22 | 6 | 0 | 0 | 0 | 0.8052 | 1.6104 | 0 | 20.3125 | 10.5647 | 17.0341 | 17.0341 | 32.7114 | 0 | 0 | 2024: 32.7114; 2025: 0; 2026: 0; 2027: 0; 2028: 0; 2029: 0; 2030: 1.6104; 2031: 0; 2032: 0; 2033: 32.7114; 2034: 0; 2035: 0; 2036: 0; 2039: 0; 2040: 0
2018-11-10 | 11 | 23 | 6 | 0 | 0 | 0 | 0.71625 | 1.4325 | 0 | 20.3125 | 10.5647 | 17.0341 | 17.0341 | 29.0977 | 0 | 0 | 2024: 29.0977; 2025: 0; 2026: 0; 2027: 0; 2028: 0; 2029: 0; 2030: 1.4325; 2031: 0; 2032: 0; 2033: 29.0977; 2034: 0; 2035: 0; 2036: 0; 2039: 0; 2040: 0
2018-11-10 01:00 | 11 | 0 | 7 | 0 | 0 | 0 | 0.66266 | 1.3253 | 0 | 20.3125 | 10.5647 | 17.0341 | 17.0341 | 26.9205 | 0 | 0 | 2024: 26.9205; 2025: 0; 2026: 0; 2027: 0; 2028: 0; 2029: 0; 2030: 1.3253; 2031: 0; 2032: 0; 2033: 26.9205; 2034: 0; 2035: 0; 2036: 0; 2039: 0; 2040: 0
2018-11-10 02:00 | 11 | 1 | 7 | 0 | 0 | 0 | 0.68518 | 1.3704 | 0 | 20.3125 | 10.5647 | 17.0341 | 17.0341 | 27.8355 | 0 | 0 | 2024: 27.8355; 2025: 0; 2026: 0; 2027: 0; 2028: 0; 2029: 0; 2030: 1.3704; 2031: 0; 2032: 0; 2033: 27.8355; 2034: 0; 2035: 0; 2036: 0; 2039: 0; 2040: 0
2018-11-10 03:00 | 11 | 2 | 7 | 0 | 0 | 0 | 0.71035 | 1.4207 | 0 | 20.3125 | 10.5647 | 17.0341 | 17.0341 | 28.8581 | 0 | 0 | 2024: 28.8581; 2025: 0; 2026: 0; 2027: 0; 2028: 0; 2029: 0; 2030: 1.4207; 2031: 0; 2032: 0; 2033: 28.8581; 2034: 0; 2035: 0; 2036: 0; 2039: 0; 2040: 0
2018-11-10 04:00 | 11 | 3 | 7 | 0 | 0 | 0 | 0.75445 | 1.5089 | 0 | 20.3125 | 10.5647 | 17.0341 | 17.0341 | 30.6493 | 0 | 0 | 2024: 30.6493; 2025: 0; 2026: 0; 2027: 0; 2028: 0; 2029: 0; 2030: 1.5089; 2031: 0; 2032: 0; 2033: 30.6493; 2034: 0; 2035: 0; 2036: 0; 2039: 0; 2040: 0
2018-11-10 05:00 | 11 | 4 | 7 | 0 | 0 | 0 | 0.80382 | 1.6076 | 0 | 20.3125 | 10.5647 | 17.0341 | 17.0341 | 32.6553 | 0 | 0 | 2024: 32.6553; 2025: 0; 2026: 0; 2027: 0; 2028: 0; 2029: 0; 2030: 1.6076; 2031: 0; 2032: 0; 2033: 32.6553; 2034: 0; 2035: 0; 2036: 0; 2039: 0; 2040: 0
2018-11-10 06:00 | 11 | 5 | 7 | 0 | 0 | 0 | 0.88874 | 1.7775 | 0 | 20.3125 | 10.5647 | 17.0341 | 17.0341 | 36.105 | 0 | 0 | 2024: 36.105; 2025: 0; 2026: 0; 2027: 0; 2028: 0; 2029: 0; 2030: 1.7775; 2031: 0; 2032: 0; 2033: 36.105; 2034: 0; 2035: 0; 2036: 0; 2039: 0; 2040: 0
2018-11-10 07:00 | 11 | 6 | 7 | 0 | 0 | 0.00082383 | 1.0135 | 2.0271 | 0.0065906 | 20.3125 | 10.5647 | 17.0341 | 17.0341 | 41.1747 | 0.0065906 | 0 | 2024: 41.0408; 2025: 0.13387; 2026: 0; 2027: 0.11227; 2028: 0; 2029: 0; 2030: 2.0205; 2031: 0; 2032: 0; 2033: 41.0408; 2034: 0.13387; 2035: 0; 2036: 0.11227; 2039: 0.00082383; 2040: 0
2018-11-10 08:00 | 11 | 7 | 7 | 0 | 0 | 0.10747 | 1.0552 | 2.1103 | 0.85972 | 20.3125 | 10.5647 | 17.0341 | 17.0341 | 42.8659 | 0.85972 | 0 | 2024: 25.4029; 2025: 17.4631; 2026: 0; 2027: 14.6446; 2028: 0; 2029: 0; 2030: 1.2506; 2031: 0; 2032: 0; 2033: 25.4029; 2034: 17.4631; 2035: 0; 2036: 14.6446; 2039: 0.10747; 2040: 0.24077
2018-11-10 09:00 | 11 | 8 | 7 | 0 | 0 | 0.26238 | 1.1034 | 2.2069 | 2.0991 | 20.3125 | 10.5647 | 17.0341 | 17.0341 | 44.8269 | 2.0991 | 0 | 2024: 2.1897; 2025: 42.6372; 2026: 0; 2027: 35.7558; 2028: 0; 2029: 0; 2030: 0.1078; 2031: 0; 2032: 0; 2033: 2.1897; 2034: 42.6372; 2035: 0; 2036: 35.7558; 2039: 0.26238; 2040: 0.30605
2018-11-10 10:00 | 11 | 9 | 7 | 0 | 0 | 0.42197 | 1.0381 | 2.0763 | 3.3758 | 20.3125 | 10.5647 | 17.0341 | 17.0341 | 42.1738 | 2.0763 | 1.2995 | 2024: 0; 2025: 42.1738; 2026: 13.7294; 2027: 57.5039; 2028: 1.2995; 2029: 1.2995; 2030: 0; 2031: 0; 2032: 0; 2033: 0; 2034: 42.1738; 2035: 0; 2036: 57.5039; 2039: 0.42197; 2040: 0.52775
2018-11-10 11:00 | 11 | 10 | 7 | 0 | 0 | 0.37402 | 1.0348 | 2.0696 | 2.9922 | 20.3125 | 10.5647 | 17.0341 | 17.0341 | 42.038 | 2.0696 | 0.92263 | 2024: 0; 2025: 42.038; 2026: 9.7473; 2027: 50.9694; 2028: 0.92263; 2029: 2.2222; 2030: 0; 2031: 0; 2032: 0; 2033: 0; 2034: 42.038; 2035: 0; 2036: 50.9694; 2039: 0.37402; 2040: 0.67831
2018-11-10 12:00 | 11 | 11 | 7 | 0 | 0 | 0.46015 | 1.0101 | 2.0202 | 3.6812 | 20.3125 | 10.5647 | 17.0341 | 17.0341 | 41.0354 | 2.0202 | 1.661 | 2024: 0; 2025: 41.0354; 2026: 17.5479; 2027: 62.706; 2028: 1.661; 2029: 3.8832; 2030: 0; 2031: 0; 2032: 0; 2033: 0; 2034: 41.0354; 2035: 0; 2036: 62.706; 2039: 0.46015; 2040: 0.63334
2018-11-10 13:00 | 11 | 12 | 7 | 0 | 0 | 0.34685 | 0.93714 | 1.8743 | 2.7748 | 20.3125 | 10.5647 | 17.0341 | 17.0341 | 38.0713 | 1.8743 | 0.9005 | 2024: 0; 2025: 38.0713; 2026: 9.5136; 2027: 47.2661; 2028: 0.9005; 2029: 4.7837; 2030: 0; 2031: 0; 2032: 0; 2033: 0; 2034: 38.0713; 2035: 0; 2036: 47.2661; 2039: 0.34685; 2040: 0.57278
2018-11-10 14:00 | 11 | 13 | 7 | 0 | 0 | 0.24874 | 0.89795 | 1.7959 | 1.9899 | 20.3125 | 10.5647 | 17.0341 | 17.0341 | 36.4794 | 1.7959 | 0.19402 | 2024: 0; 2025: 36.4794; 2026: 2.0498; 2027: 33.8967; 2028: 0.19402; 2029: 4.9777; 2030: 0; 2031: 0; 2032: 0; 2033: 0; 2034: 36.4794; 2035: 0; 2036: 33.8967; 2039: 0.24874; 2040: 0.49553
2018-11-10 15:00 | 11 | 14 | 7 | 0 | 0 | 0.13984 | 0.8301 | 1.6602 | 1.1187 | 20.3125 | 10.5647 | 17.0341 | 17.0341 | 33.7227 | 1.1187 | 0 | 2024: 10.9992; 2025: 22.7235; 2026: 0; 2027: 19.056; 2028: 0; 2029: 4.9777; 2030: 0.5415; 2031: 0.5415; 2032: 0; 2033: 0; 2034: 33.7227; 2035: 0; 2036: 19.056; 2039: 0.13984; 2040: 0.33529
2018-11-10 16:00 | 11 | 15 | 7 | 0 | 1 | 0.05487 | 0.9058 | 1.8116 | 0.43896 | 21.7915 | 12.0437 | 17.0341 | 17.0341 | 39.4776 | 0.43896 | 0 | 2024: 29.9121; 2025: 9.5655; 2026: 0; 2027: 7.4773; 2028: 0; 2029: 4.3891; 2030: 1.3726; 2031: 1.3726; 2032: 0; 2033: 0; 2034: 39.4776; 2035: 0; 2036: 7.4773; 2039: 0.05487; 2040: 0.14744
2018-11-10 17:00 | 11 | 16 | 7 | 0 | 1 | 0 | 1.0588 | 2.1176 | 0 | 21.7915 | 12.0437 | 17.0341 | 17.0341 | 46.1456 | 0 | 0 | 2024: 46.1456; 2025: 0; 2026: 0; 2027: 0; 2028: 0; 2029: 2.8971; 2030: 2.1176; 2031: 2.1176; 2032: 0; 2033: 0; 2034: 46.1456; 2035: 0; 2036: 0; 2039: 0; 2040: 0
2018-11-10 18:00 | 11 | 17 | 7 | 0 | 1 | 0 | 1.161 | 2.322 | 0 | 21.7915 | 12.0437 | 17.0341 | 17.0341 | 50.5997 | 0 | 0 | 2024: 50.5997; 2025: 0; 2026: 0; 2027: 0; 2028: 0; 2029: 0.59535; 2030: 2.322; 2031: 0.54772; 2032: 0; 2033: 38.664; 2034: 11.9356; 2035: 0; 2036: 0; 2039: 0; 2040: 0
2018-11-10 19:00 | 11 | 18 | 7 | 0 | 1 | 0 | 1.2385 | 2.4771 | 0 | 21.7915 | 12.0437 | 17.0341 | 17.0341 | 53.9793 | 0 | 0 | 2024: 53.9793; 2025: 0; 2026: 0; 2027: 0; 2028: 0; 2029: 0; 2030: 2.4771; 2031: 0; 2032: 0; 2033: 53.9793; 2034: 0; 2035: 0; 2036: 0; 2039: 0; 2040: 0
2018-11-10 20:00 | 11 | 19 | 7 | 0 | 0 | 0 | 1.2197 | 2.4395 | 0 | 20.3125 | 10.5647 | 17.0341 | 17.0341 | 49.5521 | 0 | 0 | 2024: 49.5521; 2025: 0; 2026: 0; 2027: 0; 2028: 0; 2029: 0; 2030: 2.4395; 2031: 0; 2032: 0; 2033: 49.5521; 2034: 0; 2035: 0; 2036: 0; 2039: 0; 2040: 0
2018-11-10 21:00 | 11 | 20 | 7 | 0 | 0 | 0 | 1.0253 | 2.0506 | 0 | 20.3125 | 10.5647 | 17.0341 | 17.0341 | 41.652 | 0 | 0 | 2024: 41.652; 2025: 0; 2026: 0; 2027: 0; 2028: 0; 2029: 0; 2030: 2.0506; 2031: 0; 2032: 0; 2033: 41.652; 2034: 0; 2035: 0; 2036: 0; 2039: 0; 2040: 0
2018-11-10 22:00 | 11 | 21 | 7 | 0 | 0 | 0 | 0.89511 | 1.7902 | 0 | 20.3125 | 10.5647 | 17.0341 | 17.0341 | 36.3639 | 0 | 0 | 2024: 36.3639; 2025: 0; 2026: 0; 2027: 0; 2028: 0; 2029: 0; 2030: 1.7902; 2031: 0; 2032: 0; 2033: 36.3639; 2034: 0; 2035: 0; 2036: 0; 2039: 0; 2040: 0
2018-11-10 23:00 | 11 | 22 | 7 | 0 | 0 | 0 | 0.69854 | 1.3971 | 0 | 20.3125 | 10.5647 | 17.0341 | 17.0341 | 28.3782 | 0 | 0 | 2024: 28.3782; 2025: 0; 2026: 0; 2027: 0; 2028: 0; 2029: 0; 2030: 1.3971; 2031: 0; 2032: 0; 2033: 28.3782; 2034: 0; 2035: 0; 2036: 0; 2039: 0; 2040: 0
2018-11-11 | 11 | 23 | 7 | 0 | 0 | 0 | 0.6305 | 1.261 | 0 | 20.3125 | 10.5647 | 17.0341 | 17.0341 | 25.6141 | 0 | 0 | 2024: 25.6141; 2025: 0; 2026: 0; 2027: 0; 2028: 0; 2029: 0; 2030: 1.261; 2031: 0; 2032: 0; 2033: 25.6141; 2034: 0; 2035: 0; 2036: 0; 2039: 0; 2040: 0
2018-11-11 01:00 | 11 | 0 | 1 | 0 | 0 | 0 | 0.59759 | 1.1952 | 0 | 20.3125 | 10.5647 | 17.0341 | 17.0341 | 24.2772 | 0 | 0 | 2024: 24.2772; 2025: 0; 2026: 0; 2027: 0; 2028: 0; 2029: 0; 2030: 1.1952; 2031: 0; 2032: 0; 2033: 24.2772; 2034: 0; 2035: 0; 2036: 0; 2039: 0; 2040: 0
2018-11-11 02:00 | 11 | 1 | 1 | 0 | 0 | 0 | 0.59911 | 1.1982 | 0 | 20.3125 | 10.5647 | 17.0341 | 17.0341 | 24.3389 | 0 | 0 | 2024: 24.3389; 2025: 0; 2026: 0; 2027: 0; 2028: 0; 2029: 0; 2030: 1.1982; 2031: 0; 2032: 0; 2033: 24.3389; 2034: 0; 2035: 0; 2036: 0; 2039: 0; 2040: 0
2018-11-11 03:00 | 11 | 2 | 1 | 0 | 0 | 0 | 0.62576 | 1.2515 | 0 | 20.3125 | 10.5647 | 17.0341 | 17.0341 | 25.4213 | 0 | 0 | 2024: 25.4213; 2025: 0; 2026: 0; 2027: 0; 2028: 0; 2029: 0; 2030: 1.2515; 2031: 0; 2032: 0; 2033: 25.4213; 2034: 0; 2035: 0; 2036: 0; 2039: 0; 2040: 0
2018-11-11 04:00 | 11 | 3 | 1 | 0 | 0 | 0 | 0.6488 | 1.2976 | 0 | 20.3125 | 10.5647 | 17.0341 | 17.0341 | 26.3573 | 0 | 0 | 2024: 26.3573; 2025: 0; 2026: 0; 2027: 0; 2028: 0; 2029: 0; 2030: 1.2976; 2031: 0; 2032: 0; 2033: 26.3573; 2034: 0; 2035: 0; 2036: 0; 2039: 0; 2040: 0
2018-11-11 05:00 | 11 | 4 | 1 | 0 | 0 | 0 | 0.68448 | 1.369 | 0 | 20.3125 | 10.5647 | 17.0341 | 17.0341 | 27.807 | 0 | 0 | 2024: 27.807; 2025: 0; 2026: 0; 2027: 0; 2028: 0; 2029: 0; 2030: 1.369; 2031: 0; 2032: 0; 2033: 27.807; 2034: 0; 2035: 0; 2036: 0; 2039: 0; 2040: 0
2018-11-11 06:00 | 11 | 5 | 1 | 0 | 0 | 0 | 0.79787 | 1.5957 | 0 | 20.3125 | 10.5647 | 17.0341 | 17.0341 | 32.4134 | 0 | 0 | 2024: 32.4134; 2025: 0; 2026: 0; 2027: 0; 2028: 0; 2029: 0; 2030: 1.5957; 2031: 0; 2032: 0; 2033: 32.4134; 2034: 0; 2035: 0; 2036: 0; 2039: 0; 2040: 0
2018-11-11 07:00 | 11 | 6 | 1 | 0 | 0 | 0 | 0.89686 | 1.7937 | 0 | 20.3125 | 10.5647 | 17.0341 | 17.0341 | 36.4349 | 0 | 0 | 2024: 36.4349; 2025: 0; 2026: 0; 2027: 0; 2028: 0; 2029: 0; 2030: 1.7937; 2031: 0; 2032: 0; 2033: 36.4349; 2034: 0; 2035: 0; 2036: 0; 2039: 0; 2040: 0
2018-11-11 08:00 | 11 | 7 | 1 | 0 | 0 | 0.063471 | 1.0525 | 2.105 | 0.50777 | 20.3125 | 10.5647 | 17.0341 | 17.0341 | 42.7573 | 0.50777 | 0 | 2024: 32.4432; 2025: 10.3141; 2026: 0; 2027: 8.6494; 2028: 0; 2029: 0; 2030: 1.5972; 2031: 0; 2032: 0; 2033: 32.4432; 2034: 10.3141; 2035: 0; 2036: 8.6494; 2039: 0.063471; 2040: 0.18353
2018-11-11 09:00 | 11 | 8 | 1 | 0 | 0 | 0.23675 | 1.1874 | 2.3748 | 1.894 | 20.3125 | 10.5647 | 17.0341 | 17.0341 | 48.2391 | 1.894 | 0 | 2024: 9.7666; 2025: 38.4725; 2026: 0; 2027: 32.2632; 2028: 0; 2029: 0; 2030: 0.48082; 2031: 0; 2032: 0; 2033: 9.7666; 2034: 38.4725; 2035: 0; 2036: 32.2632; 2039: 0.23675; 2040: 0.37493
2018-11-11 10:00 | 11 | 9 | 1 | 0 | 0 | 0.34054 | 1.1592 | 2.3184 | 2.7244 | 20.3125 | 10.5647 | 17.0341 | 17.0341 | 47.0932 | 2.3184 | 0.40592 | 2024: 0; 2025: 47.0932; 2026: 4.2884; 2027: 46.407; 2028: 0.40592; 2029: 0.40592; 2030: 0; 2031: 0; 2032: 0; 2033: 0; 2034: 47.0932; 2035: 0; 2036: 46.407; 2039: 0.34054; 2040: 0.53496
2018-11-11 11:00 | 11 | 10 | 1 | 0 | 0 | 0.36481 | 1.0329 | 2.0657 | 2.9185 | 20.3125 | 10.5647 | 17.0341 | 17.0341 | 41.9596 | 2.0657 | 0.85281 | 2024: 0; 2025: 41.9596; 2026: 9.0097; 2027: 49.7144; 2028: 0.85281; 2029: 1.2587; 2030: 0; 2031: 0; 2032: 0; 2033: 0; 2034: 41.9596; 2035: 0; 2036: 49.7144; 2039: 0.36481; 2040: 0.58415
2018-11-11 12:00 | 11 | 11 | 1 | 0 | 0 | 0.31233 | 0.95196 | 1.9039 | 2.4986 | 20.3125 | 10.5647 | 17.0341 | 17.0341 | 38.6735 | 1.9039 | 0.59472 | 2024: 0; 2025: 38.6735; 2026: 6.2831; 2027: 42.5623; 2028: 0.59472; 2029: 1.8534; 2030: 0; 2031: 0; 2032: 0; 2033: 0; 2034: 38.6735; 2035: 0; 2036: 42.5623; 2039: 0.31233; 2040: 0.61928
2018-11-11 13:00 | 11 | 12 | 1 | 0 | 0 | 0.31198 | 0.93079 | 1.8616 | 2.4958 | 20.3125 | 10.5647 | 17.0341 | 17.0341 | 37.8132 | 1.8616 | 0.63423 | 2024: 0; 2025: 37.8132; 2026: 6.7004; 2027: 42.5138; 2028: 0.63423; 2029: 2.4877; 2030: 0; 2031: 0; 2032: 0; 2033: 0; 2034: 37.8132; 2035: 0; 2036: 42.5138; 2039: 0.31198; 2040: 0.5605
2018-11-11 14:00 | 11 | 13 | 1 | 0 | 0 | 0.029501 | 0.94198 | 1.884 | 0.23601 | 20.3125 | 10.5647 | 17.0341 | 17.0341 | 38.268 | 0.23601 | 0 | 2024: 33.474; 2025: 4.794; 2026: 0; 2027: 4.0203; 2028: 0; 2029: 2.4877; 2030: 1.648; 2031: 1.648; 2032: 0; 2033: 0; 2034: 38.268; 2035: 0; 2036: 4.0203; 2039: 0.029501; 2040: 0.39055
2018-11-11 15:00 | 11 | 14 | 1 | 0 | 0 | 0.04029 | 0.84812 | 1.6962 | 0.32232 | 20.3125 | 10.5647 | 17.0341 | 17.0341 | 34.4548 | 0.32232 | 0 | 2024: 27.9077; 2025: 6.5471; 2026: 0; 2027: 5.4904; 2028: 0; 2029: 0.69642; 2030: 1.3739; 2031: 0.64071; 2032: 0; 2033: 14.8933; 2034: 19.5615; 2035: 0; 2036: 5.4904; 2039: 0.04029; 2040: 0.25944
2018-11-11 16:00 | 11 | 15 | 1 | 0 | 1 | 0.0099698 | 0.97215 | 1.9443 | 0.079759 | 21.7915 | 12.0437 | 17.0341 | 17.0341 | 42.369 | 0.079759 | 0 | 2024: 40.6309; 2025: 1.7381; 2026: 0; 2027: 1.3586; 2028: 0; 2029: 0; 2030: 1.8645; 2031: 0; 2032: 0; 2033: 40.6309; 2034: 1.7381; 2035: 0; 2036: 1.3586; 2039: 0.0099698; 2040: 0.097624
2018-11-11 17:00 | 11 | 16 | 1 | 0 | 1 | 0 | 1.2401 | 2.4803 | 0 | 21.7915 | 12.0437 | 17.0341 | 17.0341 | 54.0487 | 0 | 0 | 2024: 54.0487; 2025: 0; 2026: 0; 2027: 0; 2028: 0; 2029: 0; 2030: 2.4803; 2031: 0; 2032: 0; 2033: 54.0487; 2034: 0; 2035: 0; 2036: 0; 2039: 0; 2040: 0
2018-11-11 18:00 | 11 | 17 | 1 | 0 | 1 | 0 | 1.3682 | 2.7364 | 0 | 21.7915 | 12.0437 | 17.0341 | 17.0341 | 59.6301 | 0 | 0 | 2024: 59.6301; 2025: 0; 2026: 0; 2027: 0; 2028: 0; 2029: 0; 2030: 2.7364; 2031: 0; 2032: 0; 2033: 59.6301; 2034: 0; 2035: 0; 2036: 0; 2039: 0; 2040: 0
2018-11-11 19:00 | 11 | 18 | 1 | 0 | 1 | 0 | 1.41 | 2.82 | 0 | 21.7915 | 12.0437 | 17.0341 | 17.0341 | 61.4519 | 0 | 0 | 2024: 61.4519; 2025: 0; 2026: 0; 2027: 0; 2028: 0; 2029: 0; 2030: 2.82; 2031: 0; 2032: 0; 2033: 61.4519; 2034: 0; 2035: 0; 2036: 0; 2039: 0; 2040: 0
2018-11-11 20:00 | 11 | 19 | 1 | 0 | 0 | 0 | 1.324 | 2.6479 | 0 | 20.3125 | 10.5647 | 17.0341 | 17.0341 | 53.7857 | 0 | 0 | 2024: 53.7857; 2025: 0; 2026: 0; 2027: 0; 2028: 0; 2029: 0; 2030: 2.6479; 2031: 0; 2032: 0; 2033: 53.7857; 2034: 0; 2035: 0; 2036: 0; 2039: 0; 2040: 0
2018-11-11 21:00 | 11 | 20 | 1 | 0 | 0 | 0 | 1.2367 | 2.4734 | 0 | 20.3125 | 10.5647 | 17.0341 | 17.0341 | 50.2402 | 0 | 0 | 2024: 50.2402; 2025: 0; 2026: 0; 2027: 0; 2028: 0; 2029: 0; 2030: 2.4734; 2031: 0; 2032: 0; 2033: 50.2402; 2034: 0; 2035: 0; 2036: 0; 2039: 0; 2040: 0
2018-11-11 22:00 | 11 | 21 | 1 | 0 | 0 | 0 | 1.0676 | 2.1351 | 0 | 20.3125 | 10.5647 | 17.0341 | 17.0341 | 43.3698 | 0 | 0 | 2024: 43.3698; 2025: 0; 2026: 0; 2027: 0; 2028: 0; 2029: 0; 2030: 2.1351; 2031: 0; 2032: 0; 2033: 43.3698; 2034: 0; 2035: 0; 2036: 0; 2039: 0; 2040: 0
2018-11-11 23:00 | 11 | 22 | 1 | 0 | 0 | 0 | 0.93104 | 1.8621 | 0 | 20.3125 | 10.5647 | 17.0341 | 17.0341 | 37.8236 | 0 | 0 | 2024: 37.8236; 2025: 0; 2026: 0; 2027: 0; 2028: 0; 2029: 0; 2030: 1.8621; 2031: 0; 2032: 0; 2033: 37.8236; 2034: 0; 2035: 0; 2036: 0; 2039: 0; 2040: 0
2018-11-12 | 11 | 23 | 1 | 0 | 0 | 0 | 0.85225 | 1.7045 | 0 | 20.3125 | 10.5647 | 17.0341 | 17.0341 | 34.6228 | 0 | 0 | 2024: 34.6228; 2025: 0; 2026: 0; 2027: 0; 2028: 0; 2029: 0; 2030: 1.7045; 2031: 0; 2032: 0; 2033: 34.6228; 2034: 0; 2035: 0; 2036: 0; 2039: 0; 2040: 0
2018-11-12 01:00 | 11 | 0 | 2 | 0 | 0 | 0 | 0.85453 | 1.7091 | 0 | 20.3125 | 10.5647 | 17.0341 | 17.0341 | 34.7154 | 0 | 0 | 2024: 34.7154; 2025: 0; 2026: 0; 2027: 0; 2028: 0; 2029: 0; 2030: 1.7091; 2031: 0; 2032: 0; 2033: 34.7154; 2034: 0; 2035: 0; 2036: 0; 2039: 0; 2040: 0
2018-11-12 02:00 | 11 | 1 | 2 | 0 | 0 | 0 | 0.8879 | 1.7758 | 0 | 20.3125 | 10.5647 | 17.0341 | 17.0341 | 36.071 | 0 | 0 | 2024: 36.071; 2025: 0; 2026: 0; 2027: 0; 2028: 0; 2029: 0; 2030: 1.7758; 2031: 0; 2032: 0; 2033: 36.071; 2034: 0; 2035: 0; 2036: 0; 2039: 0; 2040: 0
2018-11-12 03:00 | 11 | 2 | 2 | 0 | 0 | 0 | 0.92459 | 1.8492 | 0 | 20.3125 | 10.5647 | 17.0341 | 17.0341 | 37.5615 | 0 | 0 | 2024: 37.5615; 2025: 0; 2026: 0; 2027: 0; 2028: 0; 2029: 0; 2030: 1.8492; 2031: 0; 2032: 0; 2033: 37.5615; 2034: 0; 2035: 0; 2036: 0; 2039: 0; 2040: 0
2018-11-12 04:00 | 11 | 3 | 2 | 0 | 0 | 0 | 0.96524 | 1.9305 | 0 | 20.3125 | 10.5647 | 17.0341 | 17.0341 | 39.2128 | 0 | 0 | 2024: 39.2128; 2025: 0; 2026: 0; 2027: 0; 2028: 0; 2029: 0; 2030: 1.9305; 2031: 0; 2032: 0; 2033: 39.2128; 2034: 0; 2035: 0; 2036: 0; 2039: 0; 2040: 0
2018-11-12 05:00 | 11 | 4 | 2 | 0 | 0 | 0 | 1.0218 | 2.0436 | 0 | 20.3125 | 10.5647 | 17.0341 | 17.0341 | 41.5103 | 0 | 0 | 2024: 41.5103; 2025: 0; 2026: 0; 2027: 0; 2028: 0; 2029: 0; 2030: 2.0436; 2031: 0; 2032: 0; 2033: 41.5103; 2034: 0; 2035: 0; 2036: 0; 2039: 0; 2040: 0
2018-11-12 06:00 | 11 | 5 | 2 | 0 | 0 | 0 | 1.2121 | 2.4242 | 0 | 20.3125 | 10.5647 | 17.0341 | 17.0341 | 49.241 | 0 | 0 | 2024: 49.241; 2025: 0; 2026: 0; 2027: 0; 2028: 0; 2029: 0; 2030: 2.4242; 2031: 0; 2032: 0; 2033: 49.241; 2034: 0; 2035: 0; 2036: 0; 2039: 0; 2040: 0
2018-11-12 07:00 | 11 | 6 | 2 | 0 | 0 | 0.0073962 | 1.2606 | 2.5212 | 0.05917 | 20.3125 | 10.5647 | 17.0341 | 17.0341 | 51.2109 | 0.05917 | 0 | 2024: 50.009; 2025: 1.2019; 2026: 0; 2027: 1.0079; 2028: 0; 2029: 0; 2030: 2.462; 2031: 0; 2032: 0; 2033: 50.009; 2034: 1.2019; 2035: 0; 2036: 1.0079; 2039: 0.0073962; 2040: 0
2018-11-12 08:00 | 11 | 7 | 2 | 0 | 0 | 0.20542 | 1.1998 | 2.3995 | 1.6434 | 20.3125 | 10.5647 | 17.0341 | 17.0341 | 48.7399 | 1.6434 | 0 | 2024: 15.3587; 2025: 33.3812; 2026: 0; 2027: 27.9936; 2028: 0; 2029: 0; 2030: 0.75612; 2031: 0; 2032: 0; 2033: 15.3587; 2034: 33.3812; 2035: 0; 2036: 27.9936; 2039: 0.20542; 2040: 0.085734
2018-11-12 09:00 | 11 | 8 | 2 | 0 | 0 | 0.27248 | 1.1001 | 2.2003 | 2.1799 | 20.3125 | 10.5647 | 17.0341 | 17.0341 | 44.6926 | 2.1799 | 0 | 2024: 0.41378; 2025: 44.2788; 2026: 0; 2027: 37.1324; 2028: 0; 2029: 0; 2030: 0.020371; 2031: 0; 2032: 0; 2033: 0.41378; 2034: 44.2788; 2035: 0; 2036: 37.1324; 2039: 0.27248; 2040: 0.17699
2018-11-12 10:00 | 11 | 9 | 2 | 0 | 0 | 0.42863 | 1.0309 | 2.0619 | 3.4291 | 20.3125 | 10.5647 | 17.0341 | 17.0341 | 41.882 | 2.0619 | 1.3672 | 2024: 0; 2025: 41.882; 2026: 14.4439; 2027: 58.4112; 2028: 1.3672; 2029: 1.3672; 2030: 0; 2031: 0; 2032: 0; 2033: 0; 2034: 41.882; 2035: 0; 2036: 58.4112; 2039: 0.42863; 2040: 0.25097
2018-11-12 11:00 | 11 | 10 | 2 | 0 | 0 | 0.52623 | 0.94931 | 1.8986 | 4.2098 | 20.3125 | 10.5647 | 17.0341 | 17.0341 | 38.5655 | 1.8986 | 2.3112 | 2024: 0; 2025: 38.5655; 2026: 24.4172; 2027: 71.7105; 2028: 2.3112; 2029: 3.6784; 2030: 0; 2031: 0; 2032: 0; 2033: 0; 2034: 38.5655; 2035: 0; 2036: 71.7105; 2039: 0.52623; 2040: 0.36452
2018-11-12 12:00 | 11 | 11 | 2 | 0 | 0 | 0.57209 | 0.92273 | 1.8455 | 4.5767 | 20.3125 | 10.5647 | 17.0341 | 17.0341 | 37.486 | 1.8455 | 2.7313 | 2024: 0; 2025: 37.486; 2026: 28.855; 2027: 77.9605; 2028: 2.7313; 2029: 6.4096; 2030: 0; 2031: 0; 2032: 0; 2033: 0; 2034: 37.486; 2035: 0; 2036: 77.9605; 2039: 0.57209; 2040: 0.28476
2018-11-12 13:00 | 11 | 12 | 2 | 0 | 0 | 0.28184 | 0.7835 | 1.567 | 2.2547 | 20.3125 | 10.5647 | 17.0341 | 17.0341 | 31.8298 | 1.567 | 0.68768 | 2024: 0; 2025: 31.8298; 2026: 7.2651; 2027: 38.4065; 2028: 0.68768; 2029: 7.0973; 2030: 0; 2031: 0; 2032: 0; 2033: 0; 2034: 31.8298; 2035: 0; 2036: 38.4065; 2039: 0.28184; 2040: 0.26296
2018-11-12 14:00 | 11 | 13 | 2 | 0 | 0 | 0.054315 | 0.76856 | 1.5371 | 0.43452 | 20.3125 | 10.5647 | 17.0341 | 17.0341 | 31.2226 | 0.43452 | 0 | 2024: 22.3964; 2025: 8.8262; 2026: 0; 2027: 7.4017; 2028: 0; 2029: 7.0973; 2030: 1.1026; 2031: 1.1026; 2032: 0; 2033: 0; 2034: 31.2226; 2035: 0; 2036: 7.4017; 2039: 0.054315; 2040: 0.32182
2018-11-12 15:00 | 11 | 14 | 2 | 0 | 0 | 0.041606 | 0.8251 | 1.6502 | 0.33285 | 20.3125 | 10.5647 | 17.0341 | 17.0341 | 33.5196 | 0.33285 | 0 | 2024: 26.7587; 2025: 6.7609; 2026: 0; 2027: 5.6697; 2028: 0; 2029: 5.8988; 2030: 1.3174; 2031: 1.3174; 2032: 0; 2033: 0; 2034: 33.5196; 2035: 0; 2036: 5.6697; 2039: 0.041606; 2040: 0.15458
2018-11-12 16:00 | 11 | 15 | 2 | 0 | 1 | 0.01705 | 0.94597 | 1.8919 | 0.1364 | 21.7915 | 12.0437 | 17.0341 | 17.0341 | 41.2284 | 0.1364 | 0 | 2024: 38.256; 2025: 2.9724; 2026: 0; 2027: 2.3235; 2028: 0; 2029: 4.4669; 2030: 1.7555; 2031: 1.7555; 2032: 0; 2033: 0; 2034: 41.2284; 2035: 0; 2036: 2.3235; 2039: 0.01705; 2040: 0.040347
2018-11-12 17:00 | 11 | 16 | 2 | 0 | 1 | 0 | 1.1104 | 2.2207 | 0 | 21.7915 | 12.0437 | 17.0341 | 17.0341 | 48.393 | 0 | 0 | 2024: 48.393; 2025: 0; 2026: 0; 2027: 0; 2028: 0; 2029: 2.5587; 2030: 2.2207; 2031: 2.2207; 2032: 0; 2033: 0; 2034: 48.393; 2035: 0; 2036: 0; 2039: 0; 2040: 0
2018-11-12 18:00 | 11 | 17 | 2 | 0 | 1 | 0 | 1.2698 | 2.5396 | 0 | 21.7915 | 12.0437 | 17.0341 | 17.0341 | 55.3414 | 0 | 0 | 2024: 55.3414; 2025: 0; 2026: 0; 2027: 0; 2028: 0; 2029: 0.14489; 2030: 2.5396; 2031: 0.1333; 2032: 0; 2033: 52.4366; 2034: 2.9048; 2035: 0; 2036: 0; 2039: 0; 2040: 0
2018-11-12 19:00 | 11 | 18 | 2 | 0 | 1 | 0 | 1.2604 | 2.5208 | 0 | 21.7915 | 12.0437 | 17.0341 | 17.0341 | 54.9325 | 0 | 0 | 2024: 54.9325; 2025: 0; 2026: 0; 2027: 0; 2028: 0; 2029: 0; 2030: 2.5208; 2031: 0; 2032: 0; 2033: 54.9325; 2034: 0; 2035: 0; 2036: 0; 2039: 0; 2040: 0
2018-11-12 20:00 | 11 | 19 | 2 | 0 | 0 | 0 | 1.2785 | 2.557 | 0 | 20.3125 | 10.5647 | 17.0341 | 17.0341 | 51.9381 | 0 | 0 | 2024: 51.9381; 2025: 0; 2026: 0; 2027: 0; 2028: 0; 2029: 0; 2030: 2.557; 2031: 0; 2032: 0; 2033: 51.9381; 2034: 0; 2035: 0; 2036: 0; 2039: 0; 2040: 0
2018-11-12 21:00 | 11 | 20 | 2 | 0 | 0 | 0 | 1.2108 | 2.4215 | 0 | 20.3125 | 10.5647 | 17.0341 | 17.0341 | 49.1875 | 0 | 0 | 2024: 49.1875; 2025: 0; 2026: 0; 2027: 0; 2028: 0; 2029: 0; 2030: 2.4215; 2031: 0; 2032: 0; 2033: 49.1875; 2034: 0; 2035: 0; 2036: 0; 2039: 0; 2040: 0
2018-11-12 22:00 | 11 | 21 | 2 | 0 | 0 | 0 | 1.1225 | 2.2451 | 0 | 20.3125 | 10.5647 | 17.0341 | 17.0341 | 45.6035 | 0 | 0 | 2024: 45.6035; 2025: 0; 2026: 0; 2027: 0; 2028: 0; 2029: 0; 2030: 2.2451; 2031: 0; 2032: 0; 2033: 45.6035; 2034: 0; 2035: 0; 2036: 0; 2039: 0; 2040: 0
2018-11-12 23:00 | 11 | 22 | 2 | 0 | 0 | 0 | 0.92494 | 1.8499 | 0 | 20.3125 | 10.5647 | 17.0341 | 17.0341 | 37.5758 | 0 | 0 | 2024: 37.5758; 2025: 0; 2026: 0; 2027: 0; 2028: 0; 2029: 0; 2030: 1.8499; 2031: 0; 2032: 0; 2033: 37.5758; 2034: 0; 2035: 0; 2036: 0; 2039: 0; 2040: 0
2018-11-13 | 11 | 23 | 2 | 0 | 0 | 0 | 0.84383 | 1.6877 | 0 | 20.3125 | 10.5647 | 17.0341 | 17.0341 | 34.2805 | 0 | 0 | 2024: 34.2805; 2025: 0; 2026: 0; 2027: 0; 2028: 0; 2029: 0; 2030: 1.6877; 2031: 0; 2032: 0; 2033: 34.2805; 2034: 0; 2035: 0; 2036: 0; 2039: 0; 2040: 0
2018-11-13 01:00 | 11 | 0 | 3 | 0 | 0 | 0 | 0.7973 | 1.5946 | 0 | 20.3125 | 10.5647 | 17.0341 | 17.0341 | 32.3902 | 0 | 0 | 2024: 32.3902; 2025: 0; 2026: 0; 2027: 0; 2028: 0; 2029: 0; 2030: 1.5946; 2031: 0; 2032: 0; 2033: 32.3902; 2034: 0; 2035: 0; 2036: 0; 2039: 0; 2040: 0
2018-11-13 02:00 | 11 | 1 | 3 | 0 | 0 | 0 | 0.82395 | 1.6479 | 0 | 20.3125 | 10.5647 | 17.0341 | 17.0341 | 33.4729 | 0 | 0 | 2024: 33.4729; 2025: 0; 2026: 0; 2027: 0; 2028: 0; 2029: 0; 2030: 1.6479; 2031: 0; 2032: 0; 2033: 33.4729; 2034: 0; 2035: 0; 2036: 0; 2039: 0; 2040: 0
2018-11-13 03:00 | 11 | 2 | 3 | 0 | 0 | 0 | 0.84629 | 1.6926 | 0 | 20.3125 | 10.5647 | 17.0341 | 17.0341 | 34.3805 | 0 | 0 | 2024: 34.3805; 2025: 0; 2026: 0; 2027: 0; 2028: 0; 2029: 0; 2030: 1.6926; 2031: 0; 2032: 0; 2033: 34.3805; 2034: 0; 2035: 0; 2036: 0; 2039: 0; 2040: 0
2018-11-13 04:00 | 11 | 3 | 3 | 0 | 0 | 0 | 0.8389 | 1.6778 | 0 | 20.3125 | 10.5647 | 17.0341 | 17.0341 | 34.0804 | 0 | 0 | 2024: 34.0804; 2025: 0; 2026: 0; 2027: 0; 2028: 0; 2029: 0; 2030: 1.6778; 2031: 0; 2032: 0; 2033: 34.0804; 2034: 0; 2035: 0; 2036: 0; 2039: 0; 2040: 0
2018-11-13 05:00 | 11 | 4 | 3 | 0 | 0 | 0 | 0.89936 | 1.7987 | 0 | 20.3125 | 10.5647 | 17.0341 | 17.0341 | 36.5364 | 0 | 0 | 2024: 36.5364; 2025: 0; 2026: 0; 2027: 0; 2028: 0; 2029: 0; 2030: 1.7987; 2031: 0; 2032: 0; 2033: 36.5364; 2034: 0; 2035: 0; 2036: 0; 2039: 0; 2040: 0
2018-11-13 06:00 | 11 | 5 | 3 | 0 | 0 | 0 | 1.0682 | 2.1363 | 0 | 20.3125 | 10.5647 | 17.0341 | 17.0341 | 43.3936 | 0 | 0 | 2024: 43.3936; 2025: 0; 2026: 0; 2027: 0; 2028: 0; 2029: 0; 2030: 2.1363; 2031: 0; 2032: 0; 2033: 43.3936; 2034: 0; 2035: 0; 2036: 0; 2039: 0; 2040: 0
2018-11-13 07:00 | 11 | 6 | 3 | 0 | 0 | 0 | 1.2298 | 2.4596 | 0 | 20.3125 | 10.5647 | 17.0341 | 17.0341 | 49.9616 | 0 | 0 | 2024: 49.9616; 2025: 0; 2026: 0; 2027: 0; 2028: 0; 2029: 0; 2030: 2.4596; 2031: 0; 2032: 0; 2033: 49.9616; 2034: 0; 2035: 0; 2036: 0; 2039: 0; 2040: 0
2018-11-13 08:00 | 11 | 7 | 3 | 0 | 0 | 0.058095 | 1.2336 | 2.4671 | 0.46476 | 20.3125 | 10.5647 | 17.0341 | 17.0341 | 50.1137 | 0.46476 | 0 | 2024: 40.6733; 2025: 9.4404; 2026: 0; 2027: 7.9168; 2028: 0; 2029: 0; 2030: 2.0024; 2031: 0; 2032: 0; 2033: 40.6733; 2034: 9.4404; 2035: 0; 2036: 7.9168; 2039: 0.058095; 2040: 0.045066
2018-11-13 09:00 | 11 | 8 | 3 | 0 | 0 | 0.22382 | 1.0575 | 2.115 | 1.7906 | 20.3125 | 10.5647 | 17.0341 | 17.0341 | 42.9608 | 1.7906 | 0 | 2024: 6.5894; 2025: 36.3714; 2026: 0; 2027: 30.5012; 2028: 0; 2029: 0; 2030: 0.3244; 2031: 0; 2032: 0; 2033: 6.5894; 2034: 36.3714; 2035: 0; 2036: 30.5012; 2039: 0.22382; 2040: 0.14652
2018-11-13 10:00 | 11 | 9 | 3 | 0 | 0 | 0.049872 | 0.98777 | 1.9755 | 0.39897 | 20.3125 | 10.5647 | 17.0341 | 17.0341 | 40.1281 | 0.39897 | 0 | 2024: 32.0239; 2025: 8.1042; 2026: 0; 2027: 6.7962; 2028: 0; 2029: 0; 2030: 1.5766; 2031: 0; 2032: 0; 2033: 32.0239; 2034: 8.1042; 2035: 0; 2036: 6.7962; 2039: 0.049872; 2040: 0.22737
2018-11-13 11:00 | 11 | 10 | 3 | 0 | 0 | 0.089155 | 0.91143 | 1.8229 | 0.71324 | 20.3125 | 10.5647 | 17.0341 | 17.0341 | 37.027 | 0.71324 | 0 | 2024: 22.5394; 2025: 14.4877; 2026: 0; 2027: 12.1494; 2028: 0; 2029: 0; 2030: 1.1096; 2031: 0; 2032: 0; 2033: 22.5394; 2034: 14.4877; 2035: 0; 2036: 12.1494; 2039: 0.089155; 2040: 0.26195
2018-11-13 12:00 | 11 | 11 | 3 | 0 | 0 | 0.10066 | 0.83888 | 1.6778 | 0.80526 | 20.3125 | 10.5647 | 17.0341 | 17.0341 | 34.0794 | 0.80526 | 0 | 2024: 17.7225; 2025: 16.3569; 2026: 0; 2027: 13.717; 2028: 0; 2029: 0; 2030: 0.87249; 2031: 0; 2032: 0; 2033: 17.7225; 2034: 16.3569; 2035: 0; 2036: 13.717; 2039: 0.10066; 2040: 0.39475
2018-11-13 13:00 | 11 | 12 | 3 | 0 | 0 | 0.12246 | 0.76151 | 1.523 | 0.9797 | 20.3125 | 10.5647 | 17.0341 | 17.0341 | 30.9361 | 0.9797 | 0 | 2024: 11.0359; 2025: 19.9002; 2026: 0; 2027: 16.6884; 2028: 0; 2029: 0; 2030: 0.54331; 2031: 0; 2032: 0; 2033: 11.0359; 2034: 19.9002; 2035: 0; 2036: 16.6884; 2039: 0.12246; 2040: 0.37124
2018-11-13 14:00 | 11 | 13 | 3 | 0 | 0 | 0.1322 | 0.73087 | 1.4617 | 1.0576 | 20.3125 | 10.5647 | 17.0341 | 17.0341 | 29.6915 | 1.0576 | 0 | 2024: 8.2094; 2025: 21.4822; 2026: 0; 2027: 18.015; 2028: 0; 2029: 0; 2030: 0.40415; 2031: 0; 2032: 0; 2033: 8.2094; 2034: 21.4822; 2035: 0; 2036: 18.015; 2039: 0.1322; 2040: 0.22917
2018-11-13 15:00 | 11 | 14 | 3 | 0 | 0 | 0.015843 | 0.75708 | 1.5142 | 0.12675 | 20.3125 | 10.5647 | 17.0341 | 17.0341 | 30.7564 | 0.12675 | 0 | 2024: 28.1819; 2025: 2.5745; 2026: 0; 2027: 2.159; 2028: 0; 2029: 0; 2030: 1.3874; 2031: 0; 2032: 0; 2033: 28.1819; 2034: 2.5745; 2035: 0; 2036: 2.159; 2039: 0.015843; 2040: 0.15175
2018-11-13 16:00 | 11 | 15 | 3 | 0 | 1 | 0.021215 | 0.88458 | 1.7692 | 0.16972 | 21.7915 | 12.0437 | 17.0341 | 17.0341 | 38.5528 | 0.16972 | 0 | 2024: 34.8544; 2025: 3.6984; 2026: 0; 2027: 2.891; 2028: 0; 2029: 0; 2030: 1.5994; 2031: 0; 2032: 0; 2033: 34.8544; 2034: 3.6984; 2035: 0; 2036: 2.891; 2039: 0.021215; 2040: 0.051944
2018-11-13 17:00 | 11 | 16 | 3 | 0 | 1 | 0 | 1.0584 | 2.1167 | 0 | 21.7915 | 12.0437 | 17.0341 | 17.0341 | 46.1262 | 0 | 0 | 2024: 46.1262; 2025: 0; 2026: 0; 2027: 0; 2028: 0; 2029: 0; 2030: 2.1167; 2031: 0; 2032: 0; 2033: 46.1262; 2034: 0; 2035: 0; 2036: 0; 2039: 0; 2040: 0
2018-11-13 18:00 | 11 | 17 | 3 | 0 | 1 | 0 | 1.1183 | 2.2366 | 0 | 21.7915 | 12.0437 | 17.0341 | 17.0341 | 48.738 | 0 | 0 | 2024: 48.738; 2025: 0; 2026: 0; 2027: 0; 2028: 0; 2029: 0; 2030: 2.2366; 2031: 0; 2032: 0; 2033: 48.738; 2034: 0; 2035: 0; 2036: 0; 2039: 0; 2040: 0
2018-11-13 19:00 | 11 | 18 | 3 | 0 | 1 | 0 | 1.1404 | 2.2807 | 0 | 21.7915 | 12.0437 | 17.0341 | 17.0341 | 49.7001 | 0 | 0 | 2024: 49.7001; 2025: 0; 2026: 0; 2027: 0; 2028: 0; 2029: 0; 2030: 2.2807; 2031: 0; 2032: 0; 2033: 49.7001; 2034: 0; 2035: 0; 2036: 0; 2039: 0; 2040: 0
2018-11-13 20:00 | 11 | 19 | 3 | 0 | 0 | 0 | 1.1053 | 2.2105 | 0 | 20.3125 | 10.5647 | 17.0341 | 17.0341 | 44.9015 | 0 | 0 | 2024: 44.9015; 2025: 0; 2026: 0; 2027: 0; 2028: 0; 2029: 0; 2030: 2.2105; 2031: 0; 2032: 0; 2033: 44.9015; 2034: 0; 2035: 0; 2036: 0; 2039: 0; 2040: 0
2018-11-13 21:00 | 11 | 20 | 3 | 0 | 0 | 0 | 0.98841 | 1.9768 | 0 | 20.3125 | 10.5647 | 17.0341 | 17.0341 | 40.1541 | 0 | 0 | 2024: 40.1541; 2025: 0; 2026: 0; 2027: 0; 2028: 0; 2029: 0; 2030: 1.9768; 2031: 0; 2032: 0; 2033: 40.1541; 2034: 0; 2035: 0; 2036: 0; 2039: 0; 2040: 0
2018-11-13 22:00 | 11 | 21 | 3 | 0 | 0 | 0 | 0.80708 | 1.6142 | 0 | 20.3125 | 10.5647 | 17.0341 | 17.0341 | 32.7876 | 0 | 0 | 2024: 32.7876; 2025: 0; 2026: 0; 2027: 0; 2028: 0; 2029: 0; 2030: 1.6142; 2031: 0; 2032: 0; 2033: 32.7876; 2034: 0; 2035: 0; 2036: 0; 2039: 0; 2040: 0
2018-11-13 23:00 | 11 | 22 | 3 | 0 | 0 | 0 | 0.6826 | 1.3652 | 0 | 20.3125 | 10.5647 | 17.0341 | 17.0341 | 27.7306 | 0 | 0 | 2024: 27.7306; 2025: 0; 2026: 0; 2027: 0; 2028: 0; 2029: 0; 2030: 1.3652; 2031: 0; 2032: 0; 2033: 27.7306; 2034: 0; 2035: 0; 2036: 0; 2039: 0; 2040: 0
2018-11-14 | 11 | 23 | 3 | 0 | 0 | 0 | 0.6096 | 1.2192 | 0 | 20.3125 | 10.5647 | 17.0341 | 17.0341 | 24.7648 | 0 | 0 | 2024: 24.7648; 2025: 0; 2026: 0; 2027: 0; 2028: 0; 2029: 0; 2030: 1.2192; 2031: 0; 2032: 0; 2033: 24.7648; 2034: 0; 2035: 0; 2036: 0; 2039: 0; 2040: 0
2018-11-14 01:00 | 11 | 0 | 4 | 0 | 0 | 0 | 0.53633 | 1.0727 | 0 | 20.3125 | 10.5647 | 17.0341 | 17.0341 | 21.7883 | 0 | 0 | 2024: 21.7883; 2025: 0; 2026: 0; 2027: 0; 2028: 0; 2029: 0; 2030: 1.0727; 2031: 0; 2032: 0; 2033: 21.7883; 2034: 0; 2035: 0; 2036: 0; 2039: 0; 2040: 0
2018-11-14 02:00 | 11 | 1 | 4 | 0 | 0 | 0 | 0.54113 | 1.0823 | 0 | 20.3125 | 10.5647 | 17.0341 | 17.0341 | 21.9835 | 0 | 0 | 2024: 21.9835; 2025: 0; 2026: 0; 2027: 0; 2028: 0; 2029: 0; 2030: 1.0823; 2031: 0; 2032: 0; 2033: 21.9835; 2034: 0; 2035: 0; 2036: 0; 2039: 0; 2040: 0
2018-11-14 03:00 | 11 | 2 | 4 | 0 | 0 | 0 | 0.561 | 1.122 | 0 | 20.3125 | 10.5647 | 17.0341 | 17.0341 | 22.7908 | 0 | 0 | 2024: 22.7908; 2025: 0; 2026: 0; 2027: 0; 2028: 0; 2029: 0; 2030: 1.122; 2031: 0; 2032: 0; 2033: 22.7908; 2034: 0; 2035: 0; 2036: 0; 2039: 0; 2040: 0
2018-11-14 04:00 | 11 | 3 | 4 | 0 | 0 | 0 | 0.57672 | 1.1534 | 0 | 20.3125 | 10.5647 | 17.0341 | 17.0341 | 23.4291 | 0 | 0 | 2024: 23.4291; 2025: 0; 2026: 0; 2027: 0; 2028: 0; 2029: 0; 2030: 1.1534; 2031: 0; 2032: 0; 2033: 23.4291; 2034: 0; 2035: 0; 2036: 0; 2039: 0; 2040: 0
2018-11-14 05:00 | 11 | 4 | 4 | 0 | 0 | 0 | 0.63142 | 1.2628 | 0 | 20.3125 | 10.5647 | 17.0341 | 17.0341 | 25.6516 | 0 | 0 | 2024: 25.6516; 2025: 0; 2026: 0; 2027: 0; 2028: 0; 2029: 0; 2030: 1.2628; 2031: 0; 2032: 0; 2033: 25.6516; 2034: 0; 2035: 0; 2036: 0; 2039: 0; 2040: 0
2018-11-14 06:00 | 11 | 5 | 4 | 0 | 0 | 0 | 0.79547 | 1.5909 | 0 | 20.3125 | 10.5647 | 17.0341 | 17.0341 | 32.3159 | 0 | 0 | 2024: 32.3159; 2025: 0; 2026: 0; 2027: 0; 2028: 0; 2029: 0; 2030: 1.5909; 2031: 0; 2032: 0; 2033: 32.3159; 2034: 0; 2035: 0; 2036: 0; 2039: 0; 2040: 0
2018-11-14 07:00 | 11 | 6 | 4 | 0 | 0 | 0 | 0.88277 | 1.7655 | 0 | 20.3125 | 10.5647 | 17.0341 | 17.0341 | 35.8627 | 0 | 0 | 2024: 35.8627; 2025: 0; 2026: 0; 2027: 0; 2028: 0; 2029: 0; 2030: 1.7655; 2031: 0; 2032: 0; 2033: 35.8627; 2034: 0; 2035: 0; 2036: 0; 2039: 0; 2040: 0
2018-11-14 08:00 | 11 | 7 | 4 | 0 | 0 | 0.011178 | 0.95247 | 1.9049 | 0.089426 | 20.3125 | 10.5647 | 17.0341 | 17.0341 | 38.6943 | 0.089426 | 0 | 2024: 36.8778; 2025: 1.8165; 2026: 0; 2027: 1.5233; 2028: 0; 2029: 0; 2030: 1.8155; 2031: 0; 2032: 0; 2033: 36.8778; 2034: 1.8165; 2035: 0; 2036: 1.5233; 2039: 0.011178; 2040: 0.16548
2018-11-14 09:00 | 11 | 8 | 4 | 0 | 0 | 0.017566 | 0.90302 | 1.806 | 0.14053 | 20.3125 | 10.5647 | 17.0341 | 17.0341 | 36.6852 | 0.14053 | 0 | 2024: 33.8307; 2025: 2.8545; 2026: 0; 2027: 2.3938; 2028: 0; 2029: 0; 2030: 1.6655; 2031: 0; 2032: 0; 2033: 33.8307; 2034: 2.8545; 2035: 0; 2036: 2.3938; 2039: 0.017566; 2040: 0.33073
2018-11-14 10:00 | 11 | 9 | 4 | 0 | 0 | 0.039931 | 0.90165 | 1.8033 | 0.31944 | 20.3125 | 10.5647 | 17.0341 | 17.0341 | 36.6296 | 0.31944 | 0 | 2024: 30.1409; 2025: 6.4887; 2026: 0; 2027: 5.4415; 2028: 0; 2029: 0; 2030: 1.4839; 2031: 0; 2032: 0; 2033: 30.1409; 2034: 6.4887; 2035: 0; 2036: 5.4415; 2039: 0.039931; 2040: 0.45663
2018-11-14 11:00 | 11 | 10 | 4 | 0 | 0 | 0.069907 | 0.90001 | 1.8 | 0.55925 | 20.3125 | 10.5647 | 17.0341 | 17.0341 | 36.5629 | 0.55925 | 0 | 2024: 25.203; 2025: 11.3599; 2026: 0; 2027: 9.5264; 2028: 0; 2029: 0; 2030: 1.2408; 2031: 0; 2032: 0; 2033: 25.203; 2034: 11.3599; 2035: 0; 2036: 9.5264; 2039: 0.069907; 2040: 0.44259
2018-11-14 12:00 | 11 | 11 | 4 | 0 | 0 | 0.044845 | 0.83888 | 1.6778 | 0.35876 | 20.3125 | 10.5647 | 17.0341 | 17.0341 | 34.0795 | 0.35876 | 0 | 2024: 26.7923; 2025: 7.2873; 2026: 0; 2027: 6.1111; 2028: 0; 2029: 0; 2030: 1.319; 2031: 0; 2032: 0; 2033: 26.7923; 2034: 7.2873; 2035: 0; 2036: 6.1111; 2039: 0.044845; 2040: 0.34141
2018-11-14 13:00 | 11 | 12 | 4 | 0 | 0 | 0.017308 | 0.78663 | 1.5733 | 0.13847 | 20.3125 | 10.5647 | 17.0341 | 17.0341 | 31.957 | 0.13847 | 0 | 2024: 29.1444; 2025: 2.8126; 2026: 0; 2027: 2.3587; 2028: 0; 2029: 0; 2030: 1.4348; 2031: 0; 2032: 0; 2033: 29.1444; 2034: 2.8126; 2035: 0; 2036: 2.3587; 2039: 0.017308; 2040: 0.41803
2018-11-14 14:00 | 11 | 13 | 4 | 0 | 0 | 0.018833 | 0.72723 | 1.4545 | 0.15066 | 20.3125 | 10.5647 | 17.0341 | 17.0341 | 29.5437 | 0.15066 | 0 | 2024: 26.4834; 2025: 3.0603; 2026: 0; 2027: 2.5664; 2028: 0; 2029: 0; 2030: 1.3038; 2031: 0; 2032: 0; 2033: 26.4834; 2034: 3.0603; 2035: 0; 2036: 2.5664; 2039: 0.018833; 2040: 0.31825
2018-11-14 15:00 | 11 | 14 | 4 | 0 | 0 | 0.029618 | 0.77419 | 1.5484 | 0.23695 | 20.3125 | 10.5647 | 17.0341 | 17.0341 | 31.4513 | 0.23695 | 0 | 2024: 26.6383; 2025: 4.813; 2026: 0; 2027: 4.0362; 2028: 0; 2029: 0; 2030: 1.3114; 2031: 0; 2032: 0; 2033: 26.6383; 2034: 4.813; 2035: 0; 2036: 4.0362; 2039: 0.029618; 2040: 0.26494
2018-11-14 16:00 | 11 | 15 | 4 | 0 | 1 | 0.010684 | 0.92983 | 1.8597 | 0.085476 | 21.7915 | 12.0437 | 17.0341 | 17.0341 | 40.5245 | 0.085476 | 0 | 2024: 38.6619; 2025: 1.8626; 2026: 0; 2027: 1.456; 2028: 0; 2029: 0; 2030: 1.7742; 2031: 0; 2032: 0; 2033: 38.6619; 2034: 1.8626; 2035: 0; 2036: 1.456; 2039: 0.010684; 2040: 0.079792
2018-11-14 17:00 | 11 | 16 | 4 | 0 | 1 | 0 | 1.044 | 2.0879 | 0 | 21.7915 | 12.0437 | 17.0341 | 17.0341 | 45.4993 | 0 | 0 | 2024: 45.4993; 2025: 0; 2026: 0; 2027: 0; 2028: 0; 2029: 0; 2030: 2.0879; 2031: 0; 2032: 0; 2033: 45.4993; 2034: 0; 2035: 0; 2036: 0; 2039: 0; 2040: 0
2018-11-14 18:00 | 11 | 17 | 4 | 0 | 1 | 0 | 1.1202 | 2.2403 | 0 | 21.7915 | 12.0437 | 17.0341 | 17.0341 | 48.8203 | 0 | 0 | 2024: 48.8203; 2025: 0; 2026: 0; 2027: 0; 2028: 0; 2029: 0; 2030: 2.2403; 2031: 0; 2032: 0; 2033: 48.8203; 2034: 0; 2035: 0; 2036: 0; 2039: 0; 2040: 0
2018-11-14 19:00 | 11 | 18 | 4 | 0 | 1 | 0 | 1.1603 | 2.3206 | 0 | 21.7915 | 12.0437 | 17.0341 | 17.0341 | 50.5693 | 0 | 0 | 2024: 50.5693; 2025: 0; 2026: 0; 2027: 0; 2028: 0; 2029: 0; 2030: 2.3206; 2031: 0; 2032: 0; 2033: 50.5693; 2034: 0; 2035: 0; 2036: 0; 2039: 0; 2040: 0
2018-11-14 20:00 | 11 | 19 | 4 | 0 | 0 | 0 | 1.0748 | 2.1496 | 0 | 20.3125 | 10.5647 | 17.0341 | 17.0341 | 43.6647 | 0 | 0 | 2024: 43.6647; 2025: 0; 2026: 0; 2027: 0; 2028: 0; 2029: 0; 2030: 2.1496; 2031: 0; 2032: 0; 2033: 43.6647; 2034: 0; 2035: 0; 2036: 0; 2039: 0; 2040: 0
2018-11-14 21:00 | 11 | 20 | 4 | 0 | 0 | 0 | 1.0094 | 2.0188 | 0 | 20.3125 | 10.5647 | 17.0341 | 17.0341 | 41.0069 | 0 | 0 | 2024: 41.0069; 2025: 0; 2026: 0; 2027: 0; 2028: 0; 2029: 0; 2030: 2.0188; 2031: 0; 2032: 0; 2033: 41.0069; 2034: 0; 2035: 0; 2036: 0; 2039: 0; 2040: 0
2018-11-14 22:00 | 11 | 21 | 4 | 0 | 0 | 0 | 0.82796 | 1.6559 | 0 | 20.3125 | 10.5647 | 17.0341 | 17.0341 | 33.636 | 0 | 0 | 2024: 33.636; 2025: 0; 2026: 0; 2027: 0; 2028: 0; 2029: 0; 2030: 1.6559; 2031: 0; 2032: 0; 2033: 33.636; 2034: 0; 2035: 0; 2036: 0; 2039: 0; 2040: 0
2018-11-14 23:00 | 11 | 22 | 4 | 0 | 0 | 0 | 0.64492 | 1.2898 | 0 | 20.3125 | 10.5647 | 17.0341 | 17.0341 | 26.2 | 0 | 0 | 2024: 26.2; 2025: 0; 2026: 0; 2027: 0; 2028: 0; 2029: 0; 2030: 1.2898; 2031: 0; 2032: 0; 2033: 26.2; 2034: 0; 2035: 0; 2036: 0; 2039: 0; 2040: 0
2018-11-15 | 11 | 23 | 4 | 0 | 0 | 0 | 0.57088 | 1.1418 | 0 | 20.3125 | 10.5647 | 17.0341 | 17.0341 | 23.1918 | 0 | 0 | 2024: 23.1918; 2025: 0; 2026: 0; 2027: 0; 2028: 0; 2029: 0; 2030: 1.1418; 2031: 0; 2032: 0; 2033: 23.1918; 2034: 0; 2035: 0; 2036: 0; 2039: 0; 2040: 0
2018-11-15 01:00 | 11 | 0 | 5 | 0 | 0 | 0 | 0.50106 | 1.0021 | 0 | 20.3125 | 10.5647 | 17.0341 | 17.0341 | 20.3556 | 0 | 0 | 2024: 20.3556; 2025: 0; 2026: 0; 2027: 0; 2028: 0; 2029: 0; 2030: 1.0021; 2031: 0; 2032: 0; 2033: 20.3556; 2034: 0; 2035: 0; 2036: 0; 2039: 0; 2040: 0
2018-11-15 02:00 | 11 | 1 | 5 | 0 | 0 | 0 | 0.49288 | 0.98575 | 0 | 20.3125 | 10.5647 | 17.0341 | 17.0341 | 20.0231 | 0 | 0 | 2024: 20.0231; 2025: 0; 2026: 0; 2027: 0; 2028: 0; 2029: 0; 2030: 0.98575; 2031: 0; 2032: 0; 2033: 20.0231; 2034: 0; 2035: 0; 2036: 0; 2039: 0; 2040: 0
2018-11-15 03:00 | 11 | 2 | 5 | 0 | 0 | 0 | 0.5051 | 1.0102 | 0 | 20.3125 | 10.5647 | 17.0341 | 17.0341 | 20.5198 | 0 | 0 | 2024: 20.5198; 2025: 0; 2026: 0; 2027: 0; 2028: 0; 2029: 0; 2030: 1.0102; 2031: 0; 2032: 0; 2033: 20.5198; 2034: 0; 2035: 0; 2036: 0; 2039: 0; 2040: 0
2018-11-15 04:00 | 11 | 3 | 5 | 0 | 0 | 0 | 0.54421 | 1.0884 | 0 | 20.3125 | 10.5647 | 17.0341 | 17.0341 | 22.1085 | 0 | 0 | 2024: 22.1085; 2025: 0; 2026: 0; 2027: 0; 2028: 0; 2029: 0; 2030: 1.0884; 2031: 0; 2032: 0; 2033: 22.1085; 2034: 0; 2035: 0; 2036: 0; 2039: 0; 2040: 0
2018-11-15 05:00 | 11 | 4 | 5 | 0 | 0 | 0 | 0.60614 | 1.2123 | 0 | 20.3125 | 10.5647 | 17.0341 | 17.0341 | 24.6246 | 0 | 0 | 2024: 24.6246; 2025: 0; 2026: 0; 2027: 0; 2028: 0; 2029: 0; 2030: 1.2123; 2031: 0; 2032: 0; 2033: 24.6246; 2034: 0; 2035: 0; 2036: 0; 2039: 0; 2040: 0
2018-11-15 06:00 | 11 | 5 | 5 | 0 | 0 | 0 | 0.73066 | 1.4613 | 0 | 20.3125 | 10.5647 | 17.0341 | 17.0341 | 29.683 | 0 | 0 | 2024: 29.683; 2025: 0; 2026: 0; 2027: 0; 2028: 0; 2029: 0; 2030: 1.4613; 2031: 0; 2032: 0; 2033: 29.683; 2034: 0; 2035: 0; 2036: 0; 2039: 0; 2040: 0
2018-11-15 07:00 | 11 | 6 | 5 | 0 | 0 | 0 | 0.89104 | 1.7821 | 0 | 20.3125 | 10.5647 | 17.0341 | 17.0341 | 36.1985 | 0 | 0 | 2024: 36.1985; 2025: 0; 2026: 0; 2027: 0; 2028: 0; 2029: 0; 2030: 1.7821; 2031: 0; 2032: 0; 2033: 36.1985; 2034: 0; 2035: 0; 2036: 0; 2039: 0; 2040: 0
2018-11-15 08:00 | 11 | 7 | 5 | 0 | 0 | 0.068235 | 0.92551 | 1.851 | 0.54588 | 20.3125 | 10.5647 | 17.0341 | 17.0341 | 37.5989 | 0.54588 | 0 | 2024: 26.5107; 2025: 11.0882; 2026: 0; 2027: 9.2986; 2028: 0; 2029: 0; 2030: 1.3051; 2031: 0; 2032: 0; 2033: 26.5107; 2034: 11.0882; 2035: 0; 2036: 9.2986; 2039: 0.068235; 2040: 0.014736
2018-11-15 09:00 | 11 | 8 | 5 | 0 | 0 | 0.14339 | 0.85207 | 1.7041 | 1.1471 | 20.3125 | 10.5647 | 17.0341 | 17.0341 | 34.6155 | 1.1471 | 0 | 2024: 11.3151; 2025: 23.3004; 2026: 0; 2027: 19.5398; 2028: 0; 2029: 0; 2030: 0.55705; 2031: 0; 2032: 0; 2033: 11.3151; 2034: 23.3004; 2035: 0; 2036: 19.5398; 2039: 0.14339; 2040: 0.04135
2018-11-15 10:00 | 11 | 9 | 5 | 0 | 0 | 0.22467 | 0.84471 | 1.6894 | 1.7974 | 20.3125 | 10.5647 | 17.0341 | 17.0341 | 34.3165 | 1.6894 | 0.10795 | 2024: 0; 2025: 34.3165; 2026: 1.1404; 2027: 30.6168; 2028: 0.10795; 2029: 0.10795; 2030: 0; 2031: 0; 2032: 0; 2033: 0; 2034: 34.3165; 2035: 0; 2036: 30.6168; 2039: 0.22467; 2040: 0.051925
2018-11-15 11:00 | 11 | 10 | 5 | 0 | 0 | 0.25883 | 0.81758 | 1.6352 | 2.0706 | 20.3125 | 10.5647 | 17.0341 | 17.0341 | 33.2142 | 1.6352 | 0.43545 | 2024: 0; 2025: 33.2142; 2026: 4.6004; 2027: 35.271; 2028: 0.43545; 2029: 0.5434; 2030: 0; 2031: 0; 2032: 0; 2033: 0; 2034: 33.2142; 2035: 0; 2036: 35.271; 2039: 0.25883; 2040: 0.056125
2018-11-15 12:00 | 11 | 11 | 5 | 0 | 0 | 0.18818 | 0.74967 | 1.4993 | 1.5054 | 20.3125 | 10.5647 | 17.0341 | 17.0341 | 30.4555 | 1.4993 | 0.0060528 | 2024: 0; 2025: 30.4555; 2026: 0.063946; 2027: 25.6432; 2028: 0.0060528; 2029: 0.54945; 2030: 0; 2031: 0; 2032: 0; 2033: 0; 2034: 30.4555; 2035: 0; 2036: 25.6432; 2039: 0.18818; 2040: 0.070812
2018-11-15 13:00 | 11 | 12 | 5 | 0 | 0 | 0.14179 | 0.73196 | 1.4639 | 1.1343 | 20.3125 | 10.5647 | 17.0341 | 17.0341 | 29.7361 | 1.1343 | 0 | 2024: 6.6952; 2025: 23.0409; 2026: 0; 2027: 19.3222; 2028: 0; 2029: 0.54945; 2030: 0.32961; 2031: 0.32961; 2032: 0; 2033: 0; 2034: 29.7361; 2035: 0; 2036: 19.3222; 2039: 0.14179; 2040: 0.021353
2018-11-15 14:00 | 11 | 13 | 5 | 0 | 0 | 0.091018 | 0.7339 | 1.4678 | 0.72814 | 20.3125 | 10.5647 | 17.0341 | 17.0341 | 29.8145 | 0.72814 | 0 | 2024: 15.0241; 2025: 14.7904; 2026: 0; 2027: 12.4033; 2028: 0; 2029: 0.19118; 2030: 0.73965; 2031: 0.17588; 2032: 0; 2033: 11.4515; 2034: 18.363; 2035: 0; 2036: 12.4033; 2039: 0.091018; 2040: 0.038537
2018-11-15 15:00 | 11 | 14 | 5 | 0 | 0 | 0.042299 | 0.78805 | 1.5761 | 0.33839 | 20.3125 | 10.5647 | 17.0341 | 17.0341 | 32.0147 | 0.33839 | 0 | 2024: 25.1412; 2025: 6.8735; 2026: 0; 2027: 5.7642; 2028: 0; 2029: 0; 2030: 1.2377; 2031: 0; 2032: 0; 2033: 25.1412; 2034: 6.8735; 2035: 0; 2036: 5.7642; 2039: 0.042299; 2040: 0.035515
2018-11-15 16:00 | 11 | 15 | 5 | 0 | 1 | 0.0037403 | 0.87978 | 1.7596 | 0.029922 | 21.7915 | 12.0437 | 17.0341 | 17.0341 | 38.3434 | 0.029922 | 0 | 2024: 37.6914; 2025: 0.65206; 2026: 0; 2027: 0.5097; 2028: 0; 2029: 0; 2030: 1.7296; 2031: 0; 2032: 0; 2033: 37.6914; 2034: 0.65206; 2035: 0; 2036: 0.5097; 2039: 0.0037403; 2040: 0.0050733
2018-11-15 17:00 | 11 | 16 | 5 | 0 | 1 | 0 | 0.97075 | 1.9415 | 0 | 21.7915 | 12.0437 | 17.0341 | 17.0341 | 42.3081 | 0 | 0 | 2024: 42.3081; 2025: 0; 2026: 0; 2027: 0; 2028: 0; 2029: 0; 2030: 1.9415; 2031: 0; 2032: 0; 2033: 42.3081; 2034: 0; 2035: 0; 2036: 0; 2039: 0; 2040: 0
2018-11-15 18:00 | 11 | 17 | 5 | 0 | 1 | 0 | 1.1214 | 2.2429 | 0 | 21.7915 | 12.0437 | 17.0341 | 17.0341 | 48.8758 | 0 | 0 | 2024: 48.8758; 2025: 0; 2026: 0; 2027: 0; 2028: 0; 2029: 0; 2030: 2.2429; 2031: 0; 2032: 0; 2033: 48.8758; 2034: 0; 2035: 0; 2036: 0; 2039: 0; 2040: 0
2018-11-15 19:00 | 11 | 18 | 5 | 0 | 1 | 0 | 1.117 | 2.2341 | 0 | 21.7915 | 12.0437 | 17.0341 | 17.0341 | 48.6842 | 0 | 0 | 2024: 48.6842; 2025: 0; 2026: 0; 2027: 0; 2028: 0; 2029: 0; 2030: 2.2341; 2031: 0; 2032: 0; 2033: 48.6842; 2034: 0; 2035: 0; 2036: 0; 2039: 0; 2040: 0
2018-11-15 20:00 | 11 | 19 | 5 | 0 | 0 | 0 | 1.1038 | 2.2076 | 0 | 20.3125 | 10.5647 | 17.0341 | 17.0341 | 44.8413 | 0 | 0 | 2024: 44.8413; 2025: 0; 2026: 0; 2027: 0; 2028: 0; 2029: 0; 2030: 2.2076; 2031: 0; 2032: 0; 2033: 44.8413; 2034: 0; 2035: 0; 2036: 0; 2039: 0; 2040: 0
2018-11-15 21:00 | 11 | 20 | 5 | 0 | 0 | 0 | 0.98183 | 1.9637 | 0 | 20.3125 | 10.5647 | 17.0341 | 17.0341 | 39.887 | 0 | 0 | 2024: 39.887; 2025: 0; 2026: 0; 2027: 0; 2028: 0; 2029: 0; 2030: 1.9637; 2031: 0; 2032: 0; 2033: 39.887; 2034: 0; 2035: 0; 2036: 0; 2039: 0; 2040: 0
2018-11-15 22:00 | 11 | 21 | 5 | 0 | 0 | 0 | 0.77413 | 1.5483 | 0 | 20.3125 | 10.5647 | 17.0341 | 17.0341 | 31.4492 | 0 | 0 | 2024: 31.4492; 2025: 0; 2026: 0; 2027: 0; 2028: 0; 2029: 0; 2030: 1.5483; 2031: 0; 2032: 0; 2033: 31.4492; 2034: 0; 2035: 0; 2036: 0; 2039: 0; 2040: 0
2018-11-15 23:00 | 11 | 22 | 5 | 0 | 0 | 0 | 0.53496 | 1.0699 | 0 | 20.3125 | 10.5647 | 17.0341 | 17.0341 | 21.7328 | 0 | 0 | 2024: 21.7328; 2025: 0; 2026: 0; 2027: 0; 2028: 0; 2029: 0; 2030: 1.0699; 2031: 0; 2032: 0; 2033: 21.7328; 2034: 0; 2035: 0; 2036: 0; 2039: 0; 2040: 0
2018-11-16 | 11 | 23 | 5 | 0 | 0 | 0 | 0.49288 | 0.98576 | 0 | 20.3125 | 10.5647 | 17.0341 | 17.0341 | 20.0233 | 0 | 0 | 2024: 20.0233; 2025: 0; 2026: 0; 2027: 0; 2028: 0; 2029: 0; 2030: 0.98576; 2031: 0; 2032: 0; 2033: 20.0233; 2034: 0; 2035: 0; 2036: 0; 2039: 0; 2040: 0
2018-11-16 01:00 | 11 | 0 | 6 | 0 | 0 | 0 | 0.45585 | 0.91171 | 0 | 20.3125 | 10.5647 | 17.0341 | 17.0341 | 18.5191 | 0 | 0 | 2024: 18.5191; 2025: 0; 2026: 0; 2027: 0; 2028: 0; 2029: 0; 2030: 0.91171; 2031: 0; 2032: 0; 2033: 18.5191; 2034: 0; 2035: 0; 2036: 0; 2039: 0; 2040: 0
2018-11-16 02:00 | 11 | 1 | 6 | 0 | 0 | 0 | 0.4519 | 0.90381 | 0 | 20.3125 | 10.5647 | 17.0341 | 17.0341 | 18.3586 | 0 | 0 | 2024: 18.3586; 2025: 0; 2026: 0; 2027: 0; 2028: 0; 2029: 0; 2030: 0.90381; 2031: 0; 2032: 0; 2033: 18.3586; 2034: 0; 2035: 0; 2036: 0; 2039: 0; 2040: 0
2018-11-16 03:00 | 11 | 2 | 6 | 0 | 0 | 0 | 0.45591 | 0.91182 | 0 | 20.3125 | 10.5647 | 17.0341 | 17.0341 | 18.5213 | 0 | 0 | 2024: 18.5213; 2025: 0; 2026: 0; 2027: 0; 2028: 0; 2029: 0; 2030: 0.91182; 2031: 0; 2032: 0; 2033: 18.5213; 2034: 0; 2035: 0; 2036: 0; 2039: 0; 2040: 0
2018-11-16 04:00 | 11 | 3 | 6 | 0 | 0 | 0 | 0.46928 | 0.93856 | 0 | 20.3125 | 10.5647 | 17.0341 | 17.0341 | 19.0646 | 0 | 0 | 2024: 19.0646; 2025: 0; 2026: 0; 2027: 0; 2028: 0; 2029: 0; 2030: 0.93856; 2031: 0; 2032: 0; 2033: 19.0646; 2034: 0; 2035: 0; 2036: 0; 2039: 0; 2040: 0
2018-11-16 05:00 | 11 | 4 | 6 | 0 | 0 | 0 | 0.52731 | 1.0546 | 0 | 20.3125 | 10.5647 | 17.0341 | 17.0341 | 21.422 | 0 | 0 | 2024: 21.422; 2025: 0; 2026: 0; 2027: 0; 2028: 0; 2029: 0; 2030: 1.0546; 2031: 0; 2032: 0; 2033: 21.422; 2034: 0; 2035: 0; 2036: 0; 2039: 0; 2040: 0
2018-11-16 06:00 | 11 | 5 | 6 | 0 | 0 | 0 | 0.70026 | 1.4005 | 0 | 20.3125 | 10.5647 | 17.0341 | 17.0341 | 28.4479 | 0 | 0 | 2024: 28.4479; 2025: 0; 2026: 0; 2027: 0; 2028: 0; 2029: 0; 2030: 1.4005; 2031: 0; 2032: 0; 2033: 28.4479; 2034: 0; 2035: 0; 2036: 0; 2039: 0; 2040: 0
2018-11-16 07:00 | 11 | 6 | 6 | 0 | 0 | 0 | 0.87551 | 1.751 | 0 | 20.3125 | 10.5647 | 17.0341 | 17.0341 | 35.5675 | 0 | 0 | 2024: 35.5675; 2025: 0; 2026: 0; 2027: 0; 2028: 0; 2029: 0; 2030: 1.751; 2031: 0; 2032: 0; 2033: 35.5675; 2034: 0; 2035: 0; 2036: 0; 2039: 0; 2040: 0
2018-11-16 08:00 | 11 | 7 | 6 | 0 | 0 | 0.19116 | 0.9383 | 1.8766 | 1.5293 | 20.3125 | 10.5647 | 17.0341 | 17.0341 | 38.1185 | 1.5293 | 0 | 2024: 7.0555; 2025: 31.063; 2026: 0; 2027: 26.0496; 2028: 0; 2029: 0; 2030: 0.34735; 2031: 0; 2032: 0; 2033: 7.0555; 2034: 31.063; 2035: 0; 2036: 26.0496; 2039: 0.19116; 2040: 0.022605
2018-11-16 09:00 | 11 | 8 | 6 | 0 | 0 | 0.19797 | 0.88024 | 1.7605 | 1.5837 | 20.3125 | 10.5647 | 17.0341 | 17.0341 | 35.7599 | 1.5837 | 0 | 2024: 3.5906; 2025: 32.1693; 2026: 0; 2027: 26.9773; 2028: 0; 2029: 0; 2030: 0.17677; 2031: 0; 2032: 0; 2033: 3.5906; 2034: 32.1693; 2035: 0; 2036: 26.9773; 2039: 0.19797; 2040: 0.045954
2018-11-16 10:00 | 11 | 9 | 6 | 0 | 0 | 0.28789 | 0.86981 | 1.7396 | 2.3031 | 20.3125 | 10.5647 | 17.0341 | 17.0341 | 35.3358 | 1.7396 | 0.5635 | 2024: 0; 2025: 35.3358; 2026: 5.9532; 2027: 39.2315; 2028: 0.5635; 2029: 0.5635; 2030: 0; 2031: 0; 2032: 0; 2033: 0; 2034: 35.3358; 2035: 0; 2036: 39.2315; 2039: 0.28789; 2040: 0.14205
2018-11-16 11:00 | 11 | 10 | 6 | 0 | 0 | 0.39645 | 0.89058 | 1.7812 | 3.1716 | 20.3125 | 10.5647 | 17.0341 | 17.0341 | 36.1798 | 1.7812 | 1.3904 | 2024: 0; 2025: 36.1798; 2026: 14.6893; 2027: 54.0249; 2028: 1.3904; 2029: 1.9539; 2030: 0; 2031: 0; 2032: 0; 2033: 0; 2034: 36.1798; 2035: 0; 2036: 54.0249; 2039: 0.39645; 2040: 0.12108
2018-11-16 12:00 | 11 | 11 | 6 | 0 | 0 | 0.55624 | 0.80914 | 1.6183 | 4.4499 | 20.3125 | 10.5647 | 17.0341 | 17.0341 | 32.8713 | 1.6183 | 2.8316 | 2024: 0; 2025: 32.8713; 2026: 29.9154; 2027: 75.8004; 2028: 2.8316; 2029: 4.7855; 2030: 0; 2031: 0; 2032: 0; 2033: 0; 2034: 32.8713; 2035: 0; 2036: 75.8004; 2039: 0.55624; 2040: 0.098255
2018-11-16 13:00 | 11 | 12 | 6 | 0 | 0 | 0.52821 | 0.75538 | 1.5108 | 4.2257 | 20.3125 | 10.5647 | 17.0341 | 17.0341 | 30.6873 | 1.5108 | 2.7149 | 2024: 0; 2025: 30.6873; 2026: 28.6823; 2027: 71.9806; 2028: 2.7149; 2029: 7.5004; 2030: 0; 2031: 0; 2032: 0; 2033: 0; 2034: 30.6873; 2035: 0; 2036: 71.9806; 2039: 0.52821; 2040: 0.074966
2018-11-16 14:00 | 11 | 13 | 6 | 0 | 0 | 0.3908 | 0.76381 | 1.5276 | 3.1264 | 20.3125 | 10.5647 | 17.0341 | 17.0341 | 31.0297 | 1.5276 | 1.5988 | 2024: 0; 2025: 31.0297; 2026: 16.8905; 2027: 53.2551; 2028: 1.5988; 2029: 9.0992; 2030: 0; 2031: 0; 2032: 0; 2033: 0; 2034: 31.0297; 2035: 0; 2036: 53.2551; 2039: 0.3908; 2040: 0.050562
2018-11-16 15:00 | 11 | 14 | 6 | 0 | 0 | 0.21671 | 0.80961 | 1.6192 | 1.7337 | 20.3125 | 10.5647 | 17.0341 | 17.0341 | 32.8905 | 1.6192 | 0.11446 | 2024: 0; 2025: 32.8905; 2026: 1.2093; 2027: 29.5319; 2028: 0.11446; 2029: 9.2137; 2030: 0; 2031: 0; 2032: 0; 2033: 0; 2034: 32.8905; 2035: 0; 2036: 29.5319; 2039: 0.21671; 2040: 0.032735
2018-11-16 16:00 | 11 | 15 | 6 | 0 | 1 | 0.026029 | 0.88502 | 1.77 | 0.20823 | 21.7915 | 12.0437 | 17.0341 | 17.0341 | 38.5719 | 0.20823 | 0 | 2024: 34.0342; 2025: 4.5377; 2026: 0; 2027: 3.5471; 2028: 0; 2029: 9.2137; 2030: 1.5618; 2031: 1.5618; 2032: 0; 2033: 0; 2034: 38.5719; 2035: 0; 2036: 3.5471; 2039: 0.026029; 2040: 0.039837
2018-11-16 17:00 | 11 | 16 | 6 | 0 | 1 | 0 | 1.0657 | 2.1314 | 0 | 21.7915 | 12.0437 | 17.0341 | 17.0341 | 46.4474 | 0 | 0 | 2024: 46.4474; 2025: 0; 2026: 0; 2027: 0; 2028: 0; 2029: 7.516; 2030: 2.1314; 2031: 2.1314; 2032: 0; 2033: 0; 2034: 46.4474; 2035: 0; 2036: 0; 2039: 0; 2040: 0
2018-11-16 18:00 | 11 | 17 | 6 | 0 | 1 | 0 | 1.1178 | 2.2357 | 0 | 21.7915 | 12.0437 | 17.0341 | 17.0341 | 48.719 | 0 | 0 | 2024: 48.719; 2025: 0; 2026: 0; 2027: 0; 2028: 0; 2029: 5.1993; 2030: 2.2357; 2031: 2.2357; 2032: 0; 2033: 0; 2034: 48.719; 2035: 0; 2036: 0; 2039: 0; 2040: 0
2018-11-16 19:00 | 11 | 18 | 6 | 0 | 1 | 0 | 1.1036 | 2.2072 | 0 | 21.7915 | 12.0437 | 17.0341 | 17.0341 | 48.0973 | 0 | 0 | 2024: 48.0973; 2025: 0; 2026: 0; 2027: 0; 2028: 0; 2029: 2.7692; 2030: 2.2072; 2031: 2.2072; 2032: 0; 2033: 0; 2034: 48.0973; 2035: 0; 2036: 0; 2039: 0; 2040: 0
2018-11-16 20:00 | 11 | 19 | 6 | 0 | 0 | 0 | 1.0843 | 2.1686 | 0 | 20.3125 | 10.5647 | 17.0341 | 17.0341 | 44.0497 | 0 | 0 | 2024: 44.0497; 2025: 0; 2026: 0; 2027: 0; 2028: 0; 2029: 0.37007; 2030: 2.1686; 2031: 0.34046; 2032: 0; 2033: 37.1341; 2034: 6.9156; 2035: 0; 2036: 0; 2039: 0; 2040: 0
2018-11-16 21:00 | 11 | 20 | 6 | 0 | 0 | 0 | 0.96302 | 1.926 | 0 | 20.3125 | 10.5647 | 17.0341 | 17.0341 | 39.1226 | 0 | 0 | 2024: 39.1226; 2025: 0; 2026: 0; 2027: 0; 2028: 0; 2029: 0; 2030: 1.926; 2031: 0; 2032: 0; 2033: 39.1226; 2034: 0; 2035: 0; 2036: 0; 2039: 0; 2040: 0
2018-11-16 22:00 | 11 | 21 | 6 | 0 | 0 | 0 | 0.81056 | 1.6211 | 0 | 20.3125 | 10.5647 | 17.0341 | 17.0341 | 32.9289 | 0 | 0 | 2024: 32.9289; 2025: 0; 2026: 0; 2027: 0; 2028: 0; 2029: 0; 2030: 1.6211; 2031: 0; 2032: 0; 2033: 32.9289; 2034: 0; 2035: 0; 2036: 0; 2039: 0; 2040: 0
2018-11-16 23:00 | 11 | 22 | 6 | 0 | 0 | 0 | 0.64832 | 1.2966 | 0 | 20.3125 | 10.5647 | 17.0341 | 17.0341 | 26.338 | 0 | 0 | 2024: 26.338; 2025: 0; 2026: 0; 2027: 0; 2028: 0; 2029: 0; 2030: 1.2966; 2031: 0; 2032: 0; 2033: 26.338; 2034: 0; 2035: 0; 2036: 0; 2039: 0; 2040: 0
2018-11-17 | 11 | 23 | 6 | 0 | 0 | 0 | 0.59316 | 1.1863 | 0 | 20.3125 | 10.5647 | 17.0341 | 17.0341 | 24.0971 | 0 | 0 | 2024: 24.0971; 2025: 0; 2026: 0; 2027: 0; 2028: 0; 2029: 0; 2030: 1.1863; 2031: 0; 2032: 0; 2033: 24.0971; 2034: 0; 2035: 0; 2036: 0; 2039: 0; 2040: 0
2018-11-17 01:00 | 11 | 0 | 7 | 0 | 0 | 0 | 0.57414 | 1.1483 | 0 | 20.3125 | 10.5647 | 17.0341 | 17.0341 | 23.3244 | 0 | 0 | 2024: 23.3244; 2025: 0; 2026: 0; 2027: 0; 2028: 0; 2029: 0; 2030: 1.1483; 2031: 0; 2032: 0; 2033: 23.3244; 2034: 0; 2035: 0; 2036: 0; 2039: 0; 2040: 0
2018-11-17 02:00 | 11 | 1 | 7 | 0 | 0 | 0 | 0.57085 | 1.1417 | 0 | 20.3125 | 10.5647 | 17.0341 | 17.0341 | 23.1909 | 0 | 0 | 2024: 23.1909; 2025: 0; 2026: 0; 2027: 0; 2028: 0; 2029: 0; 2030: 1.1417; 2031: 0; 2032: 0; 2033: 23.1909; 2034: 0; 2035: 0; 2036: 0; 2039: 0; 2040: 0
2018-11-17 03:00 | 11 | 2 | 7 | 0 | 0 | 0 | 0.56734 | 1.1347 | 0 | 20.3125 | 10.5647 | 17.0341 | 17.0341 | 23.0483 | 0 | 0 | 2024: 23.0483; 2025: 0; 2026: 0; 2027: 0; 2028: 0; 2029: 0; 2030: 1.1347; 2031: 0; 2032: 0; 2033: 23.0483; 2034: 0; 2035: 0; 2036: 0; 2039: 0; 2040: 0
2018-11-17 04:00 | 11 | 3 | 7 | 0 | 0 | 0 | 0.5767 | 1.1534 | 0 | 20.3125 | 10.5647 | 17.0341 | 17.0341 | 23.4284 | 0 | 0 | 2024: 23.4284; 2025: 0; 2026: 0; 2027: 0; 2028: 0; 2029: 0; 2030: 1.1534; 2031: 0; 2032: 0; 2033: 23.4284; 2034: 0; 2035: 0; 2036: 0; 2039: 0; 2040: 0
2018-11-17 05:00 | 11 | 4 | 7 | 0 | 0 | 0 | 0.65816 | 1.3163 | 0 | 20.3125 | 10.5647 | 17.0341 | 17.0341 | 26.7376 | 0 | 0 | 2024: 26.7376; 2025: 0; 2026: 0; 2027: 0; 2028: 0; 2029: 0; 2030: 1.3163; 2031: 0; 2032: 0; 2033: 26.7376; 2034: 0; 2035: 0; 2036: 0; 2039: 0; 2040: 0
2018-11-17 06:00 | 11 | 5 | 7 | 0 | 0 | 0 | 0.80964 | 1.6193 | 0 | 20.3125 | 10.5647 | 17.0341 | 17.0341 | 32.8915 | 0 | 0 | 2024: 32.8915; 2025: 0; 2026: 0; 2027: 0; 2028: 0; 2029: 0; 2030: 1.6193; 2031: 0; 2032: 0; 2033: 32.8915; 2034: 0; 2035: 0; 2036: 0; 2039: 0; 2040: 0
2018-11-17 07:00 | 11 | 6 | 7 | 0 | 0 | 0 | 0.91504 | 1.8301 | 0 | 20.3125 | 10.5647 | 17.0341 | 17.0341 | 37.1734 | 0 | 0 | 2024: 37.1734; 2025: 0; 2026: 0; 2027: 0; 2028: 0; 2029: 0; 2030: 1.8301; 2031: 0; 2032: 0; 2033: 37.1734; 2034: 0; 2035: 0; 2036: 0; 2039: 0; 2040: 0
2018-11-17 08:00 | 11 | 7 | 7 | 0 | 0 | 0.0083318 | 1.0333 | 2.0665 | 0.066654 | 20.3125 | 10.5647 | 17.0341 | 17.0341 | 41.9767 | 0.066654 | 0 | 2024: 40.6228; 2025: 1.3539; 2026: 0; 2027: 1.1354; 2028: 0; 2029: 0; 2030: 1.9999; 2031: 0; 2032: 0; 2033: 40.6228; 2034: 1.3539; 2035: 0; 2036: 1.1354; 2039: 0.0083318; 2040: 0.071938
2018-11-17 09:00 | 11 | 8 | 7 | 0 | 0 | 0.01201 | 1.0508 | 2.1016 | 0.096082 | 20.3125 | 10.5647 | 17.0341 | 17.0341 | 42.6895 | 0.096082 | 0 | 2024: 40.7379; 2025: 1.9517; 2026: 0; 2027: 1.6367; 2028: 0; 2029: 0; 2030: 2.0056; 2031: 0; 2032: 0; 2033: 40.7379; 2034: 1.9517; 2035: 0; 2036: 1.6367; 2039: 0.01201; 2040: 0.15723
2018-11-17 10:00 | 11 | 9 | 7 | 0 | 0 | 0.016026 | 1.0512 | 2.1023 | 0.1282 | 20.3125 | 10.5647 | 17.0341 | 17.0341 | 42.7037 | 0.1282 | 0 | 2024: 40.0995; 2025: 2.6042; 2026: 0; 2027: 2.1839; 2028: 0; 2029: 0; 2030: 1.9741; 2031: 0; 2032: 0; 2033: 40.0995; 2034: 2.6042; 2035: 0; 2036: 2.1839; 2039: 0.016026; 2040: 0.2548
2018-11-17 11:00 | 11 | 10 | 7 | 0 | 0 | 0.016555 | 1.0224 | 2.0448 | 0.13244 | 20.3125 | 10.5647 | 17.0341 | 17.0341 | 41.5344 | 0.13244 | 0 | 2024: 38.8442; 2025: 2.6902; 2026: 0; 2027: 2.256; 2028: 0; 2029: 0; 2030: 1.9123; 2031: 0; 2032: 0; 2033: 38.8442; 2034: 2.6902; 2035: 0; 2036: 2.256; 2039: 0.016555; 2040: 0.19413
2018-11-17 12:00 | 11 | 11 | 7 | 0 | 0 | 0.010991 | 1.0242 | 2.0484 | 0.087931 | 20.3125 | 10.5647 | 17.0341 | 17.0341 | 41.6085 | 0.087931 | 0 | 2024: 39.8224; 2025: 1.7861; 2026: 0; 2027: 1.4978; 2028: 0; 2029: 0; 2030: 1.9605; 2031: 0; 2032: 0; 2033: 39.8224; 2034: 1.7861; 2035: 0; 2036: 1.4978; 2039: 0.010991; 2040: 0.45348
2018-11-17 13:00 | 11 | 12 | 7 | 0 | 0 | 0.019854 | 0.93166 | 1.8633 | 0.15883 | 20.3125 | 10.5647 | 17.0341 | 17.0341 | 37.8487 | 0.15883 | 0 | 2024: 34.6224; 2025: 3.2263; 2026: 0; 2027: 2.7056; 2028: 0; 2029: 0; 2030: 1.7045; 2031: 0; 2032: 0; 2033: 34.6224; 2034: 3.2263; 2035: 0; 2036: 2.7056; 2039: 0.019854; 2040: 0.37075
2018-11-17 14:00 | 11 | 13 | 7 | 0 | 0 | 0.021345 | 0.8666 | 1.7332 | 0.17076 | 20.3125 | 10.5647 | 17.0341 | 17.0341 | 35.2056 | 0.17076 | 0 | 2024: 31.7369; 2025: 3.4686; 2026: 0; 2027: 2.9088; 2028: 0; 2029: 0; 2030: 1.5624; 2031: 0; 2032: 0; 2033: 31.7369; 2034: 3.4686; 2035: 0; 2036: 2.9088; 2039: 0.021345; 2040: 0.35344
2018-11-17 15:00 | 11 | 14 | 7 | 0 | 0 | 0.0063557 | 0.90306 | 1.8061 | 0.050845 | 20.3125 | 10.5647 | 17.0341 | 17.0341 | 36.6867 | 0.050845 | 0 | 2024: 35.6539; 2025: 1.0328; 2026: 0; 2027: 0.86611; 2028: 0; 2029: 0; 2030: 1.7553; 2031: 0; 2032: 0; 2033: 35.6539; 2034: 1.0328; 2035: 0; 2036: 0.86611; 2039: 0.0063557; 2040: 0.21086
2018-11-17 16:00 | 11 | 15 | 7 | 0 | 1 | 0.0044246 | 0.92888 | 1.8578 | 0.035397 | 21.7915 | 12.0437 | 17.0341 | 17.0341 | 40.4835 | 0.035397 | 0 | 2024: 39.7122; 2025: 0.77136; 2026: 0; 2027: 0.60296; 2028: 0; 2029: 0; 2030: 1.8224; 2031: 0; 2032: 0; 2033: 39.7122; 2034: 0.77136; 2035: 0; 2036: 0.60296; 2039: 0.0044246; 2040: 0.098052
2018-11-17 17:00 | 11 | 16 | 7 | 0 | 1 | 0 | 1.0316 | 2.0631 | 0 | 21.7915 | 12.0437 | 17.0341 | 17.0341 | 44.958 | 0 | 0 | 2024: 44.958; 2025: 0; 2026: 0; 2027: 0; 2028: 0; 2029: 0; 2030: 2.0631; 2031: 0; 2032: 0; 2033: 44.958; 2034: 0; 2035: 0; 2036: 0; 2039: 0; 2040: 0
2018-11-17 18:00 | 11 | 17 | 7 | 0 | 1 | 0 | 1.1991 | 2.3982 | 0 | 21.7915 | 12.0437 | 17.0341 | 17.0341 | 52.261 | 0 | 0 | 2024: 52.261; 2025: 0; 2026: 0; 2027: 0; 2028: 0; 2029: 0; 2030: 2.3982; 2031: 0; 2032: 0; 2033: 52.261; 2034: 0; 2035: 0; 2036: 0; 2039: 0; 2040: 0
2018-11-17 19:00 | 11 | 18 | 7 | 0 | 1 | 0 | 1.2116 | 2.4232 | 0 | 21.7915 | 12.0437 | 17.0341 | 17.0341 | 52.8042 | 0 | 0 | 2024: 52.8042; 2025: 0; 2026: 0; 2027: 0; 2028: 0; 2029: 0; 2030: 2.4232; 2031: 0; 2032: 0; 2033: 52.8042; 2034: 0; 2035: 0; 2036: 0; 2039: 0; 2040: 0
2018-11-17 20:00 | 11 | 19 | 7 | 0 | 0 | 0 | 1.1543 | 2.3086 | 0 | 20.3125 | 10.5647 | 17.0341 | 17.0341 | 46.8936 | 0 | 0 | 2024: 46.8936; 2025: 0; 2026: 0; 2027: 0; 2028: 0; 2029: 0; 2030: 2.3086; 2031: 0; 2032: 0; 2033: 46.8936; 2034: 0; 2035: 0; 2036: 0; 2039: 0; 2040: 0
2018-11-17 21:00 | 11 | 20 | 7 | 0 | 0 | 0 | 1.066 | 2.1319 | 0 | 20.3125 | 10.5647 | 17.0341 | 17.0341 | 43.3044 | 0 | 0 | 2024: 43.3044; 2025: 0; 2026: 0; 2027: 0; 2028: 0; 2029: 0; 2030: 2.1319; 2031: 0; 2032: 0; 2033: 43.3044; 2034: 0; 2035: 0; 2036: 0; 2039: 0; 2040: 0
2018-11-17 22:00 | 11 | 21 | 7 | 0 | 0 | 0 | 0.887 | 1.774 | 0 | 20.3125 | 10.5647 | 17.0341 | 17.0341 | 36.0344 | 0 | 0 | 2024: 36.0344; 2025: 0; 2026: 0; 2027: 0; 2028: 0; 2029: 0; 2030: 1.774; 2031: 0; 2032: 0; 2033: 36.0344; 2034: 0; 2035: 0; 2036: 0; 2039: 0; 2040: 0
2018-11-17 23:00 | 11 | 22 | 7 | 0 | 0 | 0 | 0.64377 | 1.2875 | 0 | 20.3125 | 10.5647 | 17.0341 | 17.0341 | 26.1533 | 0 | 0 | 2024: 26.1533; 2025: 0; 2026: 0; 2027: 0; 2028: 0; 2029: 0; 2030: 1.2875; 2031: 0; 2032: 0; 2033: 26.1533; 2034: 0; 2035: 0; 2036: 0; 2039: 0; 2040: 0
2018-11-18 | 11 | 23 | 7 | 0 | 0 | 0 | 0.58603 | 1.1721 | 0 | 20.3125 | 10.5647 | 17.0341 | 17.0341 | 23.8073 | 0 | 0 | 2024: 23.8073; 2025: 0; 2026: 0; 2027: 0; 2028: 0; 2029: 0; 2030: 1.1721; 2031: 0; 2032: 0; 2033: 23.8073; 2034: 0; 2035: 0; 2036: 0; 2039: 0; 2040: 0
2018-11-18 01:00 | 11 | 0 | 1 | 0 | 0 | 0 | 0.55612 | 1.1122 | 0 | 20.3125 | 10.5647 | 17.0341 | 17.0341 | 22.5922 | 0 | 0 | 2024: 22.5922; 2025: 0; 2026: 0; 2027: 0; 2028: 0; 2029: 0; 2030: 1.1122; 2031: 0; 2032: 0; 2033: 22.5922; 2034: 0; 2035: 0; 2036: 0; 2039: 0; 2040: 0
2018-11-18 02:00 | 11 | 1 | 1 | 0 | 0 | 0 | 0.56655 | 1.1331 | 0 | 20.3125 | 10.5647 | 17.0341 | 17.0341 | 23.0162 | 0 | 0 | 2024: 23.0162; 2025: 0; 2026: 0; 2027: 0; 2028: 0; 2029: 0; 2030: 1.1331; 2031: 0; 2032: 0; 2033: 23.0162; 2034: 0; 2035: 0; 2036: 0; 2039: 0; 2040: 0
2018-11-18 03:00 | 11 | 2 | 1 | 0 | 0 | 0 | 0.57694 | 1.1539 | 0 | 20.3125 | 10.5647 | 17.0341 | 17.0341 | 23.4381 | 0 | 0 | 2024: 23.4381; 2025: 0; 2026: 0; 2027: 0; 2028: 0; 2029: 0; 2030: 1.1539; 2031: 0; 2032: 0; 2033: 23.4381; 2034: 0; 2035: 0; 2036: 0; 2039: 0; 2040: 0
2018-11-18 04:00 | 11 | 3 | 1 | 0 | 0 | 0 | 0.5824 | 1.1648 | 0 | 20.3125 | 10.5647 | 17.0341 | 17.0341 | 23.6598 | 0 | 0 | 2024: 23.6598; 2025: 0; 2026: 0; 2027: 0; 2028: 0; 2029: 0; 2030: 1.1648; 2031: 0; 2032: 0; 2033: 23.6598; 2034: 0; 2035: 0; 2036: 0; 2039: 0; 2040: 0
2018-11-18 05:00 | 11 | 4 | 1 | 0 | 0 | 0 | 0.61427 | 1.2285 | 0 | 20.3125 | 10.5647 | 17.0341 | 17.0341 | 24.9547 | 0 | 0 | 2024: 24.9547; 2025: 0; 2026: 0; 2027: 0; 2028: 0; 2029: 0; 2030: 1.2285; 2031: 0; 2032: 0; 2033: 24.9547; 2034: 0; 2035: 0; 2036: 0; 2039: 0; 2040: 0
2018-11-18 06:00 | 11 | 5 | 1 | 0 | 0 | 0 | 0.74596 | 1.4919 | 0 | 20.3125 | 10.5647 | 17.0341 | 17.0341 | 30.3045 | 0 | 0 | 2024: 30.3045; 2025: 0; 2026: 0; 2027: 0; 2028: 0; 2029: 0; 2030: 1.4919; 2031: 0; 2032: 0; 2033: 30.3045; 2034: 0; 2035: 0; 2036: 0; 2039: 0; 2040: 0
2018-11-18 07:00 | 11 | 6 | 1 | 0 | 0 | 0 | 0.86203 | 1.7241 | 0 | 20.3125 | 10.5647 | 17.0341 | 17.0341 | 35.0199 | 0 | 0 | 2024: 35.0199; 2025: 0; 2026: 0; 2027: 0; 2028: 0; 2029: 0; 2030: 1.7241; 2031: 0; 2032: 0; 2033: 35.0199; 2034: 0; 2035: 0; 2036: 0; 2039: 0; 2040: 0
2018-11-18 08:00 | 11 | 7 | 1 | 0 | 0 | 0.1303 | 1.0317 | 2.0633 | 1.0424 | 20.3125 | 10.5647 | 17.0341 | 17.0341 | 41.9117 | 1.0424 | 0 | 2024: 20.7386; 2025: 21.1731; 2026: 0; 2027: 17.7558; 2028: 0; 2029: 0; 2030: 1.021; 2031: 0; 2032: 0; 2033: 20.7386; 2034: 21.1731; 2035: 0; 2036: 17.7558; 2039: 0.1303; 2040: 0.020146
2018-11-18 09:00 | 11 | 8 | 1 | 0 | 0 | 0.1731 | 1.021 | 2.042 | 1.3848 | 20.3125 | 10.5647 | 17.0341 | 17.0341 | 41.478 | 1.3848 | 0 | 2024: 13.3499; 2025: 28.1281; 2026: 0; 2027: 23.5883; 2028: 0; 2029: 0; 2030: 0.65722; 2031: 0; 2032: 0; 2033: 13.3499; 2034: 28.1281; 2035: 0; 2036: 23.5883; 2039: 0.1731; 2040: 0.022932
2018-11-18 10:00 | 11 | 9 | 1 | 0 | 0 | 0.26907 | 1.0692 | 2.1384 | 2.1526 | 20.3125 | 10.5647 | 17.0341 | 17.0341 | 43.4361 | 2.1384 | 0.014159 | 2024: 0; 2025: 43.4361; 2026: 0.14959; 2027: 36.6669; 2028: 0.014159; 2029: 0.014159; 2030: 0; 2031: 0; 2032: 0; 2033: 0; 2034: 43.4361; 2035: 0; 2036: 36.6669; 2039: 0.26907; 2040: 0.039243
2018-11-18 11:00 | 11 | 10 | 1 | 0 | 0 | 0.42938 | 1.0447 | 2.0893 | 3.435 | 20.3125 | 10.5647 | 17.0341 | 17.0341 | 42.4395 | 2.0893 | 1.3457 | 2024: 0; 2025: 42.4395; 2026: 14.2167; 2027: 58.5124; 2028: 1.3457; 2029: 1.3598; 2030: 0; 2031: 0; 2032: 0; 2033: 0; 2034: 42.4395; 2035: 0; 2036: 58.5124; 2039: 0.42938; 2040: 0.063572
2018-11-18 12:00 | 11 | 11 | 1 | 0 | 0 | 0.38641 | 1.0273 | 2.0547 | 3.0913 | 20.3125 | 10.5647 | 17.0341 | 17.0341 | 41.7358 | 2.0547 | 1.0366 | 2024: 0; 2025: 41.7358; 2026: 10.9514; 2027: 52.6574; 2028: 1.0366; 2029: 2.3964; 2030: 0; 2031: 0; 2032: 0; 2033: 0; 2034: 41.7358; 2035: 0; 2036: 52.6574; 2039: 0.38641; 2040: 0.048858
2018-11-18 13:00 | 11 | 12 | 1 | 0 | 0 | 0.10024 | 0.90651 | 1.813 | 0.8019 | 20.3125 | 10.5647 | 17.0341 | 17.0341 | 36.827 | 0.8019 | 0 | 2024: 20.5385; 2025: 16.2885; 2026: 0; 2027: 13.6596; 2028: 0; 2029: 2.3964; 2030: 1.0111; 2031: 1.0111; 2032: 0; 2033: 0; 2034: 36.827; 2035: 0; 2036: 13.6596; 2039: 0.10024; 2040: 0.05202
2018-11-18 14:00 | 11 | 13 | 1 | 0 | 0 | 0.049275 | 0.85868 | 1.7174 | 0.3942 | 20.3125 | 10.5647 | 17.0341 | 17.0341 | 34.8839 | 0.3942 | 0 | 2024: 26.8768; 2025: 8.0072; 2026: 0; 2027: 6.7148; 2028: 0; 2029: 1.2974; 2030: 1.3232; 2031: 1.1936; 2032: 0; 2033: 2.6318; 2034: 32.2521; 2035: 0; 2036: 6.7148; 2039: 0.049275; 2040: 0.21052
2018-11-18 15:00 | 11 | 14 | 1 | 0 | 0 | 0.011326 | 0.90101 | 1.802 | 0.090604 | 20.3125 | 10.5647 | 17.0341 | 17.0341 | 36.6034 | 0.090604 | 0 | 2024: 34.7631; 2025: 1.8404; 2026: 0; 2027: 1.5434; 2028: 0; 2029: 0; 2030: 1.7114; 2031: 0; 2032: 0; 2033: 34.7631; 2034: 1.8404; 2035: 0; 2036: 1.5434; 2039: 0.011326; 2040: 0.13601
2018-11-18 16:00 | 11 | 15 | 1 | 0 | 1 | 0.0042913 | 0.98697 | 1.9739 | 0.034331 | 21.7915 | 12.0437 | 17.0341 | 17.0341 | 43.0149 | 0.034331 | 0 | 2024: 42.2667; 2025: 0.74812; 2026: 0; 2027: 0.58479; 2028: 0; 2029: 0; 2030: 1.9396; 2031: 0; 2032: 0; 2033: 42.2667; 2034: 0.74812; 2035: 0; 2036: 0.58479; 2039: 0.0042913; 2040: 0.038462
2018-11-18 17:00 | 11 | 16 | 1 | 0 | 1 | 0 | 1.0666 | 2.1332 | 0 | 21.7915 | 12.0437 | 17.0341 | 17.0341 | 46.4849 | 0 | 0 | 2024: 46.4849; 2025: 0; 2026: 0; 2027: 0; 2028: 0; 2029: 0; 2030: 2.1332; 2031: 0; 2032: 0; 2033: 46.4849; 2034: 0; 2035: 0; 2036: 0; 2039: 0; 2040: 0
2018-11-18 18:00 | 11 | 17 | 1 | 0 | 1 | 0 | 1.1503 | 2.3007 | 0 | 21.7915 | 12.0437 | 17.0341 | 17.0341 | 50.1354 | 0 | 0 | 2024: 50.1354; 2025: 0; 2026: 0; 2027: 0; 2028: 0; 2029: 0; 2030: 2.3007; 2031: 0; 2032: 0; 2033: 50.1354; 2034: 0; 2035: 0; 2036: 0; 2039: 0; 2040: 0
2018-11-18 19:00 | 11 | 18 | 1 | 0 | 1 | 0 | 1.2401 | 2.4802 | 0 | 21.7915 | 12.0437 | 17.0341 | 17.0341 | 54.0481 | 0 | 0 | 2024: 54.0481; 2025: 0; 2026: 0; 2027: 0; 2028: 0; 2029: 0; 2030: 2.4802; 2031: 0; 2032: 0; 2033: 54.0481; 2034: 0; 2035: 0; 2036: 0; 2039: 0; 2040: 0
2018-11-18 20:00 | 11 | 19 | 1 | 0 | 0 | 0 | 1.2066 | 2.4132 | 0 | 20.3125 | 10.5647 | 17.0341 | 17.0341 | 49.018 | 0 | 0 | 2024: 49.018; 2025: 0; 2026: 0; 2027: 0; 2028: 0; 2029: 0; 2030: 2.4132; 2031: 0; 2032: 0; 2033: 49.018; 2034: 0; 2035: 0; 2036: 0; 2039: 0; 2040: 0
2018-11-18 21:00 | 11 | 20 | 1 | 0 | 0 | 0 | 1.0847 | 2.1695 | 0 | 20.3125 | 10.5647 | 17.0341 | 17.0341 | 44.067 | 0 | 0 | 2024: 44.067; 2025: 0; 2026: 0; 2027: 0; 2028: 0; 2029: 0; 2030: 2.1695; 2031: 0; 2032: 0; 2033: 44.067; 2034: 0; 2035: 0; 2036: 0; 2039: 0; 2040: 0
2018-11-18 22:00 | 11 | 21 | 1 | 0 | 0 | 0 | 0.88798 | 1.776 | 0 | 20.3125 | 10.5647 | 17.0341 | 17.0341 | 36.0743 | 0 | 0 | 2024: 36.0743; 2025: 0; 2026: 0; 2027: 0; 2028: 0; 2029: 0; 2030: 1.776; 2031: 0; 2032: 0; 2033: 36.0743; 2034: 0; 2035: 0; 2036: 0; 2039: 0; 2040: 0
2018-11-18 23:00 | 11 | 22 | 1 | 0 | 0 | 0 | 0.6659 | 1.3318 | 0 | 20.3125 | 10.5647 | 17.0341 | 17.0341 | 27.0522 | 0 | 0 | 2024: 27.0522; 2025: 0; 2026: 0; 2027: 0; 2028: 0; 2029: 0; 2030: 1.3318; 2031: 0; 2032: 0; 2033: 27.0522; 2034: 0; 2035: 0; 2036: 0; 2039: 0; 2040: 0
2018-11-19 | 11 | 23 | 1 | 0 | 0 | 0 | 0.58748 | 1.175 | 0 | 20.3125 | 10.5647 | 17.0341 | 17.0341 | 23.8662 | 0 | 0 | 2024: 23.8662; 2025: 0; 2026: 0; 2027: 0; 2028: 0; 2029: 0; 2030: 1.175; 2031: 0; 2032: 0; 2033: 23.8662; 2034: 0; 2035: 0; 2036: 0; 2039: 0; 2040: 0
2018-11-19 01:00 | 11 | 0 | 2 | 0 | 0 | 0 | 0.52916 | 1.0583 | 0 | 20.3125 | 10.5647 | 17.0341 | 17.0341 | 21.4973 | 0 | 0 | 2024: 21.4973; 2025: 0; 2026: 0; 2027: 0; 2028: 0; 2029: 0; 2030: 1.0583; 2031: 0; 2032: 0; 2033: 21.4973; 2034: 0; 2035: 0; 2036: 0; 2039: 0; 2040: 0
2018-11-19 02:00 | 11 | 1 | 2 | 0 | 0 | 0 | 0.49671 | 0.99341 | 0 | 20.3125 | 10.5647 | 17.0341 | 17.0341 | 20.1786 | 0 | 0 | 2024: 20.1786; 2025: 0; 2026: 0; 2027: 0; 2028: 0; 2029: 0; 2030: 0.99341; 2031: 0; 2032: 0; 2033: 20.1786; 2034: 0; 2035: 0; 2036: 0; 2039: 0; 2040: 0
2018-11-19 03:00 | 11 | 2 | 2 | 0 | 0 | 0 | 0.52128 | 1.0426 | 0 | 20.3125 | 10.5647 | 17.0341 | 17.0341 | 21.177 | 0 | 0 | 2024: 21.177; 2025: 0; 2026: 0; 2027: 0; 2028: 0; 2029: 0; 2030: 1.0426; 2031: 0; 2032: 0; 2033: 21.177; 2034: 0; 2035: 0; 2036: 0; 2039: 0; 2040: 0
2018-11-19 04:00 | 11 | 3 | 2 | 0 | 0 | 0 | 0.51487 | 1.0297 | 0 | 20.3125 | 10.5647 | 17.0341 | 17.0341 | 20.9165 | 0 | 0 | 2024: 20.9165; 2025: 0; 2026: 0; 2027: 0; 2028: 0; 2029: 0; 2030: 1.0297; 2031: 0; 2032: 0; 2033: 20.9165; 2034: 0; 2035: 0; 2036: 0; 2039: 0; 2040: 0
2018-11-19 05:00 | 11 | 4 | 2 | 0 | 0 | 0 | 0.56788 | 1.1358 | 0 | 20.3125 | 10.5647 | 17.0341 | 17.0341 | 23.0702 | 0 | 0 | 2024: 23.0702; 2025: 0; 2026: 0; 2027: 0; 2028: 0; 2029: 0; 2030: 1.1358; 2031: 0; 2032: 0; 2033: 23.0702; 2034: 0; 2035: 0; 2036: 0; 2039: 0; 2040: 0
2018-11-19 06:00 | 11 | 5 | 2 | 0 | 0 | 0 | 0.72334 | 1.4467 | 0 | 20.3125 | 10.5647 | 17.0341 | 17.0341 | 29.3855 | 0 | 0 | 2024: 29.3855; 2025: 0; 2026: 0; 2027: 0; 2028: 0; 2029: 0; 2030: 1.4467; 2031: 0; 2032: 0; 2033: 29.3855; 2034: 0; 2035: 0; 2036: 0; 2039: 0; 2040: 0
2018-11-19 07:00 | 11 | 6 | 2 | 0 | 0 | 0 | 0.82976 | 1.6595 | 0 | 20.3125 | 10.5647 | 17.0341 | 17.0341 | 33.709 | 0 | 0 | 2024: 33.709; 2025: 0; 2026: 0; 2027: 0; 2028: 0; 2029: 0; 2030: 1.6595; 2031: 0; 2032: 0; 2033: 33.709; 2034: 0; 2035: 0; 2036: 0; 2039: 0; 2040: 0
2018-11-19 08:00 | 11 | 7 | 2 | 0 | 0 | 0.19105 | 0.88776 | 1.7755 | 1.5284 | 20.3125 | 10.5647 | 17.0341 | 17.0341 | 36.0653 | 1.5284 | 0 | 2024: 5.0201; 2025: 31.0451; 2026: 0; 2027: 26.0346; 2028: 0; 2029: 0; 2030: 0.24715; 2031: 0; 2032: 0; 2033: 5.0201; 2034: 31.0451; 2035: 0; 2036: 26.0346; 2039: 0.19105; 2040: 0.076601
2018-11-19 09:00 | 11 | 8 | 2 | 0 | 0 | 0.38433 | 0.88565 | 1.7713 | 3.0746 | 20.3125 | 10.5647 | 17.0341 | 17.0341 | 35.9797 | 1.7713 | 1.3033 | 2024: 0; 2025: 35.9797; 2026: 13.7689; 2027: 52.3732; 2028: 1.3033; 2029: 1.3033; 2030: 0; 2031: 0; 2032: 0; 2033: 0; 2034: 35.9797; 2035: 0; 2036: 52.3732; 2039: 0.38433; 2040: 0.17272
2018-11-19 10:00 | 11 | 9 | 2 | 0 | 0 | 0.50548 | 0.88613 | 1.7723 | 4.0438 | 20.3125 | 10.5647 | 17.0341 | 17.0341 | 35.9991 | 1.7723 | 2.2716 | 2024: 0; 2025: 35.9991; 2026: 23.9984; 2027: 68.8829; 2028: 2.2716; 2029: 3.5748; 2030: 0; 2031: 0; 2032: 0; 2033: 0; 2034: 35.9991; 2035: 0; 2036: 68.8829; 2039: 0.50548; 2040: 0.21524
2018-11-19 11:00 | 11 | 10 | 2 | 0 | 0 | 0.57365 | 0.90895 | 1.8179 | 4.5892 | 20.3125 | 10.5647 | 17.0341 | 17.0341 | 36.926 | 1.8179 | 2.7713 | 2024: 0; 2025: 36.926; 2026: 29.2779; 2027: 78.1728; 2028: 2.7713; 2029: 6.3461; 2030: 0; 2031: 0; 2032: 0; 2033: 0; 2034: 36.926; 2035: 0; 2036: 78.1728; 2039: 0.57365; 2040: 0.26344
2018-11-19 12:00 | 11 | 11 | 2 | 0 | 0 | 0.58513 | 0.9139 | 1.8278 | 4.6811 | 20.3125 | 10.5647 | 17.0341 | 17.0341 | 37.1273 | 1.8278 | 2.8533 | 2024: 0; 2025: 37.1273; 2026: 30.1441; 2027: 79.7382; 2028: 2.8533; 2029: 9.1994; 2030: 0; 2031: 0; 2032: 0; 2033: 0; 2034: 37.1273; 2035: 0; 2036: 79.7382; 2039: 0.58513; 2040: 0.25107
2018-11-19 13:00 | 11 | 12 | 2 | 0 | 0 | 0.54078 | 0.90907 | 1.8181 | 4.3262 | 20.3125 | 10.5647 | 17.0341 | 17.0341 | 36.931 | 1.8181 | 2.5081 | 2024: 0; 2025: 36.931; 2026: 26.497; 2027: 73.6933; 2028: 2.5081; 2029: 11.7075; 2030: 0; 2031: 0; 2032: 0; 2033: 0; 2034: 36.931; 2035: 0; 2036: 73.6933; 2039: 0.54078; 2040: 0.23155
2018-11-19 14:00 | 11 | 13 | 2 | 0 | 0 | 0.44964 | 0.88981 | 1.7796 | 3.5971 | 20.3125 | 10.5647 | 17.0341 | 17.0341 | 36.1484 | 1.7796 | 1.8175 | 2024: 0; 2025: 36.1484; 2026: 19.2014; 2027: 61.2737; 2028: 0.79252; 2029: 12.5; 2030: 0; 2031: 0; 2032: 1.025; 2033: 0; 2034: 36.1484; 2035: 10.8286; 2036: 61.2737; 2039: 0.44964; 2040: 0.19472
2018-11-19 15:00 | 11 | 14 | 2 | 0 | 0 | 0.30699 | 0.92864 | 1.8573 | 2.4559 | 20.3125 | 10.5647 | 17.0341 | 17.0341 | 37.7259 | 1.8573 | 0.59864 | 2024: 0; 2025: 37.7259; 2026: 6.3245; 2027: 41.8345; 2028: 0; 2029: 12.5; 2030: 0; 2031: 0; 2032: 0.59864; 2033: 0; 2034: 37.7259; 2035: 6.3245; 2036: 41.8345; 2039: 0.30699; 2040: 0.12704
2018-11-19 16:00 | 11 | 15 | 2 | 0 | 1 | 0.050154 | 1.0219 | 2.0438 | 0.40123 | 21.7915 | 12.0437 | 17.0341 | 17.0341 | 44.5367 | 0.40123 | 0 | 2024: 35.7932; 2025: 8.7435; 2026: 0; 2027: 6.8347; 2028: 0; 2029: 12.5; 2030: 1.6425; 2031: 1.6425; 2032: 0; 2033: 0; 2034: 44.5367; 2035: 0; 2036: 6.8347; 2039: 0.050154; 2040: 0.038783
2018-11-19 17:00 | 11 | 16 | 2 | 0 | 1 | 0 | 1.2132 | 2.4263 | 0 | 21.7915 | 12.0437 | 17.0341 | 17.0341 | 52.8733 | 0 | 0 | 2024: 52.8733; 2025: 0; 2026: 0; 2027: 0; 2028: 0; 2029: 10.7146; 2030: 2.4263; 2031: 2.4263; 2032: 0; 2033: 0; 2034: 52.8733; 2035: 0; 2036: 0; 2039: 0; 2040: 0
2018-11-19 18:00 | 11 | 17 | 2 | 0 | 1 | 0 | 1.271 | 2.542 | 0 | 21.7915 | 12.0437 | 17.0341 | 17.0341 | 55.3945 | 0 | 0 | 2024: 55.3945; 2025: 0; 2026: 0; 2027: 0; 2028: 0; 2029: 8.0773; 2030: 2.542; 2031: 2.542; 2032: 0; 2033: 0; 2034: 55.3945; 2035: 0; 2036: 0; 2039: 0; 2040: 0
2018-11-19 19:00 | 11 | 18 | 2 | 0 | 1 | 0 | 1.3289 | 2.6577 | 0 | 21.7915 | 12.0437 | 17.0341 | 17.0341 | 57.9156 | 0 | 0 | 2024: 57.9156; 2025: 0; 2026: 0; 2027: 0; 2028: 0; 2029: 5.3143; 2030: 2.6577; 2031: 2.6577; 2032: 0; 2033: 0; 2034: 57.9156; 2035: 0; 2036: 0; 2039: 0; 2040: 0
2018-11-19 20:00 | 11 | 19 | 2 | 0 | 0 | 0 | 1.2957 | 2.5914 | 0 | 20.3125 | 10.5647 | 17.0341 | 17.0341 | 52.6375 | 0 | 0 | 2024: 52.6375; 2025: 0; 2026: 0; 2027: 0; 2028: 0; 2029: 2.4254; 2030: 2.5914; 2031: 2.2314; 2032: 0; 2033: 7.3123; 2034: 45.3252; 2035: 0; 2036: 0; 2039: 0; 2040: 0
2018-11-19 21:00 | 11 | 20 | 2 | 0 | 0 | 0 | 1.1713 | 2.3427 | 0 | 20.3125 | 10.5647 | 17.0341 | 17.0341 | 47.5852 | 0 | 0 | 2024: 47.5852; 2025: 0; 2026: 0; 2027: 0; 2028: 0; 2029: 0; 2030: 2.3427; 2031: 0; 2032: 0; 2033: 47.5852; 2034: 0; 2035: 0; 2036: 0; 2039: 0; 2040: 0
2018-11-19 22:00 | 11 | 21 | 2 | 0 | 0 | 0 | 1.0439 | 2.0878 | 0 | 20.3125 | 10.5647 | 17.0341 | 17.0341 | 42.4076 | 0 | 0 | 2024: 42.4076; 2025: 0; 2026: 0; 2027: 0; 2028: 0; 2029: 0; 2030: 2.0878; 2031: 0; 2032: 0; 2033: 42.4076; 2034: 0; 2035: 0; 2036: 0; 2039: 0; 2040: 0
2018-11-19 23:00 | 11 | 22 | 2 | 0 | 0 | 0 | 0.83498 | 1.67 | 0 | 20.3125 | 10.5647 | 17.0341 | 17.0341 | 33.9211 | 0 | 0 | 2024: 33.9211; 2025: 0; 2026: 0; 2027: 0; 2028: 0; 2029: 0; 2030: 1.67; 2031: 0; 2032: 0; 2033: 33.9211; 2034: 0; 2035: 0; 2036: 0; 2039: 0; 2040: 0
2018-11-20 | 11 | 23 | 2 | 0 | 0 | 0 | 0.77314 | 1.5463 | 0 | 20.3125 | 10.5647 | 17.0341 | 17.0341 | 31.4089 | 0 | 0 | 2024: 31.4089; 2025: 0; 2026: 0; 2027: 0; 2028: 0; 2029: 0; 2030: 1.5463; 2031: 0; 2032: 0; 2033: 31.4089; 2034: 0; 2035: 0; 2036: 0; 2039: 0; 2040: 0
2018-11-20 01:00 | 11 | 0 | 3 | 0 | 0 | 0 | 0.74654 | 1.4931 | 0 | 20.3125 | 10.5647 | 17.0341 | 17.0341 | 30.3281 | 0 | 0 | 2024: 30.3281; 2025: 0; 2026: 0; 2027: 0; 2028: 0; 2029: 0; 2030: 1.4931; 2031: 0; 2032: 0; 2033: 30.3281; 2034: 0; 2035: 0; 2036: 0; 2039: 0; 2040: 0
2018-11-20 02:00 | 11 | 1 | 3 | 0 | 0 | 0 | 0.73961 | 1.4792 | 0 | 20.3125 | 10.5647 | 17.0341 | 17.0341 | 30.0468 | 0 | 0 | 2024: 30.0468; 2025: 0; 2026: 0; 2027: 0; 2028: 0; 2029: 0; 2030: 1.4792; 2031: 0; 2032: 0; 2033: 30.0468; 2034: 0; 2035: 0; 2036: 0; 2039: 0; 2040: 0
2018-11-20 03:00 | 11 | 2 | 3 | 0 | 0 | 0 | 0.75529 | 1.5106 | 0 | 20.3125 | 10.5647 | 17.0341 | 17.0341 | 30.6836 | 0 | 0 | 2024: 30.6836; 2025: 0; 2026: 0; 2027: 0; 2028: 0; 2029: 0; 2030: 1.5106; 2031: 0; 2032: 0; 2033: 30.6836; 2034: 0; 2035: 0; 2036: 0; 2039: 0; 2040: 0
2018-11-20 04:00 | 11 | 3 | 3 | 0 | 0 | 0 | 0.78261 | 1.5652 | 0 | 20.3125 | 10.5647 | 17.0341 | 17.0341 | 31.7937 | 0 | 0 | 2024: 31.7937; 2025: 0; 2026: 0; 2027: 0; 2028: 0; 2029: 0; 2030: 1.5652; 2031: 0; 2032: 0; 2033: 31.7937; 2034: 0; 2035: 0; 2036: 0; 2039: 0; 2040: 0
2018-11-20 05:00 | 11 | 4 | 3 | 0 | 0 | 0 | 0.81759 | 1.6352 | 0 | 20.3125 | 10.5647 | 17.0341 | 17.0341 | 33.2145 | 0 | 0 | 2024: 33.2145; 2025: 0; 2026: 0; 2027: 0; 2028: 0; 2029: 0; 2030: 1.6352; 2031: 0; 2032: 0; 2033: 33.2145; 2034: 0; 2035: 0; 2036: 0; 2039: 0; 2040: 0
2018-11-20 06:00 | 11 | 5 | 3 | 0 | 0 | 0 | 0.99201 | 1.984 | 0 | 20.3125 | 10.5647 | 17.0341 | 17.0341 | 40.3004 | 0 | 0 | 2024: 40.3004; 2025: 0; 2026: 0; 2027: 0; 2028: 0; 2029: 0; 2030: 1.984; 2031: 0; 2032: 0; 2033: 40.3004; 2034: 0; 2035: 0; 2036: 0; 2039: 0; 2040: 0
2018-11-20 07:00 | 11 | 6 | 3 | 0 | 0 | 0 | 1.1378 | 2.2757 | 0 | 20.3125 | 10.5647 | 17.0341 | 17.0341 | 46.2248 | 0 | 0 | 2024: 46.2248; 2025: 0; 2026: 0; 2027: 0; 2028: 0; 2029: 0; 2030: 2.2757; 2031: 0; 2032: 0; 2033: 46.2248; 2034: 0; 2035: 0; 2036: 0; 2039: 0; 2040: 0
2018-11-20 08:00 | 11 | 7 | 3 | 0 | 0 | 0.024962 | 1.1078 | 2.2157 | 0.19969 | 20.3125 | 10.5647 | 17.0341 | 17.0341 | 45.0055 | 0.19969 | 0 | 2024: 40.9493; 2025: 4.0563; 2026: 0; 2027: 3.4016; 2028: 0; 2029: 0; 2030: 2.016; 2031: 0; 2032: 0; 2033: 40.9493; 2034: 4.0563; 2035: 0; 2036: 3.4016; 2039: 0.024962; 2040: 0.17862
2018-11-20 09:00 | 11 | 8 | 3 | 0 | 0 | 0.094385 | 1.1124 | 2.2247 | 0.75508 | 20.3125 | 10.5647 | 17.0341 | 17.0341 | 45.1893 | 0.75508 | 0 | 2024: 29.8518; 2025: 15.3375; 2026: 0; 2027: 12.8621; 2028: 0; 2029: 0; 2030: 1.4696; 2031: 0; 2032: 0; 2033: 29.8518; 2034: 15.3375; 2035: 0; 2036: 12.8621; 2039: 0.094385; 2040: 0.38839
2018-11-20 10:00 | 11 | 9 | 3 | 0 | 0 | 0.10966 | 1.1154 | 2.2309 | 0.87731 | 20.3125 | 10.5647 | 17.0341 | 17.0341 | 45.3149 | 0.87731 | 0 | 2024: 27.4945; 2025: 17.8204; 2026: 0; 2027: 14.9443; 2028: 0; 2029: 0; 2030: 1.3536; 2031: 0; 2032: 0; 2033: 27.4945; 2034: 17.8204; 2035: 0; 2036: 14.9443; 2039: 0.10966; 2040: 0.42592
2018-11-20 11:00 | 11 | 10 | 3 | 0 | 0 | 0.048668 | 1.0807 | 2.1614 | 0.38934 | 20.3125 | 10.5647 | 17.0341 | 17.0341 | 43.9033 | 0.38934 | 0 | 2024: 35.9947; 2025: 7.9085; 2026: 0; 2027: 6.6321; 2028: 0; 2029: 0; 2030: 1.772; 2031: 0; 2032: 0; 2033: 35.9947; 2034: 7.9085; 2035: 0; 2036: 6.6321; 2039: 0.048668; 2040: 0.52608
2018-11-20 12:00 | 11 | 11 | 3 | 0 | 0 | 0.049934 | 1.0379 | 2.0759 | 0.39947 | 20.3125 | 10.5647 | 17.0341 | 17.0341 | 42.1659 | 0.39947 | 0 | 2024: 34.0516; 2025: 8.1143; 2026: 0; 2027: 6.8047; 2028: 0; 2029: 0; 2030: 1.6764; 2031: 0; 2032: 0; 2033: 34.0516; 2034: 8.1143; 2035: 0; 2036: 6.8047; 2039: 0.049934; 2040: 0.62212
2018-11-20 13:00 | 11 | 12 | 3 | 0 | 0 | 0.0112 | 0.92214 | 1.8443 | 0.089598 | 20.3125 | 10.5647 | 17.0341 | 17.0341 | 37.4618 | 0.089598 | 0 | 2024: 35.6418; 2025: 1.82; 2026: 0; 2027: 1.5262; 2028: 0; 2029: 0; 2030: 1.7547; 2031: 0; 2032: 0; 2033: 35.6418; 2034: 1.82; 2035: 0; 2036: 1.5262; 2039: 0.0112; 2040: 0.58446
2018-11-20 14:00 | 11 | 13 | 3 | 0 | 0 | 0.12397 | 0.85957 | 1.7191 | 0.99175 | 20.3125 | 10.5647 | 17.0341 | 17.0341 | 34.9199 | 0.99175 | 0 | 2024: 14.775; 2025: 20.145; 2026: 0; 2027: 16.8936; 2028: 0; 2029: 0; 2030: 0.72738; 2031: 0; 2032: 0; 2033: 14.775; 2034: 20.145; 2035: 0; 2036: 16.8936; 2039: 0.12397; 2040: 0.48266
2018-11-20 15:00 | 11 | 14 | 3 | 0 | 0 | 0.054026 | 0.89545 | 1.7909 | 0.43221 | 20.3125 | 10.5647 | 17.0341 | 17.0341 | 36.3778 | 0.43221 | 0 | 2024: 27.5985; 2025: 8.7793; 2026: 0; 2027: 7.3623; 2028: 0; 2029: 0; 2030: 1.3587; 2031: 0; 2032: 0; 2033: 27.5985; 2034: 8.7793; 2035: 0; 2036: 7.3623; 2039: 0.054026; 2040: 0.31815
2018-11-20 16:00 | 11 | 15 | 3 | 0 | 1 | 0.0080327 | 1.0199 | 2.0399 | 0.064262 | 21.7915 | 12.0437 | 17.0341 | 17.0341 | 44.4515 | 0.064262 | 0 | 2024: 43.0512; 2025: 1.4004; 2026: 0; 2027: 1.0946; 2028: 0; 2029: 0; 2030: 1.9756; 2031: 0; 2032: 0; 2033: 43.0512; 2034: 1.4004; 2035: 0; 2036: 1.0946; 2039: 0.0080327; 2040: 0.10056
2018-11-20 17:00 | 11 | 16 | 3 | 0 | 1 | 0 | 1.2176 | 2.4352 | 0 | 21.7915 | 12.0437 | 17.0341 | 17.0341 | 53.0668 | 0 | 0 | 2024: 53.0668; 2025: 0; 2026: 0; 2027: 0; 2028: 0; 2029: 0; 2030: 2.4352; 2031: 0; 2032: 0; 2033: 53.0668; 2034: 0; 2035: 0; 2036: 0; 2039: 0; 2040: 0
2018-11-20 18:00 | 11 | 17 | 3 | 0 | 1 | 0 | 1.2434 | 2.4868 | 0 | 21.7915 | 12.0437 | 17.0341 | 17.0341 | 54.1916 | 0 | 0 | 2024: 54.1916; 2025: 0; 2026: 0; 2027: 0; 2028: 0; 2029: 0; 2030: 2.4868; 2031: 0; 2032: 0; 2033: 54.1916; 2034: 0; 2035: 0; 2036: 0; 2039: 0; 2040: 0
2018-11-20 19:00 | 11 | 18 | 3 | 0 | 1 | 0 | 1.3445 | 2.6891 | 0 | 21.7915 | 12.0437 | 17.0341 | 17.0341 | 58.5994 | 0 | 0 | 2024: 58.5994; 2025: 0; 2026: 0; 2027: 0; 2028: 0; 2029: 0; 2030: 2.6891; 2031: 0; 2032: 0; 2033: 58.5994; 2034: 0; 2035: 0; 2036: 0; 2039: 0; 2040: 0
2018-11-20 20:00 | 11 | 19 | 3 | 0 | 0 | 0 | 1.377 | 2.7541 | 0 | 20.3125 | 10.5647 | 17.0341 | 17.0341 | 55.9421 | 0 | 0 | 2024: 55.9421; 2025: 0; 2026: 0; 2027: 0; 2028: 0; 2029: 0; 2030: 2.7541; 2031: 0; 2032: 0; 2033: 55.9421; 2034: 0; 2035: 0; 2036: 0; 2039: 0; 2040: 0
2018-11-20 21:00 | 11 | 20 | 3 | 0 | 0 | 0 | 1.3076 | 2.6152 | 0 | 20.3125 | 10.5647 | 17.0341 | 17.0341 | 53.1218 | 0 | 0 | 2024: 53.1218; 2025: 0; 2026: 0; 2027: 0; 2028: 0; 2029: 0; 2030: 2.6152; 2031: 0; 2032: 0; 2033: 53.1218; 2034: 0; 2035: 0; 2036: 0; 2039: 0; 2040: 0
2018-11-20 22:00 | 11 | 21 | 3 | 0 | 0 | 0 | 1.031 | 2.0621 | 0 | 20.3125 | 10.5647 | 17.0341 | 17.0341 | 41.8864 | 0 | 0 | 2024: 41.8864; 2025: 0; 2026: 0; 2027: 0; 2028: 0; 2029: 0; 2030: 2.0621; 2031: 0; 2032: 0; 2033: 41.8864; 2034: 0; 2035: 0; 2036: 0; 2039: 0; 2040: 0
2018-11-20 23:00 | 11 | 22 | 3 | 0 | 0 | 0 | 0.91273 | 1.8255 | 0 | 20.3125 | 10.5647 | 17.0341 | 17.0341 | 37.0797 | 0 | 0 | 2024: 37.0797; 2025: 0; 2026: 0; 2027: 0; 2028: 0; 2029: 0; 2030: 1.8255; 2031: 0; 2032: 0; 2033: 37.0797; 2034: 0; 2035: 0; 2036: 0; 2039: 0; 2040: 0
2018-11-21 | 11 | 23 | 3 | 0 | 0 | 0 | 0.79021 | 1.5804 | 0 | 20.3125 | 10.5647 | 17.0341 | 17.0341 | 32.1023 | 0 | 0 | 2024: 32.1023; 2025: 0; 2026: 0; 2027: 0; 2028: 0; 2029: 0; 2030: 1.5804; 2031: 0; 2032: 0; 2033: 32.1023; 2034: 0; 2035: 0; 2036: 0; 2039: 0; 2040: 0
2018-11-21 01:00 | 11 | 0 | 4 | 0 | 0 | 0 | 0.75146 | 1.5029 | 0 | 20.3125 | 10.5647 | 17.0341 | 17.0341 | 30.5281 | 0 | 0 | 2024: 30.5281; 2025: 0; 2026: 0; 2027: 0; 2028: 0; 2029: 0; 2030: 1.5029; 2031: 0; 2032: 0; 2033: 30.5281; 2034: 0; 2035: 0; 2036: 0; 2039: 0; 2040: 0
2018-11-21 02:00 | 11 | 1 | 4 | 0 | 0 | 0 | 0.77514 | 1.5503 | 0 | 20.3125 | 10.5647 | 17.0341 | 17.0341 | 31.4899 | 0 | 0 | 2024: 31.4899; 2025: 0; 2026: 0; 2027: 0; 2028: 0; 2029: 0; 2030: 1.5503; 2031: 0; 2032: 0; 2033: 31.4899; 2034: 0; 2035: 0; 2036: 0; 2039: 0; 2040: 0
2018-11-21 03:00 | 11 | 2 | 4 | 0 | 0 | 0 | 0.80839 | 1.6168 | 0 | 20.3125 | 10.5647 | 17.0341 | 17.0341 | 32.8409 | 0 | 0 | 2024: 32.8409; 2025: 0; 2026: 0; 2027: 0; 2028: 0; 2029: 0; 2030: 1.6168; 2031: 0; 2032: 0; 2033: 32.8409; 2034: 0; 2035: 0; 2036: 0; 2039: 0; 2040: 0
2018-11-21 04:00 | 11 | 3 | 4 | 0 | 0 | 0 | 0.85931 | 1.7186 | 0 | 20.3125 | 10.5647 | 17.0341 | 17.0341 | 34.9096 | 0 | 0 | 2024: 34.9096; 2025: 0; 2026: 0; 2027: 0; 2028: 0; 2029: 0; 2030: 1.7186; 2031: 0; 2032: 0; 2033: 34.9096; 2034: 0; 2035: 0; 2036: 0; 2039: 0; 2040: 0
2018-11-21 05:00 | 11 | 4 | 4 | 0 | 0 | 0 | 0.91978 | 1.8396 | 0 | 20.3125 | 10.5647 | 17.0341 | 17.0341 | 37.3662 | 0 | 0 | 2024: 37.3662; 2025: 0; 2026: 0; 2027: 0; 2028: 0; 2029: 0; 2030: 1.8396; 2031: 0; 2032: 0; 2033: 37.3662; 2034: 0; 2035: 0; 2036: 0; 2039: 0; 2040: 0
2018-11-21 06:00 | 11 | 5 | 4 | 0 | 0 | 0 | 1.1103 | 2.2205 | 0 | 20.3125 | 10.5647 | 17.0341 | 17.0341 | 45.104 | 0 | 0 | 2024: 45.104; 2025: 0; 2026: 0; 2027: 0; 2028: 0; 2029: 0; 2030: 2.2205; 2031: 0; 2032: 0; 2033: 45.104; 2034: 0; 2035: 0; 2036: 0; 2039: 0; 2040: 0
2018-11-21 07:00 | 11 | 6 | 4 | 0 | 0 | 0 | 1.2147 | 2.4295 | 0 | 20.3125 | 10.5647 | 17.0341 | 17.0341 | 49.349 | 0 | 0 | 2024: 49.349; 2025: 0; 2026: 0; 2027: 0; 2028: 0; 2029: 0; 2030: 2.4295; 2031: 0; 2032: 0; 2033: 49.349; 2034: 0; 2035: 0; 2036: 0; 2039: 0; 2040: 0
2018-11-21 08:00 | 11 | 7 | 4 | 0 | 0 | 0.034929 | 1.2138 | 2.4276 | 0.27943 | 20.3125 | 10.5647 | 17.0341 | 17.0341 | 49.3113 | 0.27943 | 0 | 2024: 43.6353; 2025: 5.676; 2026: 0; 2027: 4.7599; 2028: 0; 2029: 0; 2030: 2.1482; 2031: 0; 2032: 0; 2033: 43.6353; 2034: 5.676; 2035: 0; 2036: 4.7599; 2039: 0.034929; 2040: 0.1158
2018-11-21 09:00 | 11 | 8 | 4 | 0 | 0 | 0.03113 | 1.1302 | 2.2605 | 0.24904 | 20.3125 | 10.5647 | 17.0341 | 17.0341 | 45.9162 | 0.24904 | 0 | 2024: 40.8576; 2025: 5.0587; 2026: 0; 2027: 4.2422; 2028: 0; 2029: 0; 2030: 2.0114; 2031: 0; 2032: 0; 2033: 40.8576; 2034: 5.0587; 2035: 0; 2036: 4.2422; 2039: 0.03113; 2040: 0.2704
2018-11-21 10:00 | 11 | 9 | 4 | 0 | 0 | 0.028731 | 1.0958 | 2.1916 | 0.22985 | 20.3125 | 10.5647 | 17.0341 | 17.0341 | 44.5159 | 0.22985 | 0 | 2024: 39.8471; 2025: 4.6688; 2026: 0; 2027: 3.9153; 2028: 0; 2029: 0; 2030: 1.9617; 2031: 0; 2032: 0; 2033: 39.8471; 2034: 4.6688; 2035: 0; 2036: 3.9153; 2039: 0.028731; 2040: 0.39007
2018-11-21 11:00 | 11 | 10 | 4 | 0 | 0 | 0.032182 | 0.98019 | 1.9604 | 0.25746 | 20.3125 | 10.5647 | 17.0341 | 17.0341 | 39.82 | 0.25746 | 0 | 2024: 34.5905; 2025: 5.2296; 2026: 0; 2027: 4.3855; 2028: 0; 2029: 0; 2030: 1.7029; 2031: 0; 2032: 0; 2033: 34.5905; 2034: 5.2296; 2035: 0; 2036: 4.3855; 2039: 0.032182; 2040: 0.31368
2018-11-21 12:00 | 11 | 11 | 4 | 0 | 0 | 0.024056 | 0.92611 | 1.8522 | 0.19244 | 20.3125 | 10.5647 | 17.0341 | 17.0341 | 37.6232 | 0.19244 | 0 | 2024: 33.7142; 2025: 3.909; 2026: 0; 2027: 3.2781; 2028: 0; 2029: 0; 2030: 1.6598; 2031: 0; 2032: 0; 2033: 33.7142; 2034: 3.909; 2035: 0; 2036: 3.2781; 2039: 0.024056; 2040: 0.24636
2018-11-21 13:00 | 11 | 12 | 4 | 0 | 0 | 0.029505 | 0.84252 | 1.685 | 0.23604 | 20.3125 | 10.5647 | 17.0341 | 17.0341 | 34.2275 | 0.23604 | 0 | 2024: 29.4329; 2025: 4.7946; 2026: 0; 2027: 4.0208; 2028: 0; 2029: 0; 2030: 1.449; 2031: 0; 2032: 0; 2033: 29.4329; 2034: 4.7946; 2035: 0; 2036: 4.0208; 2039: 0.029505; 2040: 0.15294
2018-11-21 14:00 | 11 | 13 | 4 | 0 | 0 | 0.039104 | 0.80209 | 1.6042 | 0.31283 | 20.3125 | 10.5647 | 17.0341 | 17.0341 | 32.5849 | 0.31283 | 0 | 2024: 26.2305; 2025: 6.3544; 2026: 0; 2027: 5.3289; 2028: 0; 2029: 0; 2030: 1.2913; 2031: 0; 2032: 0; 2033: 26.2305; 2034: 6.3544; 2035: 0; 2036: 5.3289; 2039: 0.039104; 2040: 0.088596
2018-11-21 15:00 | 11 | 14 | 4 | 0 | 0 | 0.25511 | 0.83354 | 1.6671 | 2.0409 | 20.3125 | 10.5647 | 17.0341 | 17.0341 | 33.8626 | 1.6671 | 0.3738 | 2024: 0; 2025: 33.8626; 2026: 3.9491; 2027: 34.7646; 2028: 0.3738; 2029: 0.3738; 2030: 0; 2031: 0; 2032: 0; 2033: 0; 2034: 33.8626; 2035: 0; 2036: 34.7646; 2039: 0.25511; 2040: 0.050359
2018-11-21 16:00 | 11 | 15 | 4 | 0 | 1 | 0.092151 | 0.91663 | 1.8333 | 0.73721 | 21.7915 | 12.0437 | 17.0341 | 17.0341 | 39.9495 | 0.73721 | 0 | 2024: 23.8846; 2025: 16.0649; 2026: 0; 2027: 12.5577; 2028: 0; 2029: 0.3738; 2030: 1.0961; 2031: 0.34389; 2032: 0; 2033: 16.3907; 2034: 23.5588; 2035: 0; 2036: 12.5577; 2039: 0.092151; 2040: 0.009079
2018-11-21 17:00 | 11 | 16 | 4 | 0 | 1 | 0 | 1.1159 | 2.2318 | 0 | 21.7915 | 12.0437 | 17.0341 | 17.0341 | 48.6341 | 0 | 0 | 2024: 48.6341; 2025: 0; 2026: 0; 2027: 0; 2028: 0; 2029: 0; 2030: 2.2318; 2031: 0; 2032: 0; 2033: 48.6341; 2034: 0; 2035: 0; 2036: 0; 2039: 0; 2040: 0
2018-11-21 18:00 | 11 | 17 | 4 | 0 | 1 | 0 | 1.2783 | 2.5567 | 0 | 21.7915 | 12.0437 | 17.0341 | 17.0341 | 55.7141 | 0 | 0 | 2024: 55.7141; 2025: 0; 2026: 0; 2027: 0; 2028: 0; 2029: 0; 2030: 2.5567; 2031: 0; 2032: 0; 2033: 55.7141; 2034: 0; 2035: 0; 2036: 0; 2039: 0; 2040: 0
2018-11-21 19:00 | 11 | 18 | 4 | 0 | 1 | 0 | 1.3271 | 2.6542 | 0 | 21.7915 | 12.0437 | 17.0341 | 17.0341 | 57.8387 | 0 | 0 | 2024: 57.8387; 2025: 0; 2026: 0; 2027: 0; 2028: 0; 2029: 0; 2030: 2.6542; 2031: 0; 2032: 0; 2033: 57.8387; 2034: 0; 2035: 0; 2036: 0; 2039: 0; 2040: 0
2018-11-21 20:00 | 11 | 19 | 4 | 0 | 0 | 0 | 1.3214 | 2.6428 | 0 | 20.3125 | 10.5647 | 17.0341 | 17.0341 | 53.6819 | 0 | 0 | 2024: 53.6819; 2025: 0; 2026: 0; 2027: 0; 2028: 0; 2029: 0; 2030: 2.6428; 2031: 0; 2032: 0; 2033: 53.6819; 2034: 0; 2035: 0; 2036: 0; 2039: 0; 2040: 0
2018-11-21 21:00 | 11 | 20 | 4 | 0 | 0 | 0 | 1.1661 | 2.3322 | 0 | 20.3125 | 10.5647 | 17.0341 | 17.0341 | 47.3721 | 0 | 0 | 2024: 47.3721; 2025: 0; 2026: 0; 2027: 0; 2028: 0; 2029: 0; 2030: 2.3322; 2031: 0; 2032: 0; 2033: 47.3721; 2034: 0; 2035: 0; 2036: 0; 2039: 0; 2040: 0
2018-11-21 22:00 | 11 | 21 | 4 | 0 | 0 | 0 | 1.0504 | 2.1008 | 0 | 20.3125 | 10.5647 | 17.0341 | 17.0341 | 42.6724 | 0 | 0 | 2024: 42.6724; 2025: 0; 2026: 0; 2027: 0; 2028: 0; 2029: 0; 2030: 2.1008; 2031: 0; 2032: 0; 2033: 42.6724; 2034: 0; 2035: 0; 2036: 0; 2039: 0; 2040: 0
2018-11-21 23:00 | 11 | 22 | 4 | 0 | 0 | 0 | 0.84473 | 1.6895 | 0 | 20.3125 | 10.5647 | 17.0341 | 17.0341 | 34.3171 | 0 | 0 | 2024: 34.3171; 2025: 0; 2026: 0; 2027: 0; 2028: 0; 2029: 0; 2030: 1.6895; 2031: 0; 2032: 0; 2033: 34.3171; 2034: 0; 2035: 0; 2036: 0; 2039: 0; 2040: 0
2018-11-22 | 11 | 23 | 4 | 0 | 0 | 0 | 0.78396 | 1.5679 | 0 | 20.3125 | 10.5647 | 17.0341 | 17.0341 | 31.8484 | 0 | 0 | 2024: 31.8484; 2025: 0; 2026: 0; 2027: 0; 2028: 0; 2029: 0; 2030: 1.5679; 2031: 0; 2032: 0; 2033: 31.8484; 2034: 0; 2035: 0; 2036: 0; 2039: 0; 2040: 0
2018-11-22 01:00 | 11 | 0 | 5 | 0 | 0 | 0 | 0.78612 | 1.5722 | 0 | 20.3125 | 10.5647 | 17.0341 | 17.0341 | 31.9363 | 0 | 0 | 2024: 31.9363; 2025: 0; 2026: 0; 2027: 0; 2028: 0; 2029: 0; 2030: 1.5722; 2031: 0; 2032: 0; 2033: 31.9363; 2034: 0; 2035: 0; 2036: 0; 2039: 0; 2040: 0
2018-11-22 02:00 | 11 | 1 | 5 | 0 | 0 | 0 | 0.78282 | 1.5656 | 0 | 20.3125 | 10.5647 | 17.0341 | 17.0341 | 31.8022 | 0 | 0 | 2024: 31.8022; 2025: 0; 2026: 0; 2027: 0; 2028: 0; 2029: 0; 2030: 1.5656; 2031: 0; 2032: 0; 2033: 31.8022; 2034: 0; 2035: 0; 2036: 0; 2039: 0; 2040: 0
2018-11-22 03:00 | 11 | 2 | 5 | 0 | 0 | 0 | 0.79991 | 1.5998 | 0 | 20.3125 | 10.5647 | 17.0341 | 17.0341 | 32.4964 | 0 | 0 | 2024: 32.4964; 2025: 0; 2026: 0; 2027: 0; 2028: 0; 2029: 0; 2030: 1.5998; 2031: 0; 2032: 0; 2033: 32.4964; 2034: 0; 2035: 0; 2036: 0; 2039: 0; 2040: 0
2018-11-22 04:00 | 11 | 3 | 5 | 0 | 0 | 0 | 0.82997 | 1.6599 | 0 | 20.3125 | 10.5647 | 17.0341 | 17.0341 | 33.7176 | 0 | 0 | 2024: 33.7176; 2025: 0; 2026: 0; 2027: 0; 2028: 0; 2029: 0; 2030: 1.6599; 2031: 0; 2032: 0; 2033: 33.7176; 2034: 0; 2035: 0; 2036: 0; 2039: 0; 2040: 0
2018-11-22 05:00 | 11 | 4 | 5 | 0 | 0 | 0 | 0.86795 | 1.7359 | 0 | 20.3125 | 10.5647 | 17.0341 | 17.0341 | 35.2606 | 0 | 0 | 2024: 35.2606; 2025: 0; 2026: 0; 2027: 0; 2028: 0; 2029: 0; 2030: 1.7359; 2031: 0; 2032: 0; 2033: 35.2606; 2034: 0; 2035: 0; 2036: 0; 2039: 0; 2040: 0
2018-11-22 06:00 | 11 | 5 | 5 | 0 | 0 | 0 | 1.0377 | 2.0754 | 0 | 20.3125 | 10.5647 | 17.0341 | 17.0341 | 42.1557 | 0 | 0 | 2024: 42.1557; 2025: 0; 2026: 0; 2027: 0; 2028: 0; 2029: 0; 2030: 2.0754; 2031: 0; 2032: 0; 2033: 42.1557; 2034: 0; 2035: 0; 2036: 0; 2039: 0; 2040: 0
2018-11-22 07:00 | 11 | 6 | 5 | 0 | 0 | 0 | 1.1659 | 2.3318 | 0 | 20.3125 | 10.5647 | 17.0341 | 17.0341 | 47.3655 | 0 | 0 | 2024: 47.3655; 2025: 0; 2026: 0; 2027: 0; 2028: 0; 2029: 0; 2030: 2.3318; 2031: 0; 2032: 0; 2033: 47.3655; 2034: 0; 2035: 0; 2036: 0; 2039: 0; 2040: 0
2018-11-22 08:00 | 11 | 7 | 5 | 0 | 0 | 0.1868 | 1.1691 | 2.3381 | 1.4944 | 20.3125 | 10.5647 | 17.0341 | 17.0341 | 47.4928 | 1.4944 | 0 | 2024: 17.1381; 2025: 30.3547; 2026: 0; 2027: 25.4556; 2028: 0; 2029: 0; 2030: 0.84372; 2031: 0; 2032: 0; 2033: 17.1381; 2034: 30.3547; 2035: 0; 2036: 25.4556; 2039: 0.1868; 2040: 0.090909
2018-11-22 09:00 | 11 | 8 | 5 | 0 | 0 | 0.38156 | 1.1303 | 2.2607 | 3.0525 | 20.3125 | 10.5647 | 17.0341 | 17.0341 | 45.9203 | 2.2607 | 0.79182 | 2024: 0; 2025: 45.9203; 2026: 8.3654; 2027: 51.9969; 2028: 0.79182; 2029: 0.79182; 2030: 0; 2031: 0; 2032: 0; 2033: 0; 2034: 45.9203; 2035: 0; 2036: 51.9969; 2039: 0.38156; 2040: 0.2007
2018-11-22 10:00 | 11 | 9 | 5 | 0 | 0 | 0.51733 | 1.0261 | 2.0523 | 4.1386 | 20.3125 | 10.5647 | 17.0341 | 17.0341 | 41.6865 | 2.0523 | 2.0864 | 2024: 0; 2025: 41.6865; 2026: 22.0422; 2027: 70.4983; 2028: 2.0864; 2029: 2.8782; 2030: 0; 2031: 0; 2032: 0; 2033: 0; 2034: 41.6865; 2035: 0; 2036: 70.4983; 2039: 0.51733; 2040: 0.12943
2018-11-22 11:00 | 11 | 10 | 5 | 0 | 0 | 0.57349 | 1.0464 | 2.0928 | 4.5879 | 20.3125 | 10.5647 | 17.0341 | 17.0341 | 42.5099 | 2.0928 | 2.4951 | 2024: 0; 2025: 42.5099; 2026: 26.3602; 2027: 78.1512; 2028: 2.4951; 2029: 5.3733; 2030: 0; 2031: 0; 2032: 0; 2033: 0; 2034: 42.5099; 2035: 0; 2036: 78.1512; 2039: 0.57349; 2040: 0.29772
2018-11-22 12:00 | 11 | 11 | 5 | 0 | 0 | 0.61144 | 0.93541 | 1.8708 | 4.8916 | 20.3125 | 10.5647 | 17.0341 | 17.0341 | 38.0011 | 1.8708 | 3.0207 | 2024: 0; 2025: 38.0011; 2026: 31.9132; 2027: 83.3234; 2028: 3.0207; 2029: 8.3941; 2030: 0; 2031: 0; 2032: 0; 2033: 0; 2034: 38.0011; 2035: 0; 2036: 83.3234; 2039: 0.61144; 2040: 0.32627
2018-11-22 13:00 | 11 | 12 | 5 | 0 | 0 | 0.57485 | 0.86907 | 1.7381 | 4.5988 | 20.3125 | 10.5647 | 17.0341 | 17.0341 | 35.3061 | 1.7381 | 2.8606 | 2024: 0; 2025: 35.3061; 2026: 30.2216; 2027: 78.3359; 2028: 2.8606; 2029: 11.2547; 2030: 0; 2031: 0; 2032: 0; 2033: 0; 2034: 35.3061; 2035: 0; 2036: 78.3359; 2039: 0.57485; 2040: 0.57844
2018-11-22 14:00 | 11 | 13 | 5 | 0 | 0 | 0.4826 | 0.78404 | 1.5681 | 3.8608 | 20.3125 | 10.5647 | 17.0341 | 17.0341 | 31.8515 | 1.5681 | 2.2927 | 2024: 0; 2025: 31.8515; 2026: 24.2217; 2027: 65.7649; 2028: 1.2453; 2029: 12.5; 2030: 0; 2031: 0; 2032: 1.0474; 2033: 0; 2034: 31.8515; 2035: 11.0651; 2036: 65.7649; 2039: 0.4826; 2040: 0.43899
2018-11-22 15:00 | 11 | 14 | 5 | 0 | 0 | 0.32571 | 0.80808 | 1.6162 | 2.6057 | 20.3125 | 10.5647 | 17.0341 | 17.0341 | 32.8281 | 1.6162 | 0.98952 | 2024: 0; 2025: 32.8281; 2026: 10.454; 2027: 44.3854; 2028: 0; 2029: 12.5; 2030: 0; 2031: 0; 2032: 0.98952; 2033: 0; 2034: 32.8281; 2035: 10.454; 2036: 44.3854; 2039: 0.32571; 2040: 0.30051
2018-11-22 16:00 | 11 | 15 | 5 | 0 | 1 | 0.11327 | 0.93783 | 1.8757 | 0.90618 | 21.7915 | 12.0437 | 17.0341 | 17.0341 | 40.8733 | 0.90618 | 0 | 2024: 21.1262; 2025: 19.7471; 2026: 0; 2027: 15.4361; 2028: 0; 2029: 12.5; 2030: 0.96947; 2031: 0.96947; 2032: 0; 2033: 0; 2034: 40.8733; 2035: 0; 2036: 15.4361; 2039: 0.11327; 2040: 0.09738
2018-11-22 17:00 | 11 | 16 | 5 | 0 | 1 | 0 | 1.0581 | 2.1161 | 0 | 21.7915 | 12.0437 | 17.0341 | 17.0341 | 46.113 | 0 | 0 | 2024: 46.113; 2025: 0; 2026: 0; 2027: 0; 2028: 0; 2029: 11.4462; 2030: 2.1161; 2031: 2.1161; 2032: 0; 2033: 0; 2034: 46.113; 2035: 0; 2036: 0; 2039: 0; 2040: 0
2018-11-22 18:00 | 11 | 17 | 5 | 0 | 1 | 0 | 1.1837 | 2.3674 | 0 | 21.7915 | 12.0437 | 17.0341 | 17.0341 | 51.5887 | 0 | 0 | 2024: 51.5887; 2025: 0; 2026: 0; 2027: 0; 2028: 0; 2029: 9.1461; 2030: 2.3674; 2031: 2.3674; 2032: 0; 2033: 0; 2034: 51.5887; 2035: 0; 2036: 0; 2039: 0; 2040: 0
2018-11-22 19:00 | 11 | 18 | 5 | 0 | 1 | 0 | 1.2537 | 2.5074 | 0 | 21.7915 | 12.0437 | 17.0341 | 17.0341 | 54.6404 | 0 | 0 | 2024: 54.6404; 2025: 0; 2026: 0; 2027: 0; 2028: 0; 2029: 6.5729; 2030: 2.5074; 2031: 2.5074; 2032: 0; 2033: 0; 2034: 54.6404; 2035: 0; 2036: 0; 2039: 0; 2040: 0
2018-11-22 20:00 | 11 | 19 | 5 | 0 | 0 | 0 | 1.2015 | 2.4031 | 0 | 20.3125 | 10.5647 | 17.0341 | 17.0341 | 48.8128 | 0 | 0 | 2024: 48.8128; 2025: 0; 2026: 0; 2027: 0; 2028: 0; 2029: 3.8474; 2030: 2.4031; 2031: 2.4031; 2032: 0; 2033: 0; 2034: 48.8128; 2035: 0; 2036: 0; 2039: 0; 2040: 0
2018-11-22 21:00 | 11 | 20 | 5 | 0 | 0 | 0 | 1.0495 | 2.099 | 0 | 20.3125 | 10.5647 | 17.0341 | 17.0341 | 42.6356 | 0 | 0 | 2024: 42.6356; 2025: 0; 2026: 0; 2027: 0; 2028: 0; 2029: 1.2354; 2030: 2.099; 2031: 1.1365; 2032: 0; 2033: 19.5498; 2034: 23.0858; 2035: 0; 2036: 0; 2039: 0; 2040: 0
2018-11-22 22:00 | 11 | 21 | 5 | 0 | 0 | 0 | 0.96998 | 1.94 | 0 | 20.3125 | 10.5647 | 17.0341 | 17.0341 | 39.4053 | 0 | 0 | 2024: 39.4053; 2025: 0; 2026: 0; 2027: 0; 2028: 0; 2029: 0; 2030: 1.94; 2031: 0; 2032: 0; 2033: 39.4053; 2034: 0; 2035: 0; 2036: 0; 2039: 0; 2040: 0
2018-11-22 23:00 | 11 | 22 | 5 | 0 | 0 | 0 | 0.77927 | 1.5585 | 0 | 20.3125 | 10.5647 | 17.0341 | 17.0341 | 31.6577 | 0 | 0 | 2024: 31.6577; 2025: 0; 2026: 0; 2027: 0; 2028: 0; 2029: 0; 2030: 1.5585; 2031: 0; 2032: 0; 2033: 31.6577; 2034: 0; 2035: 0; 2036: 0; 2039: 0; 2040: 0
2018-11-23 | 11 | 23 | 5 | 0 | 0 | 0 | 0.72354 | 1.4471 | 0 | 20.3125 | 10.5647 | 17.0341 | 17.0341 | 29.3937 | 0 | 0 | 2024: 29.3937; 2025: 0; 2026: 0; 2027: 0; 2028: 0; 2029: 0; 2030: 1.4471; 2031: 0; 2032: 0; 2033: 29.3937; 2034: 0; 2035: 0; 2036: 0; 2039: 0; 2040: 0
2018-11-23 01:00 | 11 | 0 | 6 | 0 | 0 | 0 | 0.7167 | 1.4334 | 0 | 20.3125 | 10.5647 | 17.0341 | 17.0341 | 29.116 | 0 | 0 | 2024: 29.116; 2025: 0; 2026: 0; 2027: 0; 2028: 0; 2029: 0; 2030: 1.4334; 2031: 0; 2032: 0; 2033: 29.116; 2034: 0; 2035: 0; 2036: 0; 2039: 0; 2040: 0
2018-11-23 02:00 | 11 | 1 | 6 | 0 | 0 | 0 | 0.72712 | 1.4542 | 0 | 20.3125 | 10.5647 | 17.0341 | 17.0341 | 29.5393 | 0 | 0 | 2024: 29.5393; 2025: 0; 2026: 0; 2027: 0; 2028: 0; 2029: 0; 2030: 1.4542; 2031: 0; 2032: 0; 2033: 29.5393; 2034: 0; 2035: 0; 2036: 0; 2039: 0; 2040: 0
2018-11-23 03:00 | 11 | 2 | 6 | 0 | 0 | 0 | 0.75767 | 1.5153 | 0 | 20.3125 | 10.5647 | 17.0341 | 17.0341 | 30.7804 | 0 | 0 | 2024: 30.7804; 2025: 0; 2026: 0; 2027: 0; 2028: 0; 2029: 0; 2030: 1.5153; 2031: 0; 2032: 0; 2033: 30.7804; 2034: 0; 2035: 0; 2036: 0; 2039: 0; 2040: 0
2018-11-23 04:00 | 11 | 3 | 6 | 0 | 0 | 0 | 0.85488 | 1.7098 | 0 | 20.3125 | 10.5647 | 17.0341 | 17.0341 | 34.7294 | 0 | 0 | 2024: 34.7294; 2025: 0; 2026: 0; 2027: 0; 2028: 0; 2029: 0; 2030: 1.7098; 2031: 0; 2032: 0; 2033: 34.7294; 2034: 0; 2035: 0; 2036: 0; 2039: 0; 2040: 0
2018-11-23 05:00 | 11 | 4 | 6 | 0 | 0 | 0 | 0.90214 | 1.8043 | 0 | 20.3125 | 10.5647 | 17.0341 | 17.0341 | 36.6493 | 0 | 0 | 2024: 36.6493; 2025: 0; 2026: 0; 2027: 0; 2028: 0; 2029: 0; 2030: 1.8043; 2031: 0; 2032: 0; 2033: 36.6493; 2034: 0; 2035: 0; 2036: 0; 2039: 0; 2040: 0
2018-11-23 06:00 | 11 | 5 | 6 | 0 | 0 | 0 | 1.0673 | 2.1347 | 0 | 20.3125 | 10.5647 | 17.0341 | 17.0341 | 43.3605 | 0 | 0 | 2024: 43.3605; 2025: 0; 2026: 0; 2027: 0; 2028: 0; 2029: 0; 2030: 2.1347; 2031: 0; 2032: 0; 2033: 43.3605; 2034: 0; 2035: 0; 2036: 0; 2039: 0; 2040: 0
2018-11-23 07:00 | 11 | 6 | 6 | 0 | 0 | 0 | 1.1798 | 2.3596 | 0 | 20.3125 | 10.5647 | 17.0341 | 17.0341 | 47.9285 | 0 | 0 | 2024: 47.9285; 2025: 0; 2026: 0; 2027: 0; 2028: 0; 2029: 0; 2030: 2.3596; 2031: 0; 2032: 0; 2033: 47.9285; 2034: 0; 2035: 0; 2036: 0; 2039: 0; 2040: 0
2018-11-23 08:00 | 11 | 7 | 6 | 0 | 0 | 0.17604 | 1.2199 | 2.4398 | 1.4083 | 20.3125 | 10.5647 | 17.0341 | 17.0341 | 49.5593 | 1.4083 | 0 | 2024: 20.9528; 2025: 28.6065; 2026: 0; 2027: 23.9895; 2028: 0; 2029: 0; 2030: 1.0315; 2031: 0; 2032: 0; 2033: 20.9528; 2034: 28.6065; 2035: 0; 2036: 23.9895; 2039: 0.17604; 2040: 0.029766
2018-11-23 09:00 | 11 | 8 | 6 | 0 | 0 | 0.36819 | 1.1026 | 2.2052 | 2.9455 | 20.3125 | 10.5647 | 17.0341 | 17.0341 | 44.7938 | 2.2052 | 0.74031 | 2024: 0; 2025: 44.7938; 2026: 7.8212; 2027: 50.1748; 2028: 0.74031; 2029: 0.74031; 2030: 0; 2031: 0; 2032: 0; 2033: 0; 2034: 44.7938; 2035: 0; 2036: 50.1748; 2039: 0.36819; 2040: 0.050615
2018-11-23 10:00 | 11 | 9 | 6 | 0 | 0 | 0.48924 | 0.99348 | 1.987 | 3.9139 | 20.3125 | 10.5647 | 17.0341 | 17.0341 | 40.3602 | 1.987 | 1.927 | 2024: 0; 2025: 40.3602; 2026: 20.3579; 2027: 66.6704; 2028: 1.927; 2029: 2.6673; 2030: 0; 2031: 0; 2032: 0; 2033: 0; 2034: 40.3602; 2035: 0; 2036: 66.6704; 2039: 0.48924; 2040: 0.071761
2018-11-23 11:00 | 11 | 10 | 6 | 0 | 0 | 0.55713 | 0.99631 | 1.9926 | 4.4571 | 20.3125 | 10.5647 | 17.0341 | 17.0341 | 40.4752 | 1.9926 | 2.4644 | 2024: 0; 2025: 40.4752; 2026: 26.0362; 2027: 75.9223; 2028: 2.4644; 2029: 5.1317; 2030: 0; 2031: 0; 2032: 0; 2033: 0; 2034: 40.4752; 2035: 0; 2036: 75.9223; 2039: 0.55713; 2040: 0.1172
2018-11-23 12:00 | 11 | 11 | 6 | 0 | 0 | 0.57442 | 0.86916 | 1.7383 | 4.5954 | 20.3125 | 10.5647 | 17.0341 | 17.0341 | 35.3097 | 1.7383 | 2.8571 | 2024: 0; 2025: 35.3097; 2026: 30.1843; 2027: 78.2787; 2028: 2.8571; 2029: 7.9888; 2030: 0; 2031: 0; 2032: 0; 2033: 0; 2034: 35.3097; 2035: 0; 2036: 78.2787; 2039: 0.57442; 2040: 0.19923
2018-11-23 13:00 | 11 | 12 | 6 | 0 | 0 | 0.53934 | 0.75717 | 1.5143 | 4.3147 | 20.3125 | 10.5647 | 17.0341 | 17.0341 | 30.7602 | 1.5143 | 2.8004 | 2024: 0; 2025: 30.7602; 2026: 29.585; 2027: 73.4973; 2028: 2.8004; 2029: 10.7892; 2030: 0; 2031: 0; 2032: 0; 2033: 0; 2034: 30.7602; 2035: 0; 2036: 73.4973; 2039: 0.53934; 2040: 0.36762
2018-11-23 14:00 | 11 | 13 | 6 | 0 | 0 | 0.44969 | 0.73221 | 1.4644 | 3.5976 | 20.3125 | 10.5647 | 17.0341 | 17.0341 | 29.746 | 1.4644 | 2.1331 | 2024: 0; 2025: 29.746; 2026: 22.536; 2027: 61.2812; 2028: 1.7108; 2029: 12.5; 2030: 0; 2031: 0; 2032: 0.42228; 2033: 0; 2034: 29.746; 2035: 4.4613; 2036: 61.2812; 2039: 0.44969; 2040: 0.34022
2018-11-23 15:00 | 11 | 14 | 6 | 0 | 0 | 0.30614 | 0.75345 | 1.5069 | 2.4491 | 20.3125 | 10.5647 | 17.0341 | 17.0341 | 30.6088 | 1.5069 | 0.94223 | 2024: 0; 2025: 30.6088; 2026: 9.9545; 2027: 41.7188; 2028: 0; 2029: 12.5; 2030: 0; 2031: 0; 2032: 0.94223; 2033: 0; 2034: 30.6088; 2035: 9.9545; 2036: 41.7188; 2039: 0.30614; 2040: 0.2331
2018-11-23 16:00 | 11 | 15 | 6 | 0 | 1 | 0.10191 | 0.88021 | 1.7604 | 0.81525 | 21.7915 | 12.0437 | 17.0341 | 17.0341 | 38.3621 | 0.81525 | 0 | 2024: 20.5966; 2025: 17.7655; 2026: 0; 2027: 13.8871; 2028: 0; 2029: 12.5; 2030: 0.94517; 2031: 0.94517; 2032: 0; 2033: 0; 2034: 38.3621; 2035: 0; 2036: 13.8871; 2039: 0.10191; 2040: 0.068791
2018-11-23 17:00 | 11 | 16 | 6 | 0 | 1 | 0 | 1.027 | 2.054 | 0 | 21.7915 | 12.0437 | 17.0341 | 17.0341 | 44.7607 | 0 | 0 | 2024: 44.7607; 2025: 0; 2026: 0; 2027: 0; 2028: 0; 2029: 11.4726; 2030: 2.054; 2031: 2.054; 2032: 0; 2033: 0; 2034: 44.7607; 2035: 0; 2036: 0; 2039: 0; 2040: 0
2018-11-23 18:00 | 11 | 17 | 6 | 0 | 1 | 0 | 1.1259 | 2.2517 | 0 | 21.7915 | 12.0437 | 17.0341 | 17.0341 | 49.0679 | 0 | 0 | 2024: 49.0679; 2025: 0; 2026: 0; 2027: 0; 2028: 0; 2029: 9.24; 2030: 2.2517; 2031: 2.2517; 2032: 0; 2033: 0; 2034: 49.0679; 2035: 0; 2036: 0; 2039: 0; 2040: 0
2018-11-23 19:00 | 11 | 18 | 6 | 0 | 1 | 0 | 1.1875 | 2.3749 | 0 | 21.7915 | 12.0437 | 17.0341 | 17.0341 | 51.7527 | 0 | 0 | 2024: 51.7527; 2025: 0; 2026: 0; 2027: 0; 2028: 0; 2029: 6.7925; 2030: 2.3749; 2031: 2.3749; 2032: 0; 2033: 0; 2034: 51.7527; 2035: 0; 2036: 0; 2039: 0; 2040: 0
2018-11-23 20:00 | 11 | 19 | 6 | 0 | 0 | 0 | 1.0991 | 2.1982 | 0 | 20.3125 | 10.5647 | 17.0341 | 17.0341 | 44.6508 | 0 | 0 | 2024: 44.6508; 2025: 0; 2026: 0; 2027: 0; 2028: 0; 2029: 4.2111; 2030: 2.1982; 2031: 2.1982; 2032: 0; 2033: 0; 2034: 44.6508; 2035: 0; 2036: 0; 2039: 0; 2040: 0
2018-11-23 21:00 | 11 | 20 | 6 | 0 | 0 | 0 | 0.9768 | 1.9536 | 0 | 20.3125 | 10.5647 | 17.0341 | 17.0341 | 39.6827 | 0 | 0 | 2024: 39.6827; 2025: 0; 2026: 0; 2027: 0; 2028: 0; 2029: 1.8217; 2030: 1.9536; 2031: 1.676; 2032: 0; 2033: 5.6392; 2034: 34.0434; 2035: 0; 2036: 0; 2039: 0; 2040: 0
2018-11-23 22:00 | 11 | 21 | 6 | 0 | 0 | 0 | 0.8437 | 1.6874 | 0 | 20.3125 | 10.5647 | 17.0341 | 17.0341 | 34.2752 | 0 | 0 | 2024: 34.2752; 2025: 0; 2026: 0; 2027: 0; 2028: 0; 2029: 0; 2030: 1.6874; 2031: 0; 2032: 0; 2033: 34.2752; 2034: 0; 2035: 0; 2036: 0; 2039: 0; 2040: 0
2018-11-23 23:00 | 11 | 22 | 6 | 0 | 0 | 0 | 0.64671 | 1.2934 | 0 | 20.3125 | 10.5647 | 17.0341 | 17.0341 | 26.2728 | 0 | 0 | 2024: 26.2728; 2025: 0; 2026: 0; 2027: 0; 2028: 0; 2029: 0; 2030: 1.2934; 2031: 0; 2032: 0; 2033: 26.2728; 2034: 0; 2035: 0; 2036: 0; 2039: 0; 2040: 0
2018-11-24 | 11 | 23 | 6 | 0 | 0 | 0 | 0.5622 | 1.1244 | 0 | 20.3125 | 10.5647 | 17.0341 | 17.0341 | 22.8392 | 0 | 0 | 2024: 22.8392; 2025: 0; 2026: 0; 2027: 0; 2028: 0; 2029: 0; 2030: 1.1244; 2031: 0; 2032: 0; 2033: 22.8392; 2034: 0; 2035: 0; 2036: 0; 2039: 0; 2040: 0
2018-11-24 01:00 | 11 | 0 | 7 | 0 | 0 | 0 | 0.52015 | 1.0403 | 0 | 20.3125 | 10.5647 | 17.0341 | 17.0341 | 21.131 | 0 | 0 | 2024: 21.131; 2025: 0; 2026: 0; 2027: 0; 2028: 0; 2029: 0; 2030: 1.0403; 2031: 0; 2032: 0; 2033: 21.131; 2034: 0; 2035: 0; 2036: 0; 2039: 0; 2040: 0
2018-11-24 02:00 | 11 | 1 | 7 | 0 | 0 | 0 | 0.50518 | 1.0104 | 0 | 20.3125 | 10.5647 | 17.0341 | 17.0341 | 20.5231 | 0 | 0 | 2024: 20.5231; 2025: 0; 2026: 0; 2027: 0; 2028: 0; 2029: 0; 2030: 1.0104; 2031: 0; 2032: 0; 2033: 20.5231; 2034: 0; 2035: 0; 2036: 0; 2039: 0; 2040: 0
2018-11-24 03:00 | 11 | 2 | 7 | 0 | 0 | 0 | 0.50354 | 1.0071 | 0 | 20.3125 | 10.5647 | 17.0341 | 17.0341 | 20.4563 | 0 | 0 | 2024: 20.4563; 2025: 0; 2026: 0; 2027: 0; 2028: 0; 2029: 0; 2030: 1.0071; 2031: 0; 2032: 0; 2033: 20.4563; 2034: 0; 2035: 0; 2036: 0; 2039: 0; 2040: 0
2018-11-24 04:00 | 11 | 3 | 7 | 0 | 0 | 0 | 0.51944 | 1.0389 | 0 | 20.3125 | 10.5647 | 17.0341 | 17.0341 | 21.1022 | 0 | 0 | 2024: 21.1022; 2025: 0; 2026: 0; 2027: 0; 2028: 0; 2029: 0; 2030: 1.0389; 2031: 0; 2032: 0; 2033: 21.1022; 2034: 0; 2035: 0; 2036: 0; 2039: 0; 2040: 0
2018-11-24 05:00 | 11 | 4 | 7 | 0 | 0 | 0 | 0.54548 | 1.091 | 0 | 20.3125 | 10.5647 | 17.0341 | 17.0341 | 22.1603 | 0 | 0 | 2024: 22.1603; 2025: 0; 2026: 0; 2027: 0; 2028: 0; 2029: 0; 2030: 1.091; 2031: 0; 2032: 0; 2033: 22.1603; 2034: 0; 2035: 0; 2036: 0; 2039: 0; 2040: 0
2018-11-24 06:00 | 11 | 5 | 7 | 0 | 0 | 0 | 0.63497 | 1.2699 | 0 | 20.3125 | 10.5647 | 17.0341 | 17.0341 | 25.7955 | 0 | 0 | 2024: 25.7955; 2025: 0; 2026: 0; 2027: 0; 2028: 0; 2029: 0; 2030: 1.2699; 2031: 0; 2032: 0; 2033: 25.7955; 2034: 0; 2035: 0; 2036: 0; 2039: 0; 2040: 0
2018-11-24 07:00 | 11 | 6 | 7 | 0 | 0 | 0 | 0.81537 | 1.6307 | 0 | 20.3125 | 10.5647 | 17.0341 | 17.0341 | 33.1245 | 0 | 0 | 2024: 33.1245; 2025: 0; 2026: 0; 2027: 0; 2028: 0; 2029: 0; 2030: 1.6307; 2031: 0; 2032: 0; 2033: 33.1245; 2034: 0; 2035: 0; 2036: 0; 2039: 0; 2040: 0
2018-11-24 08:00 | 11 | 7 | 7 | 0 | 0 | 0.10236 | 0.89001 | 1.78 | 0.81886 | 20.3125 | 10.5647 | 17.0341 | 17.0341 | 36.1568 | 0.81886 | 0 | 2024: 19.5238; 2025: 16.633; 2026: 0; 2027: 13.9485; 2028: 0; 2029: 0; 2030: 0.96117; 2031: 0; 2032: 0; 2033: 19.5238; 2034: 16.633; 2035: 0; 2036: 13.9485; 2039: 0.10236; 2040: 0.16554
2018-11-24 09:00 | 11 | 8 | 7 | 0 | 0 | 0.21635 | 0.96986 | 1.9397 | 1.7308 | 20.3125 | 10.5647 | 17.0341 | 17.0341 | 39.4004 | 1.7308 | 0 | 2024: 4.2439; 2025: 35.1566; 2026: 0; 2027: 29.4824; 2028: 0; 2029: 0; 2030: 0.20893; 2031: 0; 2032: 0; 2033: 4.2439; 2034: 35.1566; 2035: 0; 2036: 29.4824; 2039: 0.21635; 2040: 0.2711
2018-11-24 10:00 | 11 | 9 | 7 | 0 | 0 | 0.29721 | 1.0352 | 2.0704 | 2.3777 | 20.3125 | 10.5647 | 17.0341 | 17.0341 | 42.0541 | 2.0704 | 0.30733 | 2024: 0; 2025: 42.0541; 2026: 3.2469; 2027: 40.5019; 2028: 0.30733; 2029: 0.30733; 2030: 0; 2031: 0; 2032: 0; 2033: 0; 2034: 42.0541; 2035: 0; 2036: 40.5019; 2039: 0.29721; 2040: 0.27017
2018-11-24 11:00 | 11 | 10 | 7 | 0 | 0 | 0.29435 | 1.0327 | 2.0654 | 2.3548 | 20.3125 | 10.5647 | 17.0341 | 17.0341 | 41.9533 | 2.0654 | 0.28941 | 2024: 0; 2025: 41.9533; 2026: 3.0576; 2027: 40.1121; 2028: 0.28941; 2029: 0.59674; 2030: 0; 2031: 0; 2032: 0; 2033: 0; 2034: 41.9533; 2035: 0; 2036: 40.1121; 2039: 0.29435; 2040: 0.52537
2018-11-24 12:00 | 11 | 11 | 7 | 0 | 0 | 0.36279 | 0.96591 | 1.9318 | 2.9023 | 20.3125 | 10.5647 | 17.0341 | 17.0341 | 39.2401 | 1.9318 | 0.97046 | 2024: 0; 2025: 39.2401; 2026: 10.2526; 2027: 49.4379; 2028: 0.97046; 2029: 1.5672; 2030: 0; 2031: 0; 2032: 0; 2033: 0; 2034: 39.2401; 2035: 0; 2036: 49.4379; 2039: 0.36279; 2040: 0.59935
2018-11-24 13:00 | 11 | 12 | 7 | 0 | 0 | 0.30921 | 0.94737 | 1.8947 | 2.4737 | 20.3125 | 10.5647 | 17.0341 | 17.0341 | 38.4868 | 1.8947 | 0.57898 | 2024: 0; 2025: 38.4868; 2026: 6.1167; 2027: 42.1376; 2028: 0.57898; 2029: 2.1462; 2030: 0; 2031: 0; 2032: 0; 2033: 0; 2034: 38.4868; 2035: 0; 2036: 42.1376; 2039: 0.30921; 2040: 0.48889
2018-11-24 14:00 | 11 | 13 | 7 | 0 | 0 | 0.1739 | 0.88956 | 1.7791 | 1.3912 | 20.3125 | 10.5647 | 17.0341 | 17.0341 | 36.1383 | 1.3912 | 0 | 2024: 7.8796; 2025: 28.2588; 2026: 0; 2027: 23.6979; 2028: 0; 2029: 2.1462; 2030: 0.38792; 2031: 0.38792; 2032: 0; 2033: 0; 2034: 36.1383; 2035: 0; 2036: 23.6979; 2039: 0.1739; 2040: 0.49968
2018-11-24 15:00 | 11 | 14 | 7 | 0 | 0 | 0.075037 | 0.92686 | 1.8537 | 0.6003 | 20.3125 | 10.5647 | 17.0341 | 17.0341 | 37.6536 | 0.6003 | 0 | 2024: 25.4601; 2025: 12.1935; 2026: 0; 2027: 10.2255; 2028: 0; 2029: 1.7245; 2030: 1.2534; 2031: 1.2534; 2032: 0; 2033: 0; 2034: 37.6536; 2035: 0; 2036: 10.2255; 2039: 0.075037; 2040: 0.32781
2018-11-24 16:00 | 11 | 15 | 7 | 0 | 1 | 0.0093783 | 1.002 | 2.004 | 0.075027 | 21.7915 | 12.0437 | 17.0341 | 17.0341 | 43.6707 | 0.075027 | 0 | 2024: 42.0358; 2025: 1.6349; 2026: 0; 2027: 1.278; 2028: 0; 2029: 0.36212; 2030: 1.929; 2031: 0.33315; 2032: 0; 2033: 34.776; 2034: 8.8947; 2035: 0; 2036: 1.278; 2039: 0.0093783; 2040: 0.096183
2018-11-24 17:00 | 11 | 16 | 7 | 0 | 1 | 0 | 1.091 | 2.182 | 0 | 21.7915 | 12.0437 | 17.0341 | 17.0341 | 47.5494 | 0 | 0 | 2024: 47.5494; 2025: 0; 2026: 0; 2027: 0; 2028: 0; 2029: 0; 2030: 2.182; 2031: 0; 2032: 0; 2033: 47.5494; 2034: 0; 2035: 0; 2036: 0; 2039: 0; 2040: 0
2018-11-24 18:00 | 11 | 17 | 7 | 0 | 1 | 0 | 1.1653 | 2.3306 | 0 | 21.7915 | 12.0437 | 17.0341 | 17.0341 | 50.787 | 0 | 0 | 2024: 50.787; 2025: 0; 2026: 0; 2027: 0; 2028: 0; 2029: 0; 2030: 2.3306; 2031: 0; 2032: 0; 2033: 50.787; 2034: 0; 2035: 0; 2036: 0; 2039: 0; 2040: 0
2018-11-24 19:00 | 11 | 18 | 7 | 0 | 1 | 0 | 1.1293 | 2.2587 | 0 | 21.7915 | 12.0437 | 17.0341 | 17.0341 | 49.2199 | 0 | 0 | 2024: 49.2199; 2025: 0; 2026: 0; 2027: 0; 2028: 0; 2029: 0; 2030: 2.2587; 2031: 0; 2032: 0; 2033: 49.2199; 2034: 0; 2035: 0; 2036: 0; 2039: 0; 2040: 0
2018-11-24 20:00 | 11 | 19 | 7 | 0 | 0 | 0 | 1.1271 | 2.2542 | 0 | 20.3125 | 10.5647 | 17.0341 | 17.0341 | 45.7886 | 0 | 0 | 2024: 45.7886; 2025: 0; 2026: 0; 2027: 0; 2028: 0; 2029: 0; 2030: 2.2542; 2031: 0; 2032: 0; 2033: 45.7886; 2034: 0; 2035: 0; 2036: 0; 2039: 0; 2040: 0
2018-11-24 21:00 | 11 | 20 | 7 | 0 | 0 | 0 | 1.0006 | 2.0013 | 0 | 20.3125 | 10.5647 | 17.0341 | 17.0341 | 40.6509 | 0 | 0 | 2024: 40.6509; 2025: 0; 2026: 0; 2027: 0; 2028: 0; 2029: 0; 2030: 2.0013; 2031: 0; 2032: 0; 2033: 40.6509; 2034: 0; 2035: 0; 2036: 0; 2039: 0; 2040: 0
2018-11-24 22:00 | 11 | 21 | 7 | 0 | 0 | 0 | 0.83917 | 1.6783 | 0 | 20.3125 | 10.5647 | 17.0341 | 17.0341 | 34.0914 | 0 | 0 | 2024: 34.0914; 2025: 0; 2026: 0; 2027: 0; 2028: 0; 2029: 0; 2030: 1.6783; 2031: 0; 2032: 0; 2033: 34.0914; 2034: 0; 2035: 0; 2036: 0; 2039: 0; 2040: 0
2018-11-24 23:00 | 11 | 22 | 7 | 0 | 0 | 0 | 0.60015 | 1.2003 | 0 | 20.3125 | 10.5647 | 17.0341 | 17.0341 | 24.381 | 0 | 0 | 2024: 24.381; 2025: 0; 2026: 0; 2027: 0; 2028: 0; 2029: 0; 2030: 1.2003; 2031: 0; 2032: 0; 2033: 24.381; 2034: 0; 2035: 0; 2036: 0; 2039: 0; 2040: 0
2018-11-25 | 11 | 23 | 7 | 0 | 0 | 0 | 0.51582 | 1.0316 | 0 | 20.3125 | 10.5647 | 17.0341 | 17.0341 | 20.9553 | 0 | 0 | 2024: 20.9553; 2025: 0; 2026: 0; 2027: 0; 2028: 0; 2029: 0; 2030: 1.0316; 2031: 0; 2032: 0; 2033: 20.9553; 2034: 0; 2035: 0; 2036: 0; 2039: 0; 2040: 0
2018-11-25 01:00 | 11 | 0 | 1 | 0 | 0 | 0 | 0.46724 | 0.93448 | 0 | 20.3125 | 10.5647 | 17.0341 | 17.0341 | 18.9817 | 0 | 0 | 2024: 18.9817; 2025: 0; 2026: 0; 2027: 0; 2028: 0; 2029: 0; 2030: 0.93448; 2031: 0; 2032: 0; 2033: 18.9817; 2034: 0; 2035: 0; 2036: 0; 2039: 0; 2040: 0
2018-11-25 02:00 | 11 | 1 | 1 | 0 | 0 | 0 | 0.46648 | 0.93296 | 0 | 20.3125 | 10.5647 | 17.0341 | 17.0341 | 18.9508 | 0 | 0 | 2024: 18.9508; 2025: 0; 2026: 0; 2027: 0; 2028: 0; 2029: 0; 2030: 0.93296; 2031: 0; 2032: 0; 2033: 18.9508; 2034: 0; 2035: 0; 2036: 0; 2039: 0; 2040: 0
2018-11-25 03:00 | 11 | 2 | 1 | 0 | 0 | 0 | 0.484 | 0.96801 | 0 | 20.3125 | 10.5647 | 17.0341 | 17.0341 | 19.6626 | 0 | 0 | 2024: 19.6626; 2025: 0; 2026: 0; 2027: 0; 2028: 0; 2029: 0; 2030: 0.96801; 2031: 0; 2032: 0; 2033: 19.6626; 2034: 0; 2035: 0; 2036: 0; 2039: 0; 2040: 0
2018-11-25 04:00 | 11 | 3 | 1 | 0 | 0 | 0 | 0.48101 | 0.96203 | 0 | 20.3125 | 10.5647 | 17.0341 | 17.0341 | 19.5412 | 0 | 0 | 2024: 19.5412; 2025: 0; 2026: 0; 2027: 0; 2028: 0; 2029: 0; 2030: 0.96203; 2031: 0; 2032: 0; 2033: 19.5412; 2034: 0; 2035: 0; 2036: 0; 2039: 0; 2040: 0
2018-11-25 05:00 | 11 | 4 | 1 | 0 | 0 | 0 | 0.51888 | 1.0378 | 0 | 20.3125 | 10.5647 | 17.0341 | 17.0341 | 21.0794 | 0 | 0 | 2024: 21.0794; 2025: 0; 2026: 0; 2027: 0; 2028: 0; 2029: 0; 2030: 1.0378; 2031: 0; 2032: 0; 2033: 21.0794; 2034: 0; 2035: 0; 2036: 0; 2039: 0; 2040: 0
2018-11-25 06:00 | 11 | 5 | 1 | 0 | 0 | 0 | 0.59807 | 1.1961 | 0 | 20.3125 | 10.5647 | 17.0341 | 17.0341 | 24.2968 | 0 | 0 | 2024: 24.2968; 2025: 0; 2026: 0; 2027: 0; 2028: 0; 2029: 0; 2030: 1.1961; 2031: 0; 2032: 0; 2033: 24.2968; 2034: 0; 2035: 0; 2036: 0; 2039: 0; 2040: 0
2018-11-25 07:00 | 11 | 6 | 1 | 0 | 0 | 0 | 0.75465 | 1.5093 | 0 | 20.3125 | 10.5647 | 17.0341 | 17.0341 | 30.6578 | 0 | 0 | 2024: 30.6578; 2025: 0; 2026: 0; 2027: 0; 2028: 0; 2029: 0; 2030: 1.5093; 2031: 0; 2032: 0; 2033: 30.6578; 2034: 0; 2035: 0; 2036: 0; 2039: 0; 2040: 0
2018-11-25 08:00 | 11 | 7 | 1 | 0 | 0 | 0.0018449 | 0.97654 | 1.9531 | 0.014759 | 20.3125 | 10.5647 | 17.0341 | 17.0341 | 39.6717 | 0.014759 | 0 | 2024: 39.372; 2025: 0.2998; 2026: 0; 2027: 0.25141; 2028: 0; 2029: 0; 2030: 1.9383; 2031: 0; 2032: 0; 2033: 39.372; 2034: 0.2998; 2035: 0; 2036: 0.25141; 2039: 0.0018449; 2040: 0.15942
2018-11-25 09:00 | 11 | 8 | 1 | 0 | 0 | 0.0034306 | 1.0261 | 2.0521 | 0.027445 | 20.3125 | 10.5647 | 17.0341 | 17.0341 | 41.6833 | 0.027445 | 0 | 2024: 41.1259; 2025: 0.55747; 2026: 0; 2027: 0.4675; 2028: 0; 2029: 0; 2030: 2.0247; 2031: 0; 2032: 0; 2033: 41.1259; 2034: 0.55747; 2035: 0; 2036: 0.4675; 2039: 0.0034306; 2040: 0.37434
2018-11-25 10:00 | 11 | 9 | 1 | 0 | 0 | 0.02257 | 1.0355 | 2.0711 | 0.18056 | 20.3125 | 10.5647 | 17.0341 | 17.0341 | 42.0688 | 0.18056 | 0 | 2024: 38.4011; 2025: 3.6677; 2026: 0; 2027: 3.0757; 2028: 0; 2029: 0; 2030: 1.8905; 2031: 0; 2032: 0; 2033: 38.4011; 2034: 3.6677; 2035: 0; 2036: 3.0757; 2039: 0.02257; 2040: 0.33043
2018-11-25 11:00 | 11 | 10 | 1 | 0 | 0 | 0.086164 | 0.9901 | 1.9802 | 0.68931 | 20.3125 | 10.5647 | 17.0341 | 17.0341 | 40.2227 | 0.68931 | 0 | 2024: 26.2211; 2025: 14.0017; 2026: 0; 2027: 11.7418; 2028: 0; 2029: 0; 2030: 1.2909; 2031: 0; 2032: 0; 2033: 26.2211; 2034: 14.0017; 2035: 0; 2036: 11.7418; 2039: 0.086164; 2040: 0.50577
2018-11-25 12:00 | 11 | 11 | 1 | 0 | 0 | 0.018771 | 0.97443 | 1.9489 | 0.15017 | 20.3125 | 10.5647 | 17.0341 | 17.0341 | 39.5863 | 0.15017 | 0 | 2024: 36.5359; 2025: 3.0504; 2026: 0; 2027: 2.558; 2028: 0; 2029: 0; 2030: 1.7987; 2031: 0; 2032: 0; 2033: 36.5359; 2034: 3.0504; 2035: 0; 2036: 2.558; 2039: 0.018771; 2040: 0.27853
2018-11-25 13:00 | 11 | 12 | 1 | 0 | 0 | 0.017416 | 0.94684 | 1.8937 | 0.13933 | 20.3125 | 10.5647 | 17.0341 | 17.0341 | 38.4654 | 0.13933 | 0 | 2024: 35.6353; 2025: 2.8301; 2026: 0; 2027: 2.3733; 2028: 0; 2029: 0; 2030: 1.7544; 2031: 0; 2032: 0; 2033: 35.6353; 2034: 2.8301; 2035: 0; 2036: 2.3733; 2039: 0.017416; 2040: 0.31929
2018-11-25 14:00 | 11 | 13 | 1 | 0 | 0 | 0.012561 | 0.91245 | 1.8249 | 0.10049 | 20.3125 | 10.5647 | 17.0341 | 17.0341 | 37.0682 | 0.10049 | 0 | 2024: 35.027; 2025: 2.0412; 2026: 0; 2027: 1.7118; 2028: 0; 2029: 0; 2030: 1.7244; 2031: 0; 2032: 0; 2033: 35.027; 2034: 2.0412; 2035: 0; 2036: 1.7118; 2039: 0.012561; 2040: 0.15748
2018-11-25 15:00 | 11 | 14 | 1 | 0 | 0 | 0.0069152 | 1.0038 | 2.0076 | 0.055322 | 20.3125 | 10.5647 | 17.0341 | 17.0341 | 40.7793 | 0.055322 | 0 | 2024: 39.6556; 2025: 1.1237; 2026: 0; 2027: 0.94236; 2028: 0; 2029: 0; 2030: 1.9523; 2031: 0; 2032: 0; 2033: 39.6556; 2034: 1.1237; 2035: 0; 2036: 0.94236; 2039: 0.0069152; 2040: 0.097557
2018-11-25 16:00 | 11 | 15 | 1 | 0 | 1 | 0.00252 | 1.1008 | 2.2015 | 0.02016 | 21.7915 | 12.0437 | 17.0341 | 17.0341 | 47.9744 | 0.02016 | 0 | 2024: 47.5351; 2025: 0.43932; 2026: 0; 2027: 0.34341; 2028: 0; 2029: 0; 2030: 2.1814; 2031: 0; 2032: 0; 2033: 47.5351; 2034: 0.43932; 2035: 0; 2036: 0.34341; 2039: 0.00252; 2040: 0.028688
2018-11-25 17:00 | 11 | 16 | 1 | 0 | 1 | 0 | 1.2432 | 2.4865 | 0 | 21.7915 | 12.0437 | 17.0341 | 17.0341 | 54.1844 | 0 | 0 | 2024: 54.1844; 2025: 0; 2026: 0; 2027: 0; 2028: 0; 2029: 0; 2030: 2.4865; 2031: 0; 2032: 0; 2033: 54.1844; 2034: 0; 2035: 0; 2036: 0; 2039: 0; 2040: 0
2018-11-25 18:00 | 11 | 17 | 1 | 0 | 1 | 0 | 1.2999 | 2.5997 | 0 | 21.7915 | 12.0437 | 17.0341 | 17.0341 | 56.652 | 0 | 0 | 2024: 56.652; 2025: 0; 2026: 0; 2027: 0; 2028: 0; 2029: 0; 2030: 2.5997; 2031: 0; 2032: 0; 2033: 56.652; 2034: 0; 2035: 0; 2036: 0; 2039: 0; 2040: 0
2018-11-25 19:00 | 11 | 18 | 1 | 0 | 1 | 0 | 1.3278 | 2.6557 | 0 | 21.7915 | 12.0437 | 17.0341 | 17.0341 | 57.8714 | 0 | 0 | 2024: 57.8714; 2025: 0; 2026: 0; 2027: 0; 2028: 0; 2029: 0; 2030: 2.6557; 2031: 0; 2032: 0; 2033: 57.8714; 2034: 0; 2035: 0; 2036: 0; 2039: 0; 2040: 0
2018-11-25 20:00 | 11 | 19 | 1 | 0 | 0 | 0 | 1.2017 | 2.4035 | 0 | 20.3125 | 10.5647 | 17.0341 | 17.0341 | 48.8207 | 0 | 0 | 2024: 48.8207; 2025: 0; 2026: 0; 2027: 0; 2028: 0; 2029: 0; 2030: 2.4035; 2031: 0; 2032: 0; 2033: 48.8207; 2034: 0; 2035: 0; 2036: 0; 2039: 0; 2040: 0
2018-11-25 21:00 | 11 | 20 | 1 | 0 | 0 | 0 | 1.1349 | 2.2699 | 0 | 20.3125 | 10.5647 | 17.0341 | 17.0341 | 46.1071 | 0 | 0 | 2024: 46.1071; 2025: 0; 2026: 0; 2027: 0; 2028: 0; 2029: 0; 2030: 2.2699; 2031: 0; 2032: 0; 2033: 46.1071; 2034: 0; 2035: 0; 2036: 0; 2039: 0; 2040: 0
2018-11-25 22:00 | 11 | 21 | 1 | 0 | 0 | 0 | 0.95625 | 1.9125 | 0 | 20.3125 | 10.5647 | 17.0341 | 17.0341 | 38.8475 | 0 | 0 | 2024: 38.8475; 2025: 0; 2026: 0; 2027: 0; 2028: 0; 2029: 0; 2030: 1.9125; 2031: 0; 2032: 0; 2033: 38.8475; 2034: 0; 2035: 0; 2036: 0; 2039: 0; 2040: 0
2018-11-25 23:00 | 11 | 22 | 1 | 0 | 0 | 0 | 0.72583 | 1.4517 | 0 | 20.3125 | 10.5647 | 17.0341 | 17.0341 | 29.487 | 0 | 0 | 2024: 29.487; 2025: 0; 2026: 0; 2027: 0; 2028: 0; 2029: 0; 2030: 1.4517; 2031: 0; 2032: 0; 2033: 29.487; 2034: 0; 2035: 0; 2036: 0; 2039: 0; 2040: 0
2018-11-26 | 11 | 23 | 1 | 0 | 0 | 0 | 0.61422 | 1.2284 | 0 | 20.3125 | 10.5647 | 17.0341 | 17.0341 | 24.9525 | 0 | 0 | 2024: 24.9525; 2025: 0; 2026: 0; 2027: 0; 2028: 0; 2029: 0; 2030: 1.2284; 2031: 0; 2032: 0; 2033: 24.9525; 2034: 0; 2035: 0; 2036: 0; 2039: 0; 2040: 0
2018-11-26 01:00 | 11 | 0 | 2 | 0 | 0 | 0 | 0.59919 | 1.1984 | 0 | 20.3125 | 10.5647 | 17.0341 | 17.0341 | 24.3423 | 0 | 0 | 2024: 24.3423; 2025: 0; 2026: 0; 2027: 0; 2028: 0; 2029: 0; 2030: 1.1984; 2031: 0; 2032: 0; 2033: 24.3423; 2034: 0; 2035: 0; 2036: 0; 2039: 0; 2040: 0
2018-11-26 02:00 | 11 | 1 | 2 | 0 | 0 | 0 | 0.61227 | 1.2245 | 0 | 20.3125 | 10.5647 | 17.0341 | 17.0341 | 24.8734 | 0 | 0 | 2024: 24.8734; 2025: 0; 2026: 0; 2027: 0; 2028: 0; 2029: 0; 2030: 1.2245; 2031: 0; 2032: 0; 2033: 24.8734; 2034: 0; 2035: 0; 2036: 0; 2039: 0; 2040: 0
2018-11-26 03:00 | 11 | 2 | 2 | 0 | 0 | 0 | 0.61781 | 1.2356 | 0 | 20.3125 | 10.5647 | 17.0341 | 17.0341 | 25.0987 | 0 | 0 | 2024: 25.0987; 2025: 0; 2026: 0; 2027: 0; 2028: 0; 2029: 0; 2030: 1.2356; 2031: 0; 2032: 0; 2033: 25.0987; 2034: 0; 2035: 0; 2036: 0; 2039: 0; 2040: 0
2018-11-26 04:00 | 11 | 3 | 2 | 0 | 0 | 0 | 0.62329 | 1.2466 | 0 | 20.3125 | 10.5647 | 17.0341 | 17.0341 | 25.321 | 0 | 0 | 2024: 25.321; 2025: 0; 2026: 0; 2027: 0; 2028: 0; 2029: 0; 2030: 1.2466; 2031: 0; 2032: 0; 2033: 25.321; 2034: 0; 2035: 0; 2036: 0; 2039: 0; 2040: 0
2018-11-26 05:00 | 11 | 4 | 2 | 0 | 0 | 0 | 0.65321 | 1.3064 | 0 | 20.3125 | 10.5647 | 17.0341 | 17.0341 | 26.5365 | 0 | 0 | 2024: 26.5365; 2025: 0; 2026: 0; 2027: 0; 2028: 0; 2029: 0; 2030: 1.3064; 2031: 0; 2032: 0; 2033: 26.5365; 2034: 0; 2035: 0; 2036: 0; 2039: 0; 2040: 0
2018-11-26 06:00 | 11 | 5 | 2 | 0 | 0 | 0 | 0.80373 | 1.6075 | 0 | 20.3125 | 10.5647 | 17.0341 | 17.0341 | 32.6516 | 0 | 0 | 2024: 32.6516; 2025: 0; 2026: 0; 2027: 0; 2028: 0; 2029: 0; 2030: 1.6075; 2031: 0; 2032: 0; 2033: 32.6516; 2034: 0; 2035: 0; 2036: 0; 2039: 0; 2040: 0
2018-11-26 07:00 | 11 | 6 | 2 | 0 | 0 | 0 | 0.92089 | 1.8418 | 0 | 20.3125 | 10.5647 | 17.0341 | 17.0341 | 37.411 | 0 | 0 | 2024: 37.411; 2025: 0; 2026: 0; 2027: 0; 2028: 0; 2029: 0; 2030: 1.8418; 2031: 0; 2032: 0; 2033: 37.411; 2034: 0; 2035: 0; 2036: 0; 2039: 0; 2040: 0
2018-11-26 08:00 | 11 | 7 | 2 | 0 | 0 | 0.022172 | 0.98923 | 1.9785 | 0.17738 | 20.3125 | 10.5647 | 17.0341 | 17.0341 | 40.1874 | 0.17738 | 0 | 2024: 36.5844; 2025: 3.603; 2026: 0; 2027: 3.0214; 2028: 0; 2029: 0; 2030: 1.8011; 2031: 0; 2032: 0; 2033: 36.5844; 2034: 3.603; 2035: 0; 2036: 3.0214; 2039: 0.022172; 2040: 0.12137
2018-11-26 09:00 | 11 | 8 | 2 | 0 | 0 | 0.039619 | 0.99037 | 1.9807 | 0.31695 | 20.3125 | 10.5647 | 17.0341 | 17.0341 | 40.2337 | 0.31695 | 0 | 2024: 33.7956; 2025: 6.4381; 2026: 0; 2027: 5.399; 2028: 0; 2029: 0; 2030: 1.6638; 2031: 0; 2032: 0; 2033: 33.7956; 2034: 6.4381; 2035: 0; 2036: 5.399; 2039: 0.039619; 2040: 0.27478
2018-11-26 10:00 | 11 | 9 | 2 | 0 | 0 | 0.060667 | 0.93624 | 1.8725 | 0.48534 | 20.3125 | 10.5647 | 17.0341 | 17.0341 | 38.0348 | 0.48534 | 0 | 2024: 28.1764; 2025: 9.8584; 2026: 0; 2027: 8.2673; 2028: 0; 2029: 0; 2030: 1.3871; 2031: 0; 2032: 0; 2033: 28.1764; 2034: 9.8584; 2035: 0; 2036: 8.2673; 2039: 0.060667; 2040: 0.37285
2018-11-26 11:00 | 11 | 10 | 2 | 0 | 0 | 0.054118 | 0.91425 | 1.8285 | 0.43294 | 20.3125 | 10.5647 | 17.0341 | 17.0341 | 37.1413 | 0.43294 | 0 | 2024: 28.3471; 2025: 8.7942; 2026: 0; 2027: 7.3748; 2028: 0; 2029: 0; 2030: 1.3956; 2031: 0; 2032: 0; 2033: 28.3471; 2034: 8.7942; 2035: 0; 2036: 7.3748; 2039: 0.054118; 2040: 0.61459
2018-11-26 12:00 | 11 | 11 | 2 | 0 | 0 | 0.06092 | 0.92216 | 1.8443 | 0.48736 | 20.3125 | 10.5647 | 17.0341 | 17.0341 | 37.4628 | 0.48736 | 0 | 2024: 27.5632; 2025: 9.8995; 2026: 0; 2027: 8.3018; 2028: 0; 2029: 0; 2030: 1.357; 2031: 0; 2032: 0; 2033: 27.5632; 2034: 9.8995; 2035: 0; 2036: 8.3018; 2039: 0.06092; 2040: 0.63299
2018-11-26 13:00 | 11 | 12 | 2 | 0 | 0 | 0.080934 | 0.88553 | 1.7711 | 0.64747 | 20.3125 | 10.5647 | 17.0341 | 17.0341 | 35.9745 | 0.64747 | 0 | 2024: 22.8228; 2025: 13.1517; 2026: 0; 2027: 11.0291; 2028: 0; 2029: 0; 2030: 1.1236; 2031: 0; 2032: 0; 2033: 22.8228; 2034: 13.1517; 2035: 0; 2036: 11.0291; 2039: 0.080934; 2040: 0.52142
2018-11-26 14:00 | 11 | 13 | 2 | 0 | 0 | 0.044457 | 0.82247 | 1.6449 | 0.35565 | 20.3125 | 10.5647 | 17.0341 | 17.0341 | 33.413 | 0.35565 | 0 | 2024: 26.1888; 2025: 7.2242; 2026: 0; 2027: 6.0583; 2028: 0; 2029: 0; 2030: 1.2893; 2031: 0; 2032: 0; 2033: 26.1888; 2034: 7.2242; 2035: 0; 2036: 6.0583; 2039: 0.044457; 2040: 0.43076
2018-11-26 15:00 | 11 | 14 | 2 | 0 | 0 | 0.020725 | 0.86219 | 1.7244 | 0.1658 | 20.3125 | 10.5647 | 17.0341 | 17.0341 | 35.0266 | 0.1658 | 0 | 2024: 31.6588; 2025: 3.3678; 2026: 0; 2027: 2.8243; 2028: 0; 2029: 0; 2030: 1.5586; 2031: 0; 2032: 0; 2033: 31.6588; 2034: 3.3678; 2035: 0; 2036: 2.8243; 2039: 0.020725; 2040: 0.31859
2018-11-26 16:00 | 11 | 15 | 2 | 0 | 1 | 0.025297 | 0.96849 | 1.937 | 0.20238 | 21.7915 | 12.0437 | 17.0341 | 17.0341 | 42.2096 | 0.20238 | 0 | 2024: 37.7995; 2025: 4.4101; 2026: 0; 2027: 3.4473; 2028: 0; 2029: 0; 2030: 1.7346; 2031: 0; 2032: 0; 2033: 37.7995; 2034: 4.4101; 2035: 0; 2036: 3.4473; 2039: 0.025297; 2040: 0.089529
2018-11-26 17:00 | 11 | 16 | 2 | 0 | 1 | 0 | 1.1356 | 2.2713 | 0 | 21.7915 | 12.0437 | 17.0341 | 17.0341 | 49.4939 | 0 | 0 | 2024: 49.4939; 2025: 0; 2026: 0; 2027: 0; 2028: 0; 2029: 0; 2030: 2.2713; 2031: 0; 2032: 0; 2033: 49.4939; 2034: 0; 2035: 0; 2036: 0; 2039: 0; 2040: 0
2018-11-26 18:00 | 11 | 17 | 2 | 0 | 1 | 0 | 1.2573 | 2.5147 | 0 | 21.7915 | 12.0437 | 17.0341 | 17.0341 | 54.7985 | 0 | 0 | 2024: 54.7985; 2025: 0; 2026: 0; 2027: 0; 2028: 0; 2029: 0; 2030: 2.5147; 2031: 0; 2032: 0; 2033: 54.7985; 2034: 0; 2035: 0; 2036: 0; 2039: 0; 2040: 0
2018-11-26 19:00 | 11 | 18 | 2 | 0 | 1 | 0 | 1.2555 | 2.511 | 0 | 21.7915 | 12.0437 | 17.0341 | 17.0341 | 54.7193 | 0 | 0 | 2024: 54.7193; 2025: 0; 2026: 0; 2027: 0; 2028: 0; 2029: 0; 2030: 2.511; 2031: 0; 2032: 0; 2033: 54.7193; 2034: 0; 2035: 0; 2036: 0; 2039: 0; 2040: 0
2018-11-26 20:00 | 11 | 19 | 2 | 0 | 0 | 0 | 1.244 | 2.488 | 0 | 20.3125 | 10.5647 | 17.0341 | 17.0341 | 50.5368 | 0 | 0 | 2024: 50.5368; 2025: 0; 2026: 0; 2027: 0; 2028: 0; 2029: 0; 2030: 2.488; 2031: 0; 2032: 0; 2033: 50.5368; 2034: 0; 2035: 0; 2036: 0; 2039: 0; 2040: 0
2018-11-26 21:00 | 11 | 20 | 2 | 0 | 0 | 0 | 1.2087 | 2.4174 | 0 | 20.3125 | 10.5647 | 17.0341 | 17.0341 | 49.1029 | 0 | 0 | 2024: 49.1029; 2025: 0; 2026: 0; 2027: 0; 2028: 0; 2029: 0; 2030: 2.4174; 2031: 0; 2032: 0; 2033: 49.1029; 2034: 0; 2035: 0; 2036: 0; 2039: 0; 2040: 0
2018-11-26 22:00 | 11 | 21 | 2 | 0 | 0 | 0 | 0.99419 | 1.9884 | 0 | 20.3125 | 10.5647 | 17.0341 | 17.0341 | 40.3888 | 0 | 0 | 2024: 40.3888; 2025: 0; 2026: 0; 2027: 0; 2028: 0; 2029: 0; 2030: 1.9884; 2031: 0; 2032: 0; 2033: 40.3888; 2034: 0; 2035: 0; 2036: 0; 2039: 0; 2040: 0
2018-11-26 23:00 | 11 | 22 | 2 | 0 | 0 | 0 | 0.78444 | 1.5689 | 0 | 20.3125 | 10.5647 | 17.0341 | 17.0341 | 31.868 | 0 | 0 | 2024: 31.868; 2025: 0; 2026: 0; 2027: 0; 2028: 0; 2029: 0; 2030: 1.5689; 2031: 0; 2032: 0; 2033: 31.868; 2034: 0; 2035: 0; 2036: 0; 2039: 0; 2040: 0
2018-11-27 | 11 | 23 | 2 | 0 | 0 | 0 | 0.6579 | 1.3158 | 0 | 20.3125 | 10.5647 | 17.0341 | 17.0341 | 26.727 | 0 | 0 | 2024: 26.727; 2025: 0; 2026: 0; 2027: 0; 2028: 0; 2029: 0; 2030: 1.3158; 2031: 0; 2032: 0; 2033: 26.727; 2034: 0; 2035: 0; 2036: 0; 2039: 0; 2040: 0
2018-11-27 01:00 | 11 | 0 | 3 | 0 | 0 | 0 | 0.61372 | 1.2274 | 0 | 20.3125 | 10.5647 | 17.0341 | 17.0341 | 24.9326 | 0 | 0 | 2024: 24.9326; 2025: 0; 2026: 0; 2027: 0; 2028: 0; 2029: 0; 2030: 1.2274; 2031: 0; 2032: 0; 2033: 24.9326; 2034: 0; 2035: 0; 2036: 0; 2039: 0; 2040: 0
2018-11-27 02:00 | 11 | 1 | 3 | 0 | 0 | 0 | 0.62359 | 1.2472 | 0 | 20.3125 | 10.5647 | 17.0341 | 17.0341 | 25.3332 | 0 | 0 | 2024: 25.3332; 2025: 0; 2026: 0; 2027: 0; 2028: 0; 2029: 0; 2030: 1.2472; 2031: 0; 2032: 0; 2033: 25.3332; 2034: 0; 2035: 0; 2036: 0; 2039: 0; 2040: 0
2018-11-27 03:00 | 11 | 2 | 3 | 0 | 0 | 0 | 0.63291 | 1.2658 | 0 | 20.3125 | 10.5647 | 17.0341 | 17.0341 | 25.7118 | 0 | 0 | 2024: 25.7118; 2025: 0; 2026: 0; 2027: 0; 2028: 0; 2029: 0; 2030: 1.2658; 2031: 0; 2032: 0; 2033: 25.7118; 2034: 0; 2035: 0; 2036: 0; 2039: 0; 2040: 0
2018-11-27 04:00 | 11 | 3 | 3 | 0 | 0 | 0 | 0.63754 | 1.2751 | 0 | 20.3125 | 10.5647 | 17.0341 | 17.0341 | 25.8999 | 0 | 0 | 2024: 25.8999; 2025: 0; 2026: 0; 2027: 0; 2028: 0; 2029: 0; 2030: 1.2751; 2031: 0; 2032: 0; 2033: 25.8999; 2034: 0; 2035: 0; 2036: 0; 2039: 0; 2040: 0
2018-11-27 05:00 | 11 | 4 | 3 | 0 | 0 | 0 | 0.67937 | 1.3587 | 0 | 20.3125 | 10.5647 | 17.0341 | 17.0341 | 27.5992 | 0 | 0 | 2024: 27.5992; 2025: 0; 2026: 0; 2027: 0; 2028: 0; 2029: 0; 2030: 1.3587; 2031: 0; 2032: 0; 2033: 27.5992; 2034: 0; 2035: 0; 2036: 0; 2039: 0; 2040: 0
2018-11-27 06:00 | 11 | 5 | 3 | 0 | 0 | 0 | 0.8625 | 1.725 | 0 | 20.3125 | 10.5647 | 17.0341 | 17.0341 | 35.039 | 0 | 0 | 2024: 35.039; 2025: 0; 2026: 0; 2027: 0; 2028: 0; 2029: 0; 2030: 1.725; 2031: 0; 2032: 0; 2033: 35.039; 2034: 0; 2035: 0; 2036: 0; 2039: 0; 2040: 0
2018-11-27 07:00 | 11 | 6 | 3 | 0 | 0 | 0 | 0.95038 | 1.9008 | 0 | 20.3125 | 10.5647 | 17.0341 | 17.0341 | 38.6094 | 0 | 0 | 2024: 38.6094; 2025: 0; 2026: 0; 2027: 0; 2028: 0; 2029: 0; 2030: 1.9008; 2031: 0; 2032: 0; 2033: 38.6094; 2034: 0; 2035: 0; 2036: 0; 2039: 0; 2040: 0
2018-11-27 08:00 | 11 | 7 | 3 | 0 | 0 | 0.021631 | 1.0303 | 2.0607 | 0.17305 | 20.3125 | 10.5647 | 17.0341 | 17.0341 | 41.8576 | 0.17305 | 0 | 2024: 38.3426; 2025: 3.515; 2026: 0; 2027: 2.9477; 2028: 0; 2029: 0; 2030: 1.8876; 2031: 0; 2032: 0; 2033: 38.3426; 2034: 3.515; 2035: 0; 2036: 2.9477; 2039: 0.021631; 2040: 0.10478
2018-11-27 09:00 | 11 | 8 | 3 | 0 | 0 | 0.035414 | 0.98143 | 1.9629 | 0.28331 | 20.3125 | 10.5647 | 17.0341 | 17.0341 | 39.8706 | 0.28331 | 0 | 2024: 34.1159; 2025: 5.7547; 2026: 0; 2027: 4.8259; 2028: 0; 2029: 0; 2030: 1.6796; 2031: 0; 2032: 0; 2033: 34.1159; 2034: 5.7547; 2035: 0; 2036: 4.8259; 2039: 0.035414; 2040: 0.25316
2018-11-27 10:00 | 11 | 9 | 3 | 0 | 0 | 0.030843 | 0.95841 | 1.9168 | 0.24674 | 20.3125 | 10.5647 | 17.0341 | 17.0341 | 38.9354 | 0.24674 | 0 | 2024: 33.9235; 2025: 5.0119; 2026: 0; 2027: 4.203; 2028: 0; 2029: 0; 2030: 1.6701; 2031: 0; 2032: 0; 2033: 33.9235; 2034: 5.0119; 2035: 0; 2036: 4.203; 2039: 0.030843; 2040: 0.27512
2018-11-27 11:00 | 11 | 10 | 3 | 0 | 0 | 0.044207 | 0.91053 | 1.8211 | 0.35366 | 20.3125 | 10.5647 | 17.0341 | 17.0341 | 36.9904 | 0.35366 | 0 | 2024: 29.8067; 2025: 7.1837; 2026: 0; 2027: 6.0242; 2028: 0; 2029: 0; 2030: 1.4674; 2031: 0; 2032: 0; 2033: 29.8067; 2034: 7.1837; 2035: 0; 2036: 6.0242; 2039: 0.044207; 2040: 0.44427
2018-11-27 12:00 | 11 | 11 | 3 | 0 | 0 | 0.082187 | 0.84135 | 1.6827 | 0.6575 | 20.3125 | 10.5647 | 17.0341 | 17.0341 | 34.18 | 0.6575 | 0 | 2024: 20.8246; 2025: 13.3554; 2026: 0; 2027: 11.1999; 2028: 0; 2029: 0; 2030: 1.0252; 2031: 0; 2032: 0; 2033: 20.8246; 2034: 13.3554; 2035: 0; 2036: 11.1999; 2039: 0.082187; 2040: 0.51313
2018-11-27 13:00 | 11 | 12 | 3 | 0 | 0 | 0.030709 | 0.78252 | 1.565 | 0.24567 | 20.3125 | 10.5647 | 17.0341 | 17.0341 | 31.7898 | 0.24567 | 0 | 2024: 26.7996; 2025: 4.9902; 2026: 0; 2027: 4.1848; 2028: 0; 2029: 0; 2030: 1.3194; 2031: 0; 2032: 0; 2033: 26.7996; 2034: 4.9902; 2035: 0; 2036: 4.1848; 2039: 0.030709; 2040: 0.4121
2018-11-27 14:00 | 11 | 13 | 3 | 0 | 0 | 0.060118 | 0.79456 | 1.5891 | 0.48095 | 20.3125 | 10.5647 | 17.0341 | 17.0341 | 32.279 | 0.48095 | 0 | 2024: 22.5097; 2025: 9.7692; 2026: 0; 2027: 8.1925; 2028: 0; 2029: 0; 2030: 1.1082; 2031: 0; 2032: 0; 2033: 22.5097; 2034: 9.7692; 2035: 0; 2036: 8.1925; 2039: 0.060118; 2040: 0.19611
2018-11-27 15:00 | 11 | 14 | 3 | 0 | 0 | 0.017001 | 0.80828 | 1.6166 | 0.13601 | 20.3125 | 10.5647 | 17.0341 | 17.0341 | 32.8362 | 0.13601 | 0 | 2024: 30.0736; 2025: 2.7626; 2026: 0; 2027: 2.3168; 2028: 0; 2029: 0; 2030: 1.4805; 2031: 0; 2032: 0; 2033: 30.0736; 2034: 2.7626; 2035: 0; 2036: 2.3168; 2039: 0.017001; 2040: 0.12935
2018-11-27 16:00 | 11 | 15 | 3 | 0 | 1 | 0.007428 | 0.88466 | 1.7693 | 0.059424 | 21.7915 | 12.0437 | 17.0341 | 17.0341 | 38.5562 | 0.059424 | 0 | 2024: 37.2613; 2025: 1.2949; 2026: 0; 2027: 1.0122; 2028: 0; 2029: 0; 2030: 1.7099; 2031: 0; 2032: 0; 2033: 37.2613; 2034: 1.2949; 2035: 0; 2036: 1.0122; 2039: 0.007428; 2040: 0.026189
2018-11-27 17:00 | 11 | 16 | 3 | 0 | 1 | 0 | 1.102 | 2.2039 | 0 | 21.7915 | 12.0437 | 17.0341 | 17.0341 | 48.0264 | 0 | 0 | 2024: 48.0264; 2025: 0; 2026: 0; 2027: 0; 2028: 0; 2029: 0; 2030: 2.2039; 2031: 0; 2032: 0; 2033: 48.0264; 2034: 0; 2035: 0; 2036: 0; 2039: 0; 2040: 0
2018-11-27 18:00 | 11 | 17 | 3 | 0 | 1 | 0 | 1.1757 | 2.3513 | 0 | 21.7915 | 12.0437 | 17.0341 | 17.0341 | 51.2391 | 0 | 0 | 2024: 51.2391; 2025: 0; 2026: 0; 2027: 0; 2028: 0; 2029: 0; 2030: 2.3513; 2031: 0; 2032: 0; 2033: 51.2391; 2034: 0; 2035: 0; 2036: 0; 2039: 0; 2040: 0
2018-11-27 19:00 | 11 | 18 | 3 | 0 | 1 | 0 | 1.2512 | 2.5023 | 0 | 21.7915 | 12.0437 | 17.0341 | 17.0341 | 54.5292 | 0 | 0 | 2024: 54.5292; 2025: 0; 2026: 0; 2027: 0; 2028: 0; 2029: 0; 2030: 2.5023; 2031: 0; 2032: 0; 2033: 54.5292; 2034: 0; 2035: 0; 2036: 0; 2039: 0; 2040: 0
2018-11-27 20:00 | 11 | 19 | 3 | 0 | 0 | 0 | 1.2125 | 2.425 | 0 | 20.3125 | 10.5647 | 17.0341 | 17.0341 | 49.2573 | 0 | 0 | 2024: 49.2573; 2025: 0; 2026: 0; 2027: 0; 2028: 0; 2029: 0; 2030: 2.425; 2031: 0; 2032: 0; 2033: 49.2573; 2034: 0; 2035: 0; 2036: 0; 2039: 0; 2040: 0
2018-11-27 21:00 | 11 | 20 | 3 | 0 | 0 | 0 | 1.0678 | 2.1356 | 0 | 20.3125 | 10.5647 | 17.0341 | 17.0341 | 43.3784 | 0 | 0 | 2024: 43.3784; 2025: 0; 2026: 0; 2027: 0; 2028: 0; 2029: 0; 2030: 2.1356; 2031: 0; 2032: 0; 2033: 43.3784; 2034: 0; 2035: 0; 2036: 0; 2039: 0; 2040: 0
2018-11-27 22:00 | 11 | 21 | 3 | 0 | 0 | 0 | 0.91756 | 1.8351 | 0 | 20.3125 | 10.5647 | 17.0341 | 17.0341 | 37.2759 | 0 | 0 | 2024: 37.2759; 2025: 0; 2026: 0; 2027: 0; 2028: 0; 2029: 0; 2030: 1.8351; 2031: 0; 2032: 0; 2033: 37.2759; 2034: 0; 2035: 0; 2036: 0; 2039: 0; 2040: 0
2018-11-27 23:00 | 11 | 22 | 3 | 0 | 0 | 0 | 0.73215 | 1.4643 | 0 | 20.3125 | 10.5647 | 17.0341 | 17.0341 | 29.7436 | 0 | 0 | 2024: 29.7436; 2025: 0; 2026: 0; 2027: 0; 2028: 0; 2029: 0; 2030: 1.4643; 2031: 0; 2032: 0; 2033: 29.7436; 2034: 0; 2035: 0; 2036: 0; 2039: 0; 2040: 0
2018-11-28 | 11 | 23 | 3 | 0 | 0 | 0 | 0.69634 | 1.3927 | 0 | 20.3125 | 10.5647 | 17.0341 | 17.0341 | 28.2887 | 0 | 0 | 2024: 28.2887; 2025: 0; 2026: 0; 2027: 0; 2028: 0; 2029: 0; 2030: 1.3927; 2031: 0; 2032: 0; 2033: 28.2887; 2034: 0; 2035: 0; 2036: 0; 2039: 0; 2040: 0
2018-11-28 01:00 | 11 | 0 | 4 | 0 | 0 | 0 | 0.67372 | 1.3474 | 0 | 20.3125 | 10.5647 | 17.0341 | 17.0341 | 27.3698 | 0 | 0 | 2024: 27.3698; 2025: 0; 2026: 0; 2027: 0; 2028: 0; 2029: 0; 2030: 1.3474; 2031: 0; 2032: 0; 2033: 27.3698; 2034: 0; 2035: 0; 2036: 0; 2039: 0; 2040: 0
2018-11-28 02:00 | 11 | 1 | 4 | 0 | 0 | 0 | 0.64233 | 1.2847 | 0 | 20.3125 | 10.5647 | 17.0341 | 17.0341 | 26.0946 | 0 | 0 | 2024: 26.0946; 2025: 0; 2026: 0; 2027: 0; 2028: 0; 2029: 0; 2030: 1.2847; 2031: 0; 2032: 0; 2033: 26.0946; 2034: 0; 2035: 0; 2036: 0; 2039: 0; 2040: 0
2018-11-28 03:00 | 11 | 2 | 4 | 0 | 0 | 0 | 0.6452 | 1.2904 | 0 | 20.3125 | 10.5647 | 17.0341 | 17.0341 | 26.2114 | 0 | 0 | 2024: 26.2114; 2025: 0; 2026: 0; 2027: 0; 2028: 0; 2029: 0; 2030: 1.2904; 2031: 0; 2032: 0; 2033: 26.2114; 2034: 0; 2035: 0; 2036: 0; 2039: 0; 2040: 0
2018-11-28 04:00 | 11 | 3 | 4 | 0 | 0 | 0 | 0.65239 | 1.3048 | 0 | 20.3125 | 10.5647 | 17.0341 | 17.0341 | 26.5034 | 0 | 0 | 2024: 26.5034; 2025: 0; 2026: 0; 2027: 0; 2028: 0; 2029: 0; 2030: 1.3048; 2031: 0; 2032: 0; 2033: 26.5034; 2034: 0; 2035: 0; 2036: 0; 2039: 0; 2040: 0
2018-11-28 05:00 | 11 | 4 | 4 | 0 | 0 | 0 | 0.68844 | 1.3769 | 0 | 20.3125 | 10.5647 | 17.0341 | 17.0341 | 27.968 | 0 | 0 | 2024: 27.968; 2025: 0; 2026: 0; 2027: 0; 2028: 0; 2029: 0; 2030: 1.3769; 2031: 0; 2032: 0; 2033: 27.968; 2034: 0; 2035: 0; 2036: 0; 2039: 0; 2040: 0
2018-11-28 06:00 | 11 | 5 | 4 | 0 | 0 | 0 | 0.86241 | 1.7248 | 0 | 20.3125 | 10.5647 | 17.0341 | 17.0341 | 35.0353 | 0 | 0 | 2024: 35.0353; 2025: 0; 2026: 0; 2027: 0; 2028: 0; 2029: 0; 2030: 1.7248; 2031: 0; 2032: 0; 2033: 35.0353; 2034: 0; 2035: 0; 2036: 0; 2039: 0; 2040: 0
2018-11-28 07:00 | 11 | 6 | 4 | 0 | 0 | 0 | 1.0276 | 2.0551 | 0 | 20.3125 | 10.5647 | 17.0341 | 17.0341 | 41.7448 | 0 | 0 | 2024: 41.7448; 2025: 0; 2026: 0; 2027: 0; 2028: 0; 2029: 0; 2030: 2.0551; 2031: 0; 2032: 0; 2033: 41.7448; 2034: 0; 2035: 0; 2036: 0; 2039: 0; 2040: 0
2018-11-28 08:00 | 11 | 7 | 4 | 0 | 0 | 0.0082292 | 1.0777 | 2.1555 | 0.065833 | 20.3125 | 10.5647 | 17.0341 | 17.0341 | 43.7832 | 0.065833 | 0 | 2024: 42.4459; 2025: 1.3372; 2026: 0; 2027: 1.1214; 2028: 0; 2029: 0; 2030: 2.0896; 2031: 0; 2032: 0; 2033: 42.4459; 2034: 1.3372; 2035: 0; 2036: 1.1214; 2039: 0.0082292; 2040: 0.097342
2018-11-28 09:00 | 11 | 8 | 4 | 0 | 0 | 0.019787 | 1.1055 | 2.2109 | 0.1583 | 20.3125 | 10.5647 | 17.0341 | 17.0341 | 44.9099 | 0.1583 | 0 | 2024: 41.6945; 2025: 3.2154; 2026: 0; 2027: 2.6965; 2028: 0; 2029: 0; 2030: 2.0527; 2031: 0; 2032: 0; 2033: 41.6945; 2034: 3.2154; 2035: 0; 2036: 2.6965; 2039: 0.019787; 2040: 0.30704
2018-11-28 10:00 | 11 | 9 | 4 | 0 | 0 | 0.16302 | 1.1622 | 2.3243 | 1.3042 | 20.3125 | 10.5647 | 17.0341 | 17.0341 | 47.2127 | 1.3042 | 0 | 2024: 20.7219; 2025: 26.4908; 2026: 0; 2027: 22.2152; 2028: 0; 2029: 0; 2030: 1.0202; 2031: 0; 2032: 0; 2033: 20.7219; 2034: 26.4908; 2035: 0; 2036: 22.2152; 2039: 0.16302; 2040: 0.47314
2018-11-28 11:00 | 11 | 10 | 4 | 0 | 0 | 0.26118 | 1.1025 | 2.2049 | 2.0894 | 20.3125 | 10.5647 | 17.0341 | 17.0341 | 44.7878 | 2.0894 | 0 | 2024: 2.346; 2025: 42.4418; 2026: 0; 2027: 35.5918; 2028: 0; 2029: 0; 2030: 0.1155; 2031: 0; 2032: 0; 2033: 2.346; 2034: 42.4418; 2035: 0; 2036: 35.5918; 2039: 0.26118; 2040: 0.47839
2018-11-28 12:00 | 11 | 11 | 4 | 0 | 0 | 0.056916 | 1.0491 | 2.0981 | 0.45533 | 20.3125 | 10.5647 | 17.0341 | 17.0341 | 42.6184 | 0.45533 | 0 | 2024: 33.3695; 2025: 9.2489; 2026: 0; 2027: 7.7562; 2028: 0; 2029: 0; 2030: 1.6428; 2031: 0; 2032: 0; 2033: 33.3695; 2034: 9.2489; 2035: 0; 2036: 7.7562; 2039: 0.056916; 2040: 0.41402
2018-11-28 13:00 | 11 | 12 | 4 | 0 | 0 | 0.1386 | 0.94159 | 1.8832 | 1.1088 | 20.3125 | 10.5647 | 17.0341 | 17.0341 | 38.2521 | 1.1088 | 0 | 2024: 15.7297; 2025: 22.5223; 2026: 0; 2027: 18.8873; 2028: 0; 2029: 0; 2030: 0.77439; 2031: 0; 2032: 0; 2033: 15.7297; 2034: 22.5223; 2035: 0; 2036: 18.8873; 2039: 0.1386; 2040: 0.38744
2018-11-28 14:00 | 11 | 13 | 4 | 0 | 0 | 0.44304 | 0.86572 | 1.7314 | 3.5443 | 20.3125 | 10.5647 | 17.0341 | 17.0341 | 35.1699 | 1.7314 | 1.8129 | 2024: 0; 2025: 35.1699; 2026: 19.1528; 2027: 60.3747; 2028: 1.8129; 2029: 1.8129; 2030: 0; 2031: 0; 2032: 0; 2033: 0; 2034: 35.1699; 2035: 0; 2036: 60.3747; 2039: 0.44304; 2040: 0.32279
2018-11-28 15:00 | 11 | 14 | 4 | 0 | 0 | 0.10738 | 0.90951 | 1.819 | 0.85903 | 20.3125 | 10.5647 | 17.0341 | 17.0341 | 36.9488 | 0.85903 | 0 | 2024: 19.4997; 2025: 17.4491; 2026: 0; 2027: 14.6329; 2028: 0; 2029: 1.8129; 2030: 0.95999; 2031: 0.95999; 2032: 0; 2033: 0; 2034: 36.9488; 2035: 0; 2036: 14.6329; 2039: 0.10738; 2040: 0.20405
2018-11-28 16:00 | 11 | 15 | 4 | 0 | 1 | 0.022724 | 1.063 | 2.1259 | 0.18179 | 21.7915 | 12.0437 | 17.0341 | 17.0341 | 46.3275 | 0.18179 | 0 | 2024: 42.366; 2025: 3.9615; 2026: 0; 2027: 3.0967; 2028: 0; 2029: 0.76943; 2030: 1.9442; 2031: 0.70788; 2032: 0; 2033: 26.9404; 2034: 19.3872; 2035: 0; 2036: 3.0967; 2039: 0.022724; 2040: 0.046705
2018-11-28 17:00 | 11 | 16 | 4 | 0 | 1 | 0 | 1.1431 | 2.2862 | 0 | 21.7915 | 12.0437 | 17.0341 | 17.0341 | 49.82 | 0 | 0 | 2024: 49.82; 2025: 0; 2026: 0; 2027: 0; 2028: 0; 2029: 0; 2030: 2.2862; 2031: 0; 2032: 0; 2033: 49.82; 2034: 0; 2035: 0; 2036: 0; 2039: 0; 2040: 0
2018-11-28 18:00 | 11 | 17 | 4 | 0 | 1 | 0 | 1.2663 | 2.5325 | 0 | 21.7915 | 12.0437 | 17.0341 | 17.0341 | 55.1874 | 0 | 0 | 2024: 55.1874; 2025: 0; 2026: 0; 2027: 0; 2028: 0; 2029: 0; 2030: 2.5325; 2031: 0; 2032: 0; 2033: 55.1874; 2034: 0; 2035: 0; 2036: 0; 2039: 0; 2040: 0
2018-11-28 19:00 | 11 | 18 | 4 | 0 | 1 | 0 | 1.343 | 2.6861 | 0 | 21.7915 | 12.0437 | 17.0341 | 17.0341 | 58.534 | 0 | 0 | 2024: 58.534; 2025: 0; 2026: 0; 2027: 0; 2028: 0; 2029: 0; 2030: 2.6861; 2031: 0; 2032: 0; 2033: 58.534; 2034: 0; 2035: 0; 2036: 0; 2039: 0; 2040: 0
2018-11-28 20:00 | 11 | 19 | 4 | 0 | 0 | 0 | 1.242 | 2.4841 | 0 | 20.3125 | 10.5647 | 17.0341 | 17.0341 | 50.4573 | 0 | 0 | 2024: 50.4573; 2025: 0; 2026: 0; 2027: 0; 2028: 0; 2029: 0; 2030: 2.4841; 2031: 0; 2032: 0; 2033: 50.4573; 2034: 0; 2035: 0; 2036: 0; 2039: 0; 2040: 0
2018-11-28 21:00 | 11 | 20 | 4 | 0 | 0 | 0 | 1.0981 | 2.1962 | 0 | 20.3125 | 10.5647 | 17.0341 | 17.0341 | 44.6113 | 0 | 0 | 2024: 44.6113; 2025: 0; 2026: 0; 2027: 0; 2028: 0; 2029: 0; 2030: 2.1962; 2031: 0; 2032: 0; 2033: 44.6113; 2034: 0; 2035: 0; 2036: 0; 2039: 0; 2040: 0
2018-11-28 22:00 | 11 | 21 | 4 | 0 | 0 | 0 | 0.99087 | 1.9817 | 0 | 20.3125 | 10.5647 | 17.0341 | 17.0341 | 40.2539 | 0 | 0 | 2024: 40.2539; 2025: 0; 2026: 0; 2027: 0; 2028: 0; 2029: 0; 2030: 1.9817; 2031: 0; 2032: 0; 2033: 40.2539; 2034: 0; 2035: 0; 2036: 0; 2039: 0; 2040: 0
2018-11-28 23:00 | 11 | 22 | 4 | 0 | 0 | 0 | 0.77432 | 1.5486 | 0 | 20.3125 | 10.5647 | 17.0341 | 17.0341 | 31.4566 | 0 | 0 | 2024: 31.4566; 2025: 0; 2026: 0; 2027: 0; 2028: 0; 2029: 0; 2030: 1.5486; 2031: 0; 2032: 0; 2033: 31.4566; 2034: 0; 2035: 0; 2036: 0; 2039: 0; 2040: 0
2018-11-29 | 11 | 23 | 4 | 0 | 0 | 0 | 0.71285 | 1.4257 | 0 | 20.3125 | 10.5647 | 17.0341 | 17.0341 | 28.9594 | 0 | 0 | 2024: 28.9594; 2025: 0; 2026: 0; 2027: 0; 2028: 0; 2029: 0; 2030: 1.4257; 2031: 0; 2032: 0; 2033: 28.9594; 2034: 0; 2035: 0; 2036: 0; 2039: 0; 2040: 0
2018-11-29 01:00 | 11 | 0 | 5 | 0 | 0 | 0 | 0.70785 | 1.4157 | 0 | 20.3125 | 10.5647 | 17.0341 | 17.0341 | 28.7564 | 0 | 0 | 2024: 28.7564; 2025: 0; 2026: 0; 2027: 0; 2028: 0; 2029: 0; 2030: 1.4157; 2031: 0; 2032: 0; 2033: 28.7564; 2034: 0; 2035: 0; 2036: 0; 2039: 0; 2040: 0
2018-11-29 02:00 | 11 | 1 | 5 | 0 | 0 | 0 | 0.64451 | 1.289 | 0 | 20.3125 | 10.5647 | 17.0341 | 17.0341 | 26.1831 | 0 | 0 | 2024: 26.1831; 2025: 0; 2026: 0; 2027: 0; 2028: 0; 2029: 0; 2030: 1.289; 2031: 0; 2032: 0; 2033: 26.1831; 2034: 0; 2035: 0; 2036: 0; 2039: 0; 2040: 0
2018-11-29 03:00 | 11 | 2 | 5 | 0 | 0 | 0 | 0.63749 | 1.275 | 0 | 20.3125 | 10.5647 | 17.0341 | 17.0341 | 25.8982 | 0 | 0 | 2024: 25.8982; 2025: 0; 2026: 0; 2027: 0; 2028: 0; 2029: 0; 2030: 1.275; 2031: 0; 2032: 0; 2033: 25.8982; 2034: 0; 2035: 0; 2036: 0; 2039: 0; 2040: 0
2018-11-29 04:00 | 11 | 3 | 5 | 0 | 0 | 0 | 0.66712 | 1.3342 | 0 | 20.3125 | 10.5647 | 17.0341 | 17.0341 | 27.1017 | 0 | 0 | 2024: 27.1017; 2025: 0; 2026: 0; 2027: 0; 2028: 0; 2029: 0; 2030: 1.3342; 2031: 0; 2032: 0; 2033: 27.1017; 2034: 0; 2035: 0; 2036: 0; 2039: 0; 2040: 0
2018-11-29 05:00 | 11 | 4 | 5 | 0 | 0 | 0 | 0.73731 | 1.4746 | 0 | 20.3125 | 10.5647 | 17.0341 | 17.0341 | 29.953 | 0 | 0 | 2024: 29.953; 2025: 0; 2026: 0; 2027: 0; 2028: 0; 2029: 0; 2030: 1.4746; 2031: 0; 2032: 0; 2033: 29.953; 2034: 0; 2035: 0; 2036: 0; 2039: 0; 2040: 0
2018-11-29 06:00 | 11 | 5 | 5 | 0 | 0 | 0 | 0.85933 | 1.7187 | 0 | 20.3125 | 10.5647 | 17.0341 | 17.0341 | 34.9103 | 0 | 0 | 2024: 34.9103; 2025: 0; 2026: 0; 2027: 0; 2028: 0; 2029: 0; 2030: 1.7187; 2031: 0; 2032: 0; 2033: 34.9103; 2034: 0; 2035: 0; 2036: 0; 2039: 0; 2040: 0
2018-11-29 07:00 | 11 | 6 | 5 | 0 | 0 | 0 | 1.0043 | 2.0086 | 0 | 20.3125 | 10.5647 | 17.0341 | 17.0341 | 40.7989 | 0 | 0 | 2024: 40.7989; 2025: 0; 2026: 0; 2027: 0; 2028: 0; 2029: 0; 2030: 2.0086; 2031: 0; 2032: 0; 2033: 40.7989; 2034: 0; 2035: 0; 2036: 0; 2039: 0; 2040: 0
2018-11-29 08:00 | 11 | 7 | 5 | 0 | 0 | 0.14989 | 1.0528 | 2.1056 | 1.1992 | 20.3125 | 10.5647 | 17.0341 | 17.0341 | 42.7692 | 1.1992 | 0 | 2024: 18.4115; 2025: 24.3578; 2026: 0; 2027: 20.4265; 2028: 0; 2029: 0; 2030: 0.90641; 2031: 0; 2032: 0; 2033: 18.4115; 2034: 24.3578; 2035: 0; 2036: 20.4265; 2039: 0.14989; 2040: 0.10553
2018-11-29 09:00 | 11 | 8 | 5 | 0 | 0 | 0.34586 | 1.0526 | 2.1052 | 2.7668 | 20.3125 | 10.5647 | 17.0341 | 17.0341 | 42.762 | 2.1052 | 0.66163 | 2024: 0; 2025: 42.762; 2026: 6.99; 2027: 47.1308; 2028: 0.66163; 2029: 0.66163; 2030: 0; 2031: 0; 2032: 0; 2033: 0; 2034: 42.762; 2035: 0; 2036: 47.1308; 2039: 0.34586; 2040: 0.2604
2018-11-29 10:00 | 11 | 9 | 5 | 0 | 0 | 0.4007 | 0.99988 | 1.9998 | 3.2056 | 20.3125 | 10.5647 | 17.0341 | 17.0341 | 40.6202 | 1.9998 | 1.2059 | 2024: 0; 2025: 40.6202; 2026: 12.7396; 2027: 54.6051; 2028: 1.2059; 2029: 1.8675; 2030: 0; 2031: 0; 2032: 0; 2033: 0; 2034: 40.6202; 2035: 0; 2036: 54.6051; 2039: 0.4007; 2040: 0.36556
2018-11-29 11:00 | 11 | 10 | 5 | 0 | 0 | 0.24418 | 1.0286 | 2.0572 | 1.9534 | 20.3125 | 10.5647 | 17.0341 | 17.0341 | 41.7878 | 1.9534 | 0 | 2024: 2.1094; 2025: 39.6784; 2026: 0; 2027: 33.2745; 2028: 0; 2029: 1.8675; 2030: 0.10385; 2031: 0.10385; 2032: 0; 2033: 0; 2034: 41.7878; 2035: 0; 2036: 33.2745; 2039: 0.24418; 2040: 0.421
2018-11-29 12:00 | 11 | 11 | 5 | 0 | 0 | 0.29209 | 1.0042 | 2.0083 | 2.3367 | 20.3125 | 10.5647 | 17.0341 | 17.0341 | 40.7944 | 2.0083 | 0.32836 | 2024: 0; 2025: 40.7944; 2026: 3.469; 2027: 39.8036; 2028: 0.32836; 2029: 2.083; 2030: 0; 2031: 0; 2032: 0; 2033: 0; 2034: 40.7944; 2035: 0; 2036: 39.8036; 2039: 0.29209; 2040: 0.42094
2018-11-29 13:00 | 11 | 12 | 5 | 0 | 0 | 0.28986 | 0.95182 | 1.9036 | 2.3189 | 20.3125 | 10.5647 | 17.0341 | 17.0341 | 38.6675 | 1.9036 | 0.41527 | 2024: 0; 2025: 38.6675; 2026: 4.3872; 2027: 39.5005; 2028: 0.41527; 2029: 2.4982; 2030: 0; 2031: 0; 2032: 0; 2033: 0; 2034: 38.6675; 2035: 0; 2036: 39.5005; 2039: 0.28986; 2040: 0.40704
2018-11-29 14:00 | 11 | 13 | 5 | 0 | 0 | 0.39442 | 0.90072 | 1.8014 | 3.1553 | 20.3125 | 10.5647 | 17.0341 | 17.0341 | 36.5916 | 1.8014 | 1.3539 | 2024: 0; 2025: 36.5916; 2026: 14.3037; 2027: 53.7486; 2028: 1.3539; 2029: 3.8522; 2030: 0; 2031: 0; 2032: 0; 2033: 0; 2034: 36.5916; 2035: 0; 2036: 53.7486; 2039: 0.39442; 2040: 0.33303
2018-11-29 15:00 | 11 | 14 | 5 | 0 | 0 | 0.1782 | 0.96458 | 1.9292 | 1.4256 | 20.3125 | 10.5647 | 17.0341 | 17.0341 | 39.1859 | 1.4256 | 0 | 2024: 10.2287; 2025: 28.9572; 2026: 0; 2027: 24.2836; 2028: 0; 2029: 3.8522; 2030: 0.50357; 2031: 0.50357; 2032: 0; 2033: 0; 2034: 39.1859; 2035: 0; 2036: 24.2836; 2039: 0.1782; 2040: 0.30685
2018-11-29 16:00 | 11 | 15 | 5 | 0 | 1 | 0.014724 | 1.0962 | 2.1925 | 0.11779 | 21.7915 | 12.0437 | 17.0341 | 17.0341 | 47.7775 | 0.11779 | 0 | 2024: 45.2106; 2025: 2.5669; 2026: 0; 2027: 2.0065; 2028: 0; 2029: 3.3048; 2030: 2.0747; 2031: 2.0747; 2032: 0; 2033: 0; 2034: 47.7775; 2035: 0; 2036: 2.0065; 2039: 0.014724; 2040: 0.083021
2018-11-29 17:00 | 11 | 16 | 5 | 0 | 1 | 0 | 1.2234 | 2.4469 | 0 | 21.7915 | 12.0437 | 17.0341 | 17.0341 | 53.321 | 0 | 0 | 2024: 53.321; 2025: 0; 2026: 0; 2027: 0; 2028: 0; 2029: 1.0497; 2030: 2.4469; 2031: 0.96572; 2032: 0; 2033: 32.2764; 2034: 21.0446; 2035: 0; 2036: 0; 2039: 0; 2040: 0
2018-11-29 18:00 | 11 | 17 | 5 | 0 | 1 | 0 | 1.2729 | 2.5459 | 0 | 21.7915 | 12.0437 | 17.0341 | 17.0341 | 55.478 | 0 | 0 | 2024: 55.478; 2025: 0; 2026: 0; 2027: 0; 2028: 0; 2029: 0; 2030: 2.5459; 2031: 0; 2032: 0; 2033: 55.478; 2034: 0; 2035: 0; 2036: 0; 2039: 0; 2040: 0
2018-11-29 19:00 | 11 | 18 | 5 | 0 | 1 | 0 | 1.2757 | 2.5513 | 0 | 21.7915 | 12.0437 | 17.0341 | 17.0341 | 55.5969 | 0 | 0 | 2024: 55.5969; 2025: 0; 2026: 0; 2027: 0; 2028: 0; 2029: 0; 2030: 2.5513; 2031: 0; 2032: 0; 2033: 55.5969; 2034: 0; 2035: 0; 2036: 0; 2039: 0; 2040: 0
2018-11-29 20:00 | 11 | 19 | 5 | 0 | 0 | 0 | 1.2642 | 2.5284 | 0 | 20.3125 | 10.5647 | 17.0341 | 17.0341 | 51.3575 | 0 | 0 | 2024: 51.3575; 2025: 0; 2026: 0; 2027: 0; 2028: 0; 2029: 0; 2030: 2.5284; 2031: 0; 2032: 0; 2033: 51.3575; 2034: 0; 2035: 0; 2036: 0; 2039: 0; 2040: 0
2018-11-29 21:00 | 11 | 20 | 5 | 0 | 0 | 0 | 1.1781 | 2.3563 | 0 | 20.3125 | 10.5647 | 17.0341 | 17.0341 | 47.8622 | 0 | 0 | 2024: 47.8622; 2025: 0; 2026: 0; 2027: 0; 2028: 0; 2029: 0; 2030: 2.3563; 2031: 0; 2032: 0; 2033: 47.8622; 2034: 0; 2035: 0; 2036: 0; 2039: 0; 2040: 0
2018-11-29 22:00 | 11 | 21 | 5 | 0 | 0 | 0 | 0.97939 | 1.9588 | 0 | 20.3125 | 10.5647 | 17.0341 | 17.0341 | 39.7879 | 0 | 0 | 2024: 39.7879; 2025: 0; 2026: 0; 2027: 0; 2028: 0; 2029: 0; 2030: 1.9588; 2031: 0; 2032: 0; 2033: 39.7879; 2034: 0; 2035: 0; 2036: 0; 2039: 0; 2040: 0
2018-11-29 23:00 | 11 | 22 | 5 | 0 | 0 | 0 | 0.82305 | 1.6461 | 0 | 20.3125 | 10.5647 | 17.0341 | 17.0341 | 33.4366 | 0 | 0 | 2024: 33.4366; 2025: 0; 2026: 0; 2027: 0; 2028: 0; 2029: 0; 2030: 1.6461; 2031: 0; 2032: 0; 2033: 33.4366; 2034: 0; 2035: 0; 2036: 0; 2039: 0; 2040: 0
2018-11-30 | 11 | 23 | 5 | 0 | 0 | 0 | 0.74139 | 1.4828 | 0 | 20.3125 | 10.5647 | 17.0341 | 17.0341 | 30.1188 | 0 | 0 | 2024: 30.1188; 2025: 0; 2026: 0; 2027: 0; 2028: 0; 2029: 0; 2030: 1.4828; 2031: 0; 2032: 0; 2033: 30.1188; 2034: 0; 2035: 0; 2036: 0; 2039: 0; 2040: 0
2018-11-30 01:00 | 11 | 0 | 6 | 0 | 0 | 0 | 0.69125 | 1.3825 | 0 | 20.3125 | 10.5647 | 17.0341 | 17.0341 | 28.0819 | 0 | 0 | 2024: 28.0819; 2025: 0; 2026: 0; 2027: 0; 2028: 0; 2029: 0; 2030: 1.3825; 2031: 0; 2032: 0; 2033: 28.0819; 2034: 0; 2035: 0; 2036: 0; 2039: 0; 2040: 0
2018-11-30 02:00 | 11 | 1 | 6 | 0 | 0 | 0 | 0.66629 | 1.3326 | 0 | 20.3125 | 10.5647 | 17.0341 | 17.0341 | 27.0681 | 0 | 0 | 2024: 27.0681; 2025: 0; 2026: 0; 2027: 0; 2028: 0; 2029: 0; 2030: 1.3326; 2031: 0; 2032: 0; 2033: 27.0681; 2034: 0; 2035: 0; 2036: 0; 2039: 0; 2040: 0
2018-11-30 03:00 | 11 | 2 | 6 | 0 | 0 | 0 | 0.67168 | 1.3434 | 0 | 20.3125 | 10.5647 | 17.0341 | 17.0341 | 27.2869 | 0 | 0 | 2024: 27.2869; 2025: 0; 2026: 0; 2027: 0; 2028: 0; 2029: 0; 2030: 1.3434; 2031: 0; 2032: 0; 2033: 27.2869; 2034: 0; 2035: 0; 2036: 0; 2039: 0; 2040: 0
2018-11-30 04:00 | 11 | 3 | 6 | 0 | 0 | 0 | 0.64808 | 1.2962 | 0 | 20.3125 | 10.5647 | 17.0341 | 17.0341 | 26.3283 | 0 | 0 | 2024: 26.3283; 2025: 0; 2026: 0; 2027: 0; 2028: 0; 2029: 0; 2030: 1.2962; 2031: 0; 2032: 0; 2033: 26.3283; 2034: 0; 2035: 0; 2036: 0; 2039: 0; 2040: 0
2018-11-30 05:00 | 11 | 4 | 6 | 0 | 0 | 0 | 0.67752 | 1.355 | 0 | 20.3125 | 10.5647 | 17.0341 | 17.0341 | 27.5243 | 0 | 0 | 2024: 27.5243; 2025: 0; 2026: 0; 2027: 0; 2028: 0; 2029: 0; 2030: 1.355; 2031: 0; 2032: 0; 2033: 27.5243; 2034: 0; 2035: 0; 2036: 0; 2039: 0; 2040: 0
2018-11-30 06:00 | 11 | 5 | 6 | 0 | 0 | 0 | 0.77094 | 1.5419 | 0 | 20.3125 | 10.5647 | 17.0341 | 17.0341 | 31.3196 | 0 | 0 | 2024: 31.3196; 2025: 0; 2026: 0; 2027: 0; 2028: 0; 2029: 0; 2030: 1.5419; 2031: 0; 2032: 0; 2033: 31.3196; 2034: 0; 2035: 0; 2036: 0; 2039: 0; 2040: 0
2018-11-30 07:00 | 11 | 6 | 6 | 0 | 0 | 0 | 0.96814 | 1.9363 | 0 | 20.3125 | 10.5647 | 17.0341 | 17.0341 | 39.3306 | 0 | 0 | 2024: 39.3306; 2025: 0; 2026: 0; 2027: 0; 2028: 0; 2029: 0; 2030: 1.9363; 2031: 0; 2032: 0; 2033: 39.3306; 2034: 0; 2035: 0; 2036: 0; 2039: 0; 2040: 0
2018-11-30 08:00 | 11 | 7 | 6 | 0 | 0 | 0.12905 | 0.93234 | 1.8647 | 1.0324 | 20.3125 | 10.5647 | 17.0341 | 17.0341 | 37.8764 | 1.0324 | 0 | 2024: 16.9053; 2025: 20.9711; 2026: 0; 2027: 17.5865; 2028: 0; 2029: 0; 2030: 0.83226; 2031: 0; 2032: 0; 2033: 16.9053; 2034: 20.9711; 2035: 0; 2036: 17.5865; 2039: 0.12905; 2040: 0.0094567
2018-11-30 09:00 | 11 | 8 | 6 | 0 | 0 | 0.32927 | 0.86096 | 1.7219 | 2.6342 | 20.3125 | 10.5647 | 17.0341 | 17.0341 | 34.9767 | 1.7219 | 0.91226 | 2024: 0; 2025: 34.9767; 2026: 9.6378; 2027: 44.8712; 2028: 0.91226; 2029: 0.91226; 2030: 0; 2031: 0; 2032: 0; 2033: 0; 2034: 34.9767; 2035: 0; 2036: 44.8712; 2039: 0.32927; 2040: 0.035948
2018-11-30 10:00 | 11 | 9 | 6 | 0 | 0 | 0.46779 | 0.88581 | 1.7716 | 3.7423 | 20.3125 | 10.5647 | 17.0341 | 17.0341 | 35.9859 | 1.7716 | 1.9707 | 2024: 0; 2025: 35.9859; 2026: 20.8202; 2027: 63.7475; 2028: 1.9707; 2029: 2.883; 2030: 0; 2031: 0; 2032: 0; 2033: 0; 2034: 35.9859; 2035: 0; 2036: 63.7475; 2039: 0.46779; 2040: 0.026758
2018-11-30 11:00 | 11 | 10 | 6 | 0 | 0 | 0.54949 | 0.9894 | 1.9788 | 4.3959 | 20.3125 | 10.5647 | 17.0341 | 17.0341 | 40.1943 | 1.9788 | 2.4171 | 2024: 0; 2025: 40.1943; 2026: 25.5359; 2027: 74.8802; 2028: 2.4171; 2029: 5.3001; 2030: 0; 2031: 0; 2032: 0; 2033: 0; 2034: 40.1943; 2035: 0; 2036: 74.8802; 2039: 0.54949; 2040: 0.28058
2018-11-30 12:00 | 11 | 11 | 6 | 0 | 0 | 0.57146 | 0.99183 | 1.9837 | 4.5717 | 20.3125 | 10.5647 | 17.0341 | 17.0341 | 40.2933 | 1.9837 | 2.588 | 2024: 0; 2025: 40.2933; 2026: 27.3415; 2027: 77.8744; 2028: 2.588; 2029: 7.8881; 2030: 0; 2031: 0; 2032: 0; 2033: 0; 2034: 40.2933; 2035: 0; 2036: 77.8744; 2039: 0.57146; 2040: 0.44377
2018-11-30 13:00 | 11 | 12 | 6 | 0 | 0 | 0.19652 | 0.93495 | 1.8699 | 1.5722 | 20.3125 | 10.5647 | 17.0341 | 17.0341 | 37.9822 | 1.5722 | 0 | 2024: 6.0477; 2025: 31.9345; 2026: 0; 2027: 26.7804; 2028: 0; 2029: 7.8881; 2030: 0.29773; 2031: 0.29773; 2032: 0; 2033: 0; 2034: 37.9822; 2035: 0; 2036: 26.7804; 2039: 0.19652; 2040: 0.42243
2018-11-30 14:00 | 11 | 13 | 6 | 0 | 0 | 0.11482 | 0.86971 | 1.7394 | 0.91854 | 20.3125 | 10.5647 | 17.0341 | 17.0341 | 35.3318 | 0.91854 | 0 | 2024: 16.674; 2025: 18.6578; 2026: 0; 2027: 15.6465; 2028: 0; 2029: 7.5645; 2030: 0.82088; 2031: 0.82088; 2032: 0; 2033: 0; 2034: 35.3318; 2035: 0; 2036: 15.6465; 2039: 0.11482; 2040: 0.34163
2018-11-30 15:00 | 11 | 14 | 6 | 0 | 0 | 0.12289 | 0.89406 | 1.7881 | 0.98311 | 20.3125 | 10.5647 | 17.0341 | 17.0341 | 36.321 | 0.98311 | 0 | 2024: 16.3515; 2025: 19.9695; 2026: 0; 2027: 16.7465; 2028: 0; 2029: 6.6722; 2030: 0.805; 2031: 0.805; 2032: 0; 2033: 0; 2034: 36.321; 2035: 0; 2036: 16.7465; 2039: 0.12289; 2040: 0.22186
2018-11-30 16:00 | 11 | 15 | 6 | 0 | 1 | 0.033014 | 1.0484 | 2.0967 | 0.26411 | 21.7915 | 12.0437 | 17.0341 | 17.0341 | 45.6908 | 0.26411 | 0 | 2024: 39.9355; 2025: 5.7554; 2026: 0; 2027: 4.4989; 2028: 0; 2029: 5.7972; 2030: 1.8326; 2031: 1.8326; 2032: 0; 2033: 0; 2034: 45.6908; 2035: 0; 2036: 4.4989; 2039: 0.033014; 2040: 0.059449
2018-11-30 17:00 | 11 | 16 | 6 | 0 | 1 | 0 | 1.1563 | 2.3125 | 0 | 21.7915 | 12.0437 | 17.0341 | 17.0341 | 50.3928 | 0 | 0 | 2024: 50.3928; 2025: 0; 2026: 0; 2027: 0; 2028: 0; 2029: 3.8052; 2030: 2.3125; 2031: 2.3125; 2032: 0; 2033: 0; 2034: 50.3928; 2035: 0; 2036: 0; 2039: 0; 2040: 0
2018-11-30 18:00 | 11 | 17 | 6 | 0 | 1 | 0 | 1.268 | 2.5361 | 0 | 21.7915 | 12.0437 | 17.0341 | 17.0341 | 55.2644 | 0 | 0 | 2024: 55.2644; 2025: 0; 2026: 0; 2027: 0; 2028: 0; 2029: 1.2916; 2030: 2.5361; 2031: 1.1883; 2032: 0; 2033: 29.3696; 2034: 25.8948; 2035: 0; 2036: 0; 2039: 0; 2040: 0
2018-11-30 19:00 | 11 | 18 | 6 | 0 | 1 | 0 | 1.3705 | 2.741 | 0 | 21.7915 | 12.0437 | 17.0341 | 17.0341 | 59.731 | 0 | 0 | 2024: 59.731; 2025: 0; 2026: 0; 2027: 0; 2028: 0; 2029: 0; 2030: 2.741; 2031: 0; 2032: 0; 2033: 59.731; 2034: 0; 2035: 0; 2036: 0; 2039: 0; 2040: 0
2018-11-30 20:00 | 11 | 19 | 6 | 0 | 0 | 0 | 1.2671 | 2.5342 | 0 | 20.3125 | 10.5647 | 17.0341 | 17.0341 | 51.475 | 0 | 0 | 2024: 51.475; 2025: 0; 2026: 0; 2027: 0; 2028: 0; 2029: 0; 2030: 2.5342; 2031: 0; 2032: 0; 2033: 51.475; 2034: 0; 2035: 0; 2036: 0; 2039: 0; 2040: 0
2018-11-30 21:00 | 11 | 20 | 6 | 0 | 0 | 0 | 1.1602 | 2.3204 | 0 | 20.3125 | 10.5647 | 17.0341 | 17.0341 | 47.1339 | 0 | 0 | 2024: 47.1339; 2025: 0; 2026: 0; 2027: 0; 2028: 0; 2029: 0; 2030: 2.3204; 2031: 0; 2032: 0; 2033: 47.1339; 2034: 0; 2035: 0; 2036: 0; 2039: 0; 2040: 0
2018-11-30 22:00 | 11 | 21 | 6 | 0 | 0 | 0 | 0.9883 | 1.9766 | 0 | 20.3125 | 10.5647 | 17.0341 | 17.0341 | 40.1496 | 0 | 0 | 2024: 40.1496; 2025: 0; 2026: 0; 2027: 0; 2028: 0; 2029: 0; 2030: 1.9766; 2031: 0; 2032: 0; 2033: 40.1496; 2034: 0; 2035: 0; 2036: 0; 2039: 0; 2040: 0
2018-11-30 23:00 | 11 | 22 | 6 | 0 | 0 | 0 | 0.79747 | 1.5949 | 0 | 20.3125 | 10.5647 | 17.0341 | 17.0341 | 32.3974 | 0 | 0 | 2024: 32.3974; 2025: 0; 2026: 0; 2027: 0; 2028: 0; 2029: 0; 2030: 1.5949; 2031: 0; 2032: 0; 2033: 32.3974; 2034: 0; 2035: 0; 2036: 0; 2039: 0; 2040: 0
2018-12-01 | 11 | 23 | 6 | 0 | 0 | 0 | 0.69678 | 1.3936 | 0 | 20.3125 | 10.5647 | 17.0341 | 17.0341 | 28.3067 | 0 | 0 | 2024: 28.3067; 2025: 0; 2026: 0; 2027: 0; 2028: 0; 2029: 0; 2030: 1.3936; 2031: 0; 2032: 0; 2033: 28.3067; 2034: 0; 2035: 0; 2036: 0; 2039: 0; 2040: 0
2018-12-01 01:00 | 12 | 0 | 7 | 0 | 0 | 0 | 0.68297 | 1.3659 | 0 | 20.3125 | 10.5647 | 17.0341 | 17.0341 | 27.7455 | 0 | 0 | 2024: 27.7455; 2025: 0; 2026: 0; 2027: 0; 2028: 0; 2029: 0; 2030: 1.3659; 2031: 0; 2032: 0; 2033: 27.7455; 2034: 0; 2035: 0; 2036: 0; 2039: 0; 2040: 0
2018-12-01 02:00 | 12 | 1 | 7 | 0 | 0 | 0 | 0.67667 | 1.3533 | 0 | 20.3125 | 10.5647 | 17.0341 | 17.0341 | 27.4897 | 0 | 0 | 2024: 27.4897; 2025: 0; 2026: 0; 2027: 0; 2028: 0; 2029: 0; 2030: 1.3533; 2031: 0; 2032: 0; 2033: 27.4897; 2034: 0; 2035: 0; 2036: 0; 2039: 0; 2040: 0
2018-12-01 03:00 | 12 | 2 | 7 | 0 | 0 | 0 | 0.6964 | 1.3928 | 0 | 20.3125 | 10.5647 | 17.0341 | 17.0341 | 28.2911 | 0 | 0 | 2024: 28.2911; 2025: 0; 2026: 0; 2027: 0; 2028: 0; 2029: 0; 2030: 1.3928; 2031: 0; 2032: 0; 2033: 28.2911; 2034: 0; 2035: 0; 2036: 0; 2039: 0; 2040: 0
2018-12-01 04:00 | 12 | 3 | 7 | 0 | 0 | 0 | 0.71391 | 1.4278 | 0 | 20.3125 | 10.5647 | 17.0341 | 17.0341 | 29.0025 | 0 | 0 | 2024: 29.0025; 2025: 0; 2026: 0; 2027: 0; 2028: 0; 2029: 0; 2030: 1.4278; 2031: 0; 2032: 0; 2033: 29.0025; 2034: 0; 2035: 0; 2036: 0; 2039: 0; 2040: 0
2018-12-01 05:00 | 12 | 4 | 7 | 0 | 0 | 0 | 0.76752 | 1.535 | 0 | 20.3125 | 10.5647 | 17.0341 | 17.0341 | 31.1803 | 0 | 0 | 2024: 31.1803; 2025: 0; 2026: 0; 2027: 0; 2028: 0; 2029: 0; 2030: 1.535; 2031: 0; 2032: 0; 2033: 31.1803; 2034: 0; 2035: 0; 2036: 0; 2039: 0; 2040: 0
2018-12-01 06:00 | 12 | 5 | 7 | 0 | 0 | 0 | 0.86558 | 1.7312 | 0 | 20.3125 | 10.5647 | 17.0341 | 17.0341 | 35.1641 | 0 | 0 | 2024: 35.1641; 2025: 0; 2026: 0; 2027: 0; 2028: 0; 2029: 0; 2030: 1.7312; 2031: 0; 2032: 0; 2033: 35.1641; 2034: 0; 2035: 0; 2036: 0; 2039: 0; 2040: 0
2018-12-01 07:00 | 12 | 6 | 7 | 0 | 0 | 0 | 1.0492 | 2.0984 | 0 | 20.3125 | 10.5647 | 17.0341 | 17.0341 | 42.6238 | 0 | 0 | 2024: 42.6238; 2025: 0; 2026: 0; 2027: 0; 2028: 0; 2029: 0; 2030: 2.0984; 2031: 0; 2032: 0; 2033: 42.6238; 2034: 0; 2035: 0; 2036: 0; 2039: 0; 2040: 0
2018-12-01 08:00 | 12 | 7 | 7 | 0 | 0 | 0.14091 | 1.2318 | 2.4635 | 1.1273 | 20.3125 | 10.5647 | 17.0341 | 17.0341 | 50.0405 | 1.1273 | 0 | 2024: 27.1428; 2025: 22.8977; 2026: 0; 2027: 19.2021; 2028: 0; 2029: 0; 2030: 1.3363; 2031: 0; 2032: 0; 2033: 27.1428; 2034: 22.8977; 2035: 0; 2036: 19.2021; 2039: 0.14091; 2040: 0.025107
2018-12-01 09:00 | 12 | 8 | 7 | 0 | 0 | 0.33838 | 1.2194 | 2.4389 | 2.707 | 20.3125 | 10.5647 | 17.0341 | 17.0341 | 49.5394 | 2.4389 | 0.26817 | 2024: 0; 2025: 49.5394; 2026: 2.8331; 2027: 46.112; 2028: 0.26817; 2029: 0.26817; 2030: 0; 2031: 0; 2032: 0; 2033: 0; 2034: 49.5394; 2035: 0; 2036: 46.112; 2039: 0.33838; 2040: 0.24016
2018-12-01 10:00 | 12 | 9 | 7 | 0 | 0 | 0.47213 | 1.1623 | 2.3246 | 3.7771 | 20.3125 | 10.5647 | 17.0341 | 17.0341 | 47.2187 | 2.3246 | 1.4525 | 2024: 0; 2025: 47.2187; 2026: 15.3449; 2027: 64.3392; 2028: 1.4525; 2029: 1.7206; 2030: 0; 2031: 0; 2032: 0; 2033: 0; 2034: 47.2187; 2035: 0; 2036: 64.3392; 2039: 0.47213; 2040: 0.29806
2018-12-01 11:00 | 12 | 10 | 7 | 0 | 0 | 0.5519 | 1.0835 | 2.1669 | 4.4152 | 20.3125 | 10.5647 | 17.0341 | 17.0341 | 44.0155 | 2.1669 | 2.2483 | 2024: 0; 2025: 44.0155; 2026: 23.7529; 2027: 75.2098; 2028: 2.2483; 2029: 3.969; 2030: 0; 2031: 0; 2032: 0; 2033: 0; 2034: 44.0155; 2035: 0; 2036: 75.2098; 2039: 0.5519; 2040: 0.3659
2018-12-01 12:00 | 12 | 11 | 7 | 0 | 0 | 0.57704 | 1.0468 | 2.0935 | 4.6163 | 20.3125 | 10.5647 | 17.0341 | 17.0341 | 42.5252 | 2.0935 | 2.5228 | 2024: 0; 2025: 42.5252; 2026: 26.6526; 2027: 78.6353; 2028: 2.5228; 2029: 6.4917; 2030: 0; 2031: 0; 2032: 0; 2033: 0; 2034: 42.5252; 2035: 0; 2036: 78.6353; 2039: 0.57704; 2040: 0.37042
2018-12-01 13:00 | 12 | 12 | 7 | 0 | 0 | 0.43833 | 1.0129 | 2.0257 | 3.5066 | 20.3125 | 10.5647 | 17.0341 | 17.0341 | 41.1479 | 2.0257 | 1.4809 | 2024: 0; 2025: 41.1479; 2026: 15.6451; 2027: 59.7322; 2028: 1.4809; 2029: 7.9726; 2030: 0; 2031: 0; 2032: 0; 2033: 0; 2034: 41.1479; 2035: 0; 2036: 59.7322; 2039: 0.43833; 2040: 0.40791
2018-12-01 14:00 | 12 | 13 | 7 | 0 | 0 | 0.27112 | 0.96477 | 1.9295 | 2.1689 | 20.3125 | 10.5647 | 17.0341 | 17.0341 | 39.1939 | 1.9295 | 0.23939 | 2024: 0; 2025: 39.1939; 2026: 2.5291; 2027: 36.946; 2028: 0.23939; 2029: 8.212; 2030: 0; 2031: 0; 2032: 0; 2033: 0; 2034: 39.1939; 2035: 0; 2036: 36.946; 2039: 0.27112; 2040: 0.33922
2018-12-01 15:00 | 12 | 14 | 7 | 0 | 0 | 0.14759 | 1.0046 | 2.0092 | 1.1807 | 20.3125 | 10.5647 | 17.0341 | 17.0341 | 40.8112 | 1.1807 | 0 | 2024: 16.8283; 2025: 23.9829; 2026: 0; 2027: 20.1121; 2028: 0; 2029: 8.212; 2030: 0.82847; 2031: 0.82847; 2032: 0; 2033: 0; 2034: 40.8112; 2035: 0; 2036: 20.1121; 2039: 0.14759; 2040: 0.21094
2018-12-01 16:00 | 12 | 15 | 7 | 0 | 1 | 0.082657 | 1.0586 | 2.1172 | 0.66126 | 21.7915 | 12.0437 | 17.0341 | 17.0341 | 46.1372 | 0.66126 | 0 | 2024: 31.7275; 2025: 14.4097; 2026: 0; 2027: 11.2639; 2028: 0; 2029: 7.3115; 2030: 1.456; 2031: 1.456; 2032: 0; 2033: 0; 2034: 46.1372; 2035: 0; 2036: 11.2639; 2039: 0.082657; 2040: 0.053882
2018-12-01 17:00 | 12 | 16 | 7 | 0 | 1 | 0 | 1.2538 | 2.5076 | 0 | 21.7915 | 12.0437 | 17.0341 | 17.0341 | 54.6441 | 0 | 0 | 2024: 54.6441; 2025: 0; 2026: 0; 2027: 0; 2028: 0; 2029: 5.7289; 2030: 2.5076; 2031: 2.5076; 2032: 0; 2033: 0; 2034: 54.6441; 2035: 0; 2036: 0; 2039: 0; 2040: 0
2018-12-01 18:00 | 12 | 17 | 7 | 0 | 1 | 0 | 1.3992 | 2.7985 | 0 | 21.7915 | 12.0437 | 17.0341 | 17.0341 | 60.9827 | 0 | 0 | 2024: 60.9827; 2025: 0; 2026: 0; 2027: 0; 2028: 0; 2029: 3.0033; 2030: 2.7985; 2031: 2.763; 2032: 0; 2033: 0.77224; 2034: 60.2104; 2035: 0; 2036: 0; 2039: 0; 2040: 0
2018-12-01 19:00 | 12 | 18 | 7 | 0 | 1 | 0 | 1.3556 | 2.7111 | 0 | 21.7915 | 12.0437 | 17.0341 | 17.0341 | 59.0793 | 0 | 0 | 2024: 59.0793; 2025: 0; 2026: 0; 2027: 0; 2028: 0; 2029: 0; 2030: 2.7111; 2031: 0; 2032: 0; 2033: 59.0793; 2034: 0; 2035: 0; 2036: 0; 2039: 0; 2040: 0
2018-12-01 20:00 | 12 | 19 | 7 | 0 | 0 | 0 | 1.2338 | 2.4676 | 0 | 20.3125 | 10.5647 | 17.0341 | 17.0341 | 50.1236 | 0 | 0 | 2024: 50.1236; 2025: 0; 2026: 0; 2027: 0; 2028: 0; 2029: 0; 2030: 2.4676; 2031: 0; 2032: 0; 2033: 50.1236; 2034: 0; 2035: 0; 2036: 0; 2039: 0; 2040: 0
2018-12-01 21:00 | 12 | 20 | 7 | 0 | 0 | 0 | 1.1583 | 2.3166 | 0 | 20.3125 | 10.5647 | 17.0341 | 17.0341 | 47.0551 | 0 | 0 | 2024: 47.0551; 2025: 0; 2026: 0; 2027: 0; 2028: 0; 2029: 0; 2030: 2.3166; 2031: 0; 2032: 0; 2033: 47.0551; 2034: 0; 2035: 0; 2036: 0; 2039: 0; 2040: 0
2018-12-01 22:00 | 12 | 21 | 7 | 0 | 0 | 0 | 0.92873 | 1.8575 | 0 | 20.3125 | 10.5647 | 17.0341 | 17.0341 | 37.7298 | 0 | 0 | 2024: 37.7298; 2025: 0; 2026: 0; 2027: 0; 2028: 0; 2029: 0; 2030: 1.8575; 2031: 0; 2032: 0; 2033: 37.7298; 2034: 0; 2035: 0; 2036: 0; 2039: 0; 2040: 0
2018-12-01 23:00 | 12 | 22 | 7 | 0 | 0 | 0 | 0.79643 | 1.5929 | 0 | 20.3125 | 10.5647 | 17.0341 | 17.0341 | 32.3549 | 0 | 0 | 2024: 32.3549; 2025: 0; 2026: 0; 2027: 0; 2028: 0; 2029: 0; 2030: 1.5929; 2031: 0; 2032: 0; 2033: 32.3549; 2034: 0; 2035: 0; 2036: 0; 2039: 0; 2040: 0
2018-12-02 | 12 | 23 | 7 | 0 | 0 | 0 | 0.67171 | 1.3434 | 0 | 20.3125 | 10.5647 | 17.0341 | 17.0341 | 27.288 | 0 | 0 | 2024: 27.288; 2025: 0; 2026: 0; 2027: 0; 2028: 0; 2029: 0; 2030: 1.3434; 2031: 0; 2032: 0; 2033: 27.288; 2034: 0; 2035: 0; 2036: 0; 2039: 0; 2040: 0
2018-12-02 01:00 | 12 | 0 | 1 | 0 | 0 | 0 | 0.62563 | 1.2513 | 0 | 20.3125 | 10.5647 | 17.0341 | 17.0341 | 25.4161 | 0 | 0 | 2024: 25.4161; 2025: 0; 2026: 0; 2027: 0; 2028: 0; 2029: 0; 2030: 1.2513; 2031: 0; 2032: 0; 2033: 25.4161; 2034: 0; 2035: 0; 2036: 0; 2039: 0; 2040: 0
2018-12-02 02:00 | 12 | 1 | 1 | 0 | 0 | 0 | 0.63201 | 1.264 | 0 | 20.3125 | 10.5647 | 17.0341 | 17.0341 | 25.6753 | 0 | 0 | 2024: 25.6753; 2025: 0; 2026: 0; 2027: 0; 2028: 0; 2029: 0; 2030: 1.264; 2031: 0; 2032: 0; 2033: 25.6753; 2034: 0; 2035: 0; 2036: 0; 2039: 0; 2040: 0
2018-12-02 03:00 | 12 | 2 | 1 | 0 | 0 | 0 | 0.63374 | 1.2675 | 0 | 20.3125 | 10.5647 | 17.0341 | 17.0341 | 25.7457 | 0 | 0 | 2024: 25.7457; 2025: 0; 2026: 0; 2027: 0; 2028: 0; 2029: 0; 2030: 1.2675; 2031: 0; 2032: 0; 2033: 25.7457; 2034: 0; 2035: 0; 2036: 0; 2039: 0; 2040: 0
2018-12-02 04:00 | 12 | 3 | 1 | 0 | 0 | 0 | 0.64363 | 1.2873 | 0 | 20.3125 | 10.5647 | 17.0341 | 17.0341 | 26.1476 | 0 | 0 | 2024: 26.1476; 2025: 0; 2026: 0; 2027: 0; 2028: 0; 2029: 0; 2030: 1.2873; 2031: 0; 2032: 0; 2033: 26.1476; 2034: 0; 2035: 0; 2036: 0; 2039: 0; 2040: 0
2018-12-02 05:00 | 12 | 4 | 1 | 0 | 0 | 0 | 0.69883 | 1.3977 | 0 | 20.3125 | 10.5647 | 17.0341 | 17.0341 | 28.3898 | 0 | 0 | 2024: 28.3898; 2025: 0; 2026: 0; 2027: 0; 2028: 0; 2029: 0; 2030: 1.3977; 2031: 0; 2032: 0; 2033: 28.3898; 2034: 0; 2035: 0; 2036: 0; 2039: 0; 2040: 0
2018-12-02 06:00 | 12 | 5 | 1 | 0 | 0 | 0 | 0.78177 | 1.5635 | 0 | 20.3125 | 10.5647 | 17.0341 | 17.0341 | 31.7592 | 0 | 0 | 2024: 31.7592; 2025: 0; 2026: 0; 2027: 0; 2028: 0; 2029: 0; 2030: 1.5635; 2031: 0; 2032: 0; 2033: 31.7592; 2034: 0; 2035: 0; 2036: 0; 2039: 0; 2040: 0
2018-12-02 07:00 | 12 | 6 | 1 | 0 | 0 | 0 | 0.98372 | 1.9674 | 0 | 20.3125 | 10.5647 | 17.0341 | 17.0341 | 39.9638 | 0 | 0 | 2024: 39.9638; 2025: 0; 2026: 0; 2027: 0; 2028: 0; 2029: 0; 2030: 1.9674; 2031: 0; 2032: 0; 2033: 39.9638; 2034: 0; 2035: 0; 2036: 0; 2039: 0; 2040: 0
2018-12-02 08:00 | 12 | 7 | 1 | 0 | 0 | 0.12637 | 1.0615 | 2.123 | 1.0109 | 20.3125 | 10.5647 | 17.0341 | 17.0341 | 43.1232 | 1.0109 | 0 | 2024: 22.5884; 2025: 20.5348; 2026: 0; 2027: 17.2206; 2028: 0; 2029: 0; 2030: 1.112; 2031: 0; 2032: 0; 2033: 22.5884; 2034: 20.5348; 2035: 0; 2036: 17.2206; 2039: 0.12637; 2040: 0.057384
2018-12-02 09:00 | 12 | 8 | 1 | 0 | 0 | 0.11328 | 1.1412 | 2.2825 | 0.90627 | 20.3125 | 10.5647 | 17.0341 | 17.0341 | 46.363 | 0.90627 | 0 | 2024: 27.9544; 2025: 18.4087; 2026: 0; 2027: 15.4376; 2028: 0; 2029: 0; 2030: 1.3762; 2031: 0; 2032: 0; 2033: 27.9544; 2034: 18.4087; 2035: 0; 2036: 15.4376; 2039: 0.11328; 2040: 0.16163
2018-12-02 10:00 | 12 | 9 | 1 | 0 | 0 | 0.49488 | 1.0226 | 2.0452 | 3.959 | 20.3125 | 10.5647 | 17.0341 | 17.0341 | 41.5426 | 2.0452 | 1.9138 | 2024: 0; 2025: 41.5426; 2026: 20.2192; 2027: 67.4384; 2028: 1.9138; 2029: 1.9138; 2030: 0; 2031: 0; 2032: 0; 2033: 0; 2034: 41.5426; 2035: 0; 2036: 67.4384; 2039: 0.49488; 2040: 0.23914
2018-12-02 11:00 | 12 | 10 | 1 | 0 | 0 | 0.56983 | 0.9766 | 1.9532 | 4.5587 | 20.3125 | 10.5647 | 17.0341 | 17.0341 | 39.6745 | 1.9532 | 2.6054 | 2024: 0; 2025: 39.6745; 2026: 27.5259; 2027: 77.6528; 2028: 2.6054; 2029: 4.5193; 2030: 0; 2031: 0; 2032: 0; 2033: 0; 2034: 39.6745; 2035: 0; 2036: 77.6528; 2039: 0.56983; 2040: 0.32912
2018-12-02 12:00 | 12 | 11 | 1 | 0 | 0 | 0.39705 | 0.93725 | 1.8745 | 3.1764 | 20.3125 | 10.5647 | 17.0341 | 17.0341 | 38.0758 | 1.8745 | 1.3019 | 2024: 0; 2025: 38.0758; 2026: 13.7542; 2027: 54.1073; 2028: 1.3019; 2029: 5.8212; 2030: 0; 2031: 0; 2032: 0; 2033: 0; 2034: 38.0758; 2035: 0; 2036: 54.1073; 2039: 0.39705; 2040: 0.27943
2018-12-02 13:00 | 12 | 12 | 1 | 0 | 0 | 0.55119 | 0.98802 | 1.976 | 4.4095 | 20.3125 | 10.5647 | 17.0341 | 17.0341 | 40.1384 | 1.976 | 2.4335 | 2024: 0; 2025: 40.1384; 2026: 25.7088; 2027: 75.112; 2028: 2.4335; 2029: 8.2546; 2030: 0; 2031: 0; 2032: 0; 2033: 0; 2034: 40.1384; 2035: 0; 2036: 75.112; 2039: 0.55119; 2040: 0.39838
2018-12-02 14:00 | 12 | 13 | 1 | 0 | 0 | 0.46235 | 0.95145 | 1.9029 | 3.6988 | 20.3125 | 10.5647 | 17.0341 | 17.0341 | 38.6525 | 1.9029 | 1.7959 | 2024: 0; 2025: 38.6525; 2026: 18.973; 2027: 63.0053; 2028: 1.7959; 2029: 10.0505; 2030: 0; 2031: 0; 2032: 0; 2033: 0; 2034: 38.6525; 2035: 0; 2036: 63.0053; 2039: 0.46235; 2040: 0.2656
2018-12-02 15:00 | 12 | 14 | 1 | 0 | 0 | 0.30718 | 0.9227 | 1.8454 | 2.4575 | 20.3125 | 10.5647 | 17.0341 | 17.0341 | 37.4848 | 1.8454 | 0.61206 | 2024: 0; 2025: 37.4848; 2026: 6.4662; 2027: 41.8608; 2028: 0.61206; 2029: 10.6626; 2030: 0; 2031: 0; 2032: 0; 2033: 0; 2034: 37.4848; 2035: 0; 2036: 41.8608; 2039: 0.30718; 2040: 0.12183
2018-12-02 16:00 | 12 | 15 | 1 | 0 | 1 | 0.089777 | 1.0216 | 2.0433 | 0.71822 | 21.7915 | 12.0437 | 17.0341 | 17.0341 | 44.5259 | 0.71822 | 0 | 2024: 28.8748; 2025: 15.651; 2026: 0; 2027: 12.2342; 2028: 0; 2029: 10.6626; 2030: 1.3251; 2031: 1.3251; 2032: 0; 2033: 0; 2034: 44.5259; 2035: 0; 2036: 12.2342; 2039: 0.089777; 2040: 0.050531
2018-12-02 17:00 | 12 | 16 | 1 | 0 | 1 | 0 | 1.1295 | 2.2589 | 0 | 21.7915 | 12.0437 | 17.0341 | 17.0341 | 49.2252 | 0 | 0 | 2024: 49.2252; 2025: 0; 2026: 0; 2027: 0; 2028: 0; 2029: 9.2223; 2030: 2.2589; 2031: 2.2589; 2032: 0; 2033: 0; 2034: 49.2252; 2035: 0; 2036: 0; 2039: 0; 2040: 0
2018-12-02 18:00 | 12 | 17 | 1 | 0 | 1 | 0 | 1.2404 | 2.4808 | 0 | 21.7915 | 12.0437 | 17.0341 | 17.0341 | 54.0601 | 0 | 0 | 2024: 54.0601; 2025: 0; 2026: 0; 2027: 0; 2028: 0; 2029: 6.767; 2030: 2.4808; 2031: 2.4808; 2032: 0; 2033: 0; 2034: 54.0601; 2035: 0; 2036: 0; 2039: 0; 2040: 0
2018-12-02 19:00 | 12 | 18 | 1 | 0 | 1 | 0 | 1.2622 | 2.5243 | 0 | 21.7915 | 12.0437 | 17.0341 | 17.0341 | 55.0091 | 0 | 0 | 2024: 55.0091; 2025: 0; 2026: 0; 2027: 0; 2028: 0; 2029: 4.0704; 2030: 2.5243; 2031: 2.5243; 2032: 0; 2033: 0; 2034: 55.0091; 2035: 0; 2036: 0; 2039: 0; 2040: 0
2018-12-02 20:00 | 12 | 19 | 1 | 0 | 0 | 0 | 1.194 | 2.388 | 0 | 20.3125 | 10.5647 | 17.0341 | 17.0341 | 48.5062 | 0 | 0 | 2024: 48.5062; 2025: 0; 2026: 0; 2027: 0; 2028: 0; 2029: 1.3266; 2030: 2.388; 2031: 1.2205; 2032: 0; 2033: 23.7155; 2034: 24.7907; 2035: 0; 2036: 0; 2039: 0; 2040: 0
2018-12-02 21:00 | 12 | 20 | 1 | 0 | 0 | 0 | 1.065 | 2.13 | 0 | 20.3125 | 10.5647 | 17.0341 | 17.0341 | 43.2648 | 0 | 0 | 2024: 43.2648; 2025: 0; 2026: 0; 2027: 0; 2028: 0; 2029: 0; 2030: 2.13; 2031: 0; 2032: 0; 2033: 43.2648; 2034: 0; 2035: 0; 2036: 0; 2039: 0; 2040: 0
2018-12-02 22:00 | 12 | 21 | 1 | 0 | 0 | 0 | 0.85193 | 1.7039 | 0 | 20.3125 | 10.5647 | 17.0341 | 17.0341 | 34.6097 | 0 | 0 | 2024: 34.6097; 2025: 0; 2026: 0; 2027: 0; 2028: 0; 2029: 0; 2030: 1.7039; 2031: 0; 2032: 0; 2033: 34.6097; 2034: 0; 2035: 0; 2036: 0; 2039: 0; 2040: 0
2018-12-02 23:00 | 12 | 22 | 1 | 0 | 0 | 0 | 0.64069 | 1.2814 | 0 | 20.3125 | 10.5647 | 17.0341 | 17.0341 | 26.0281 | 0 | 0 | 2024: 26.0281; 2025: 0; 2026: 0; 2027: 0; 2028: 0; 2029: 0; 2030: 1.2814; 2031: 0; 2032: 0; 2033: 26.0281; 2034: 0; 2035: 0; 2036: 0; 2039: 0; 2040: 0
2018-12-03 | 12 | 23 | 1 | 0 | 0 | 0 | 0.57352 | 1.147 | 0 | 20.3125 | 10.5647 | 17.0341 | 17.0341 | 23.2992 | 0 | 0 | 2024: 23.2992; 2025: 0; 2026: 0; 2027: 0; 2028: 0; 2029: 0; 2030: 1.147; 2031: 0; 2032: 0; 2033: 23.2992; 2034: 0; 2035: 0; 2036: 0; 2039: 0; 2040: 0
2018-12-03 01:00 | 12 | 0 | 2 | 0 | 0 | 0 | 0.53494 | 1.0699 | 0 | 20.3125 | 10.5647 | 17.0341 | 17.0341 | 21.7319 | 0 | 0 | 2024: 21.7319; 2025: 0; 2026: 0; 2027: 0; 2028: 0; 2029: 0; 2030: 1.0699; 2031: 0; 2032: 0; 2033: 21.7319; 2034: 0; 2035: 0; 2036: 0; 2039: 0; 2040: 0
2018-12-03 02:00 | 12 | 1 | 2 | 0 | 0 | 0 | 0.50235 | 1.0047 | 0 | 20.3125 | 10.5647 | 17.0341 | 17.0341 | 20.4081 | 0 | 0 | 2024: 20.4081; 2025: 0; 2026: 0; 2027: 0; 2028: 0; 2029: 0; 2030: 1.0047; 2031: 0; 2032: 0; 2033: 20.4081; 2034: 0; 2035: 0; 2036: 0; 2039: 0; 2040: 0
2018-12-03 03:00 | 12 | 2 | 2 | 0 | 0 | 0 | 0.53833 | 1.0767 | 0 | 20.3125 | 10.5647 | 17.0341 | 17.0341 | 21.8696 | 0 | 0 | 2024: 21.8696; 2025: 0; 2026: 0; 2027: 0; 2028: 0; 2029: 0; 2030: 1.0767; 2031: 0; 2032: 0; 2033: 21.8696; 2034: 0; 2035: 0; 2036: 0; 2039: 0; 2040: 0
2018-12-03 04:00 | 12 | 3 | 2 | 0 | 0 | 0 | 0.56432 | 1.1286 | 0 | 20.3125 | 10.5647 | 17.0341 | 17.0341 | 22.9254 | 0 | 0 | 2024: 22.9254; 2025: 0; 2026: 0; 2027: 0; 2028: 0; 2029: 0; 2030: 1.1286; 2031: 0; 2032: 0; 2033: 22.9254; 2034: 0; 2035: 0; 2036: 0; 2039: 0; 2040: 0
2018-12-03 05:00 | 12 | 4 | 2 | 0 | 0 | 0 | 0.60082 | 1.2016 | 0 | 20.3125 | 10.5647 | 17.0341 | 17.0341 | 24.4082 | 0 | 0 | 2024: 24.4082; 2025: 0; 2026: 0; 2027: 0; 2028: 0; 2029: 0; 2030: 1.2016; 2031: 0; 2032: 0; 2033: 24.4082; 2034: 0; 2035: 0; 2036: 0; 2039: 0; 2040: 0
2018-12-03 06:00 | 12 | 5 | 2 | 0 | 0 | 0 | 0.82143 | 1.6429 | 0 | 20.3125 | 10.5647 | 17.0341 | 17.0341 | 33.3708 | 0 | 0 | 2024: 33.3708; 2025: 0; 2026: 0; 2027: 0; 2028: 0; 2029: 0; 2030: 1.6429; 2031: 0; 2032: 0; 2033: 33.3708; 2034: 0; 2035: 0; 2036: 0; 2039: 0; 2040: 0
2018-12-03 07:00 | 12 | 6 | 2 | 0 | 0 | 0 | 0.95406 | 1.9081 | 0 | 20.3125 | 10.5647 | 17.0341 | 17.0341 | 38.7586 | 0 | 0 | 2024: 38.7586; 2025: 0; 2026: 0; 2027: 0; 2028: 0; 2029: 0; 2030: 1.9081; 2031: 0; 2032: 0; 2033: 38.7586; 2034: 0; 2035: 0; 2036: 0; 2039: 0; 2040: 0
2018-12-03 08:00 | 12 | 7 | 2 | 0 | 0 | 0.013381 | 1.0061 | 2.0121 | 0.10705 | 20.3125 | 10.5647 | 17.0341 | 17.0341 | 40.8711 | 0.10705 | 0 | 2024: 38.6967; 2025: 2.1744; 2026: 0; 2027: 1.8234; 2028: 0; 2029: 0; 2030: 1.9051; 2031: 0; 2032: 0; 2033: 38.6967; 2034: 2.1744; 2035: 0; 2036: 1.8234; 2039: 0.013381; 2040: 0.074228
2018-12-03 09:00 | 12 | 8 | 2 | 0 | 0 | 0.015943 | 0.93368 | 1.8674 | 0.12754 | 20.3125 | 10.5647 | 17.0341 | 17.0341 | 37.9309 | 0.12754 | 0 | 2024: 35.3402; 2025: 2.5907; 2026: 0; 2027: 2.1726; 2028: 0; 2029: 0; 2030: 1.7398; 2031: 0; 2032: 0; 2033: 35.3402; 2034: 2.5907; 2035: 0; 2036: 2.1726; 2039: 0.015943; 2040: 0.21187
2018-12-03 10:00 | 12 | 9 | 2 | 0 | 0 | 0.075183 | 0.89443 | 1.7889 | 0.60146 | 20.3125 | 10.5647 | 17.0341 | 17.0341 | 36.3361 | 0.60146 | 0 | 2024: 24.1188; 2025: 12.2172; 2026: 0; 2027: 10.2454; 2028: 0; 2029: 0; 2030: 1.1874; 2031: 0; 2032: 0; 2033: 24.1188; 2034: 12.2172; 2035: 0; 2036: 10.2454; 2039: 0.075183; 2040: 0.34612
2018-12-03 11:00 | 12 | 10 | 2 | 0 | 0 | 0.056267 | 0.87783 | 1.7557 | 0.45014 | 20.3125 | 10.5647 | 17.0341 | 17.0341 | 35.6617 | 0.45014 | 0 | 2024: 26.5182; 2025: 9.1434; 2026: 0; 2027: 7.6677; 2028: 0; 2029: 0; 2030: 1.3055; 2031: 0; 2032: 0; 2033: 26.5182; 2034: 9.1434; 2035: 0; 2036: 7.6677; 2039: 0.056267; 2040: 0.40393
2018-12-03 12:00 | 12 | 11 | 2 | 0 | 0 | 0.087992 | 0.84673 | 1.6935 | 0.70393 | 20.3125 | 10.5647 | 17.0341 | 17.0341 | 34.3984 | 0.70393 | 0 | 2024: 20.0998; 2025: 14.2987; 2026: 0; 2027: 11.9909; 2028: 0; 2029: 0; 2030: 0.98953; 2031: 0; 2032: 0; 2033: 20.0998; 2034: 14.2987; 2035: 0; 2036: 11.9909; 2039: 0.087992; 2040: 0.42368
2018-12-03 13:00 | 12 | 12 | 2 | 0 | 0 | 0.06503 | 0.76921 | 1.5384 | 0.52024 | 20.3125 | 10.5647 | 17.0341 | 17.0341 | 31.249 | 0.52024 | 0 | 2024: 20.6817; 2025: 10.5674; 2026: 0; 2027: 8.8618; 2028: 0; 2029: 0; 2030: 1.0182; 2031: 0; 2032: 0; 2033: 20.6817; 2034: 10.5674; 2035: 0; 2036: 8.8618; 2039: 0.06503; 2040: 0.41671
2018-12-03 14:00 | 12 | 13 | 2 | 0 | 0 | 0.037175 | 0.78098 | 1.562 | 0.2974 | 20.3125 | 10.5647 | 17.0341 | 17.0341 | 31.7272 | 0.2974 | 0 | 2024: 25.6863; 2025: 6.0409; 2026: 0; 2027: 5.066; 2028: 0; 2029: 0; 2030: 1.2646; 2031: 0; 2032: 0; 2033: 25.6863; 2034: 6.0409; 2035: 0; 2036: 5.066; 2039: 0.037175; 2040: 0.30887
2018-12-03 15:00 | 12 | 14 | 2 | 0 | 0 | 0.0042117 | 0.82346 | 1.6469 | 0.033693 | 20.3125 | 10.5647 | 17.0341 | 17.0341 | 33.4531 | 0.033693 | 0 | 2024: 32.7687; 2025: 0.6844; 2026: 0; 2027: 0.57394; 2028: 0; 2029: 0; 2030: 1.6132; 2031: 0; 2032: 0; 2033: 32.7687; 2034: 0.6844; 2035: 0; 2036: 0.57394; 2039: 0.0042117; 2040: 0.24692
2018-12-03 16:00 | 12 | 15 | 2 | 0 | 1 | 0.0078207 | 0.98051 | 1.961 | 0.062565 | 21.7915 | 12.0437 | 17.0341 | 17.0341 | 42.7335 | 0.062565 | 0 | 2024: 41.3701; 2025: 1.3634; 2026: 0; 2027: 1.0657; 2028: 0; 2029: 0; 2030: 1.8985; 2031: 0; 2032: 0; 2033: 41.3701; 2034: 1.3634; 2035: 0; 2036: 1.0657; 2039: 0.0078207; 2040: 0.062339
2018-12-03 17:00 | 12 | 16 | 2 | 0 | 1 | 0 | 1.0389 | 2.0778 | 0 | 21.7915 | 12.0437 | 17.0341 | 17.0341 | 45.2787 | 0 | 0 | 2024: 45.2787; 2025: 0; 2026: 0; 2027: 0; 2028: 0; 2029: 0; 2030: 2.0778; 2031: 0; 2032: 0; 2033: 45.2787; 2034: 0; 2035: 0; 2036: 0; 2039: 0; 2040: 0
2018-12-03 18:00 | 12 | 17 | 2 | 0 | 1 | 0 | 1.1446 | 2.2891 | 0 | 21.7915 | 12.0437 | 17.0341 | 17.0341 | 49.8833 | 0 | 0 | 2024: 49.8833; 2025: 0; 2026: 0; 2027: 0; 2028: 0; 2029: 0; 2030: 2.2891; 2031: 0; 2032: 0; 2033: 49.8833; 2034: 0; 2035: 0; 2036: 0; 2039: 0; 2040: 0
2018-12-03 19:00 | 12 | 18 | 2 | 0 | 1 | 0 | 1.1727 | 2.3455 | 0 | 21.7915 | 12.0437 | 17.0341 | 17.0341 | 51.1117 | 0 | 0 | 2024: 51.1117; 2025: 0; 2026: 0; 2027: 0; 2028: 0; 2029: 0; 2030: 2.3455; 2031: 0; 2032: 0; 2033: 51.1117; 2034: 0; 2035: 0; 2036: 0; 2039: 0; 2040: 0
2018-12-03 20:00 | 12 | 19 | 2 | 0 | 0 | 0 | 1.1158 | 2.2317 | 0 | 20.3125 | 10.5647 | 17.0341 | 17.0341 | 45.3309 | 0 | 0 | 2024: 45.3309; 2025: 0; 2026: 0; 2027: 0; 2028: 0; 2029: 0; 2030: 2.2317; 2031: 0; 2032: 0; 2033: 45.3309; 2034: 0; 2035: 0; 2036: 0; 2039: 0; 2040: 0
2018-12-03 21:00 | 12 | 20 | 2 | 0 | 0 | 0 | 0.99239 | 1.9848 | 0 | 20.3125 | 10.5647 | 17.0341 | 17.0341 | 40.3159 | 0 | 0 | 2024: 40.3159; 2025: 0; 2026: 0; 2027: 0; 2028: 0; 2029: 0; 2030: 1.9848; 2031: 0; 2032: 0; 2033: 40.3159; 2034: 0; 2035: 0; 2036: 0; 2039: 0; 2040: 0
2018-12-03 22:00 | 12 | 21 | 2 | 0 | 0 | 0 | 0.8185 | 1.637 | 0 | 20.3125 | 10.5647 | 17.0341 | 17.0341 | 33.2514 | 0 | 0 | 2024: 33.2514; 2025: 0; 2026: 0; 2027: 0; 2028: 0; 2029: 0; 2030: 1.637; 2031: 0; 2032: 0; 2033: 33.2514; 2034: 0; 2035: 0; 2036: 0; 2039: 0; 2040: 0
2018-12-03 23:00 | 12 | 22 | 2 | 0 | 0 | 0 | 0.63887 | 1.2777 | 0 | 20.3125 | 10.5647 | 17.0341 | 17.0341 | 25.954 | 0 | 0 | 2024: 25.954; 2025: 0; 2026: 0; 2027: 0; 2028: 0; 2029: 0; 2030: 1.2777; 2031: 0; 2032: 0; 2033: 25.954; 2034: 0; 2035: 0; 2036: 0; 2039: 0; 2040: 0
2018-12-04 | 12 | 23 | 2 | 0 | 0 | 0 | 0.53674 | 1.0735 | 0 | 20.3125 | 10.5647 | 17.0341 | 17.0341 | 21.8052 | 0 | 0 | 2024: 21.8052; 2025: 0; 2026: 0; 2027: 0; 2028: 0; 2029: 0; 2030: 1.0735; 2031: 0; 2032: 0; 2033: 21.8052; 2034: 0; 2035: 0; 2036: 0; 2039: 0; 2040: 0
2018-12-04 01:00 | 12 | 0 | 3 | 0 | 0 | 0 | 0.50656 | 1.0131 | 0 | 20.3125 | 10.5647 | 17.0341 | 17.0341 | 20.5791 | 0 | 0 | 2024: 20.5791; 2025: 0; 2026: 0; 2027: 0; 2028: 0; 2029: 0; 2030: 1.0131; 2031: 0; 2032: 0; 2033: 20.5791; 2034: 0; 2035: 0; 2036: 0; 2039: 0; 2040: 0
2018-12-04 02:00 | 12 | 1 | 3 | 0 | 0 | 0 | 0.49703 | 0.99405 | 0 | 20.3125 | 10.5647 | 17.0341 | 17.0341 | 20.1917 | 0 | 0 | 2024: 20.1917; 2025: 0; 2026: 0; 2027: 0; 2028: 0; 2029: 0; 2030: 0.99405; 2031: 0; 2032: 0; 2033: 20.1917; 2034: 0; 2035: 0; 2036: 0; 2039: 0; 2040: 0
2018-12-04 03:00 | 12 | 2 | 3 | 0 | 0 | 0 | 0.49791 | 0.99581 | 0 | 20.3125 | 10.5647 | 17.0341 | 17.0341 | 20.2275 | 0 | 0 | 2024: 20.2275; 2025: 0; 2026: 0; 2027: 0; 2028: 0; 2029: 0; 2030: 0.99581; 2031: 0; 2032: 0; 2033: 20.2275; 2034: 0; 2035: 0; 2036: 0; 2039: 0; 2040: 0
2018-12-04 04:00 | 12 | 3 | 3 | 0 | 0 | 0 | 0.54162 | 1.0832 | 0 | 20.3125 | 10.5647 | 17.0341 | 17.0341 | 22.0035 | 0 | 0 | 2024: 22.0035; 2025: 0; 2026: 0; 2027: 0; 2028: 0; 2029: 0; 2030: 1.0832; 2031: 0; 2032: 0; 2033: 22.0035; 2034: 0; 2035: 0; 2036: 0; 2039: 0; 2040: 0
2018-12-04 05:00 | 12 | 4 | 3 | 0 | 0 | 0 | 0.57171 | 1.1434 | 0 | 20.3125 | 10.5647 | 17.0341 | 17.0341 | 23.2258 | 0 | 0 | 2024: 23.2258; 2025: 0; 2026: 0; 2027: 0; 2028: 0; 2029: 0; 2030: 1.1434; 2031: 0; 2032: 0; 2033: 23.2258; 2034: 0; 2035: 0; 2036: 0; 2039: 0; 2040: 0
2018-12-04 06:00 | 12 | 5 | 3 | 0 | 0 | 0 | 0.72328 | 1.4466 | 0 | 20.3125 | 10.5647 | 17.0341 | 17.0341 | 29.3832 | 0 | 0 | 2024: 29.3832; 2025: 0; 2026: 0; 2027: 0; 2028: 0; 2029: 0; 2030: 1.4466; 2031: 0; 2032: 0; 2033: 29.3832; 2034: 0; 2035: 0; 2036: 0; 2039: 0; 2040: 0
2018-12-04 07:00 | 12 | 6 | 3 | 0 | 0 | 0 | 0.83741 | 1.6748 | 0 | 20.3125 | 10.5647 | 17.0341 | 17.0341 | 34.0197 | 0 | 0 | 2024: 34.0197; 2025: 0; 2026: 0; 2027: 0; 2028: 0; 2029: 0; 2030: 1.6748; 2031: 0; 2032: 0; 2033: 34.0197; 2034: 0; 2035: 0; 2036: 0; 2039: 0; 2040: 0
2018-12-04 08:00 | 12 | 7 | 3 | 0 | 0 | 0.0022193 | 0.9054 | 1.8108 | 0.017755 | 20.3125 | 10.5647 | 17.0341 | 17.0341 | 36.7817 | 0.017755 | 0 | 2024: 36.421; 2025: 0.36064; 2026: 0; 2027: 0.30244; 2028: 0; 2029: 0; 2030: 1.793; 2031: 0; 2032: 0; 2033: 36.421; 2034: 0.36064; 2035: 0; 2036: 0.30244; 2039: 0.0022193; 2040: 0.026608
2018-12-04 09:00 | 12 | 8 | 3 | 0 | 0 | 0.019599 | 0.95198 | 1.904 | 0.15679 | 20.3125 | 10.5647 | 17.0341 | 17.0341 | 38.6742 | 0.15679 | 0 | 2024: 35.4895; 2025: 3.1848; 2026: 0; 2027: 2.6707; 2028: 0; 2029: 0; 2030: 1.7472; 2031: 0; 2032: 0; 2033: 35.4895; 2034: 3.1848; 2035: 0; 2036: 2.6707; 2039: 0.019599; 2040: 0.14178
2018-12-04 10:00 | 12 | 9 | 3 | 0 | 0 | 0.075613 | 0.86862 | 1.7372 | 0.6049 | 20.3125 | 10.5647 | 17.0341 | 17.0341 | 35.2875 | 0.6049 | 0 | 2024: 23.0004; 2025: 12.2871; 2026: 0; 2027: 10.304; 2028: 0; 2029: 0; 2030: 1.1323; 2031: 0; 2032: 0; 2033: 23.0004; 2034: 12.2871; 2035: 0; 2036: 10.304; 2039: 0.075613; 2040: 0.25025
2018-12-04 11:00 | 12 | 10 | 3 | 0 | 0 | 0.064892 | 0.88167 | 1.7633 | 0.51914 | 20.3125 | 10.5647 | 17.0341 | 17.0341 | 35.8177 | 0.51914 | 0 | 2024: 25.2728; 2025: 10.545; 2026: 0; 2027: 8.8431; 2028: 0; 2029: 0; 2030: 1.2442; 2031: 0; 2032: 0; 2033: 25.2728; 2034: 10.545; 2035: 0; 2036: 8.8431; 2039: 0.064892; 2040: 0.28498
2018-12-04 12:00 | 12 | 11 | 3 | 0 | 0 | 0.035142 | 0.87237 | 1.7447 | 0.28114 | 20.3125 | 10.5647 | 17.0341 | 17.0341 | 35.44 | 0.28114 | 0 | 2024: 29.7294; 2025: 5.7106; 2026: 0; 2027: 4.7889; 2028: 0; 2029: 0; 2030: 1.4636; 2031: 0; 2032: 0; 2033: 29.7294; 2034: 5.7106; 2035: 0; 2036: 4.7889; 2039: 0.035142; 2040: 0.32477
2018-12-04 13:00 | 12 | 12 | 3 | 0 | 0 | 0.065576 | 0.80861 | 1.6172 | 0.52461 | 20.3125 | 10.5647 | 17.0341 | 17.0341 | 32.8499 | 0.52461 | 0 | 2024: 22.1938; 2025: 10.6561; 2026: 0; 2027: 8.9362; 2028: 0; 2029: 0; 2030: 1.0926; 2031: 0; 2032: 0; 2033: 22.1938; 2034: 10.6561; 2035: 0; 2036: 8.9362; 2039: 0.065576; 2040: 0.29877
2018-12-04 14:00 | 12 | 13 | 3 | 0 | 0 | 0.014444 | 0.75802 | 1.516 | 0.11555 | 20.3125 | 10.5647 | 17.0341 | 17.0341 | 30.7948 | 0.11555 | 0 | 2024: 28.4477; 2025: 2.3471; 2026: 0; 2027: 1.9683; 2028: 0; 2029: 0; 2030: 1.4005; 2031: 0; 2032: 0; 2033: 28.4477; 2034: 2.3471; 2035: 0; 2036: 1.9683; 2039: 0.014444; 2040: 0.20229
2018-12-04 15:00 | 12 | 14 | 3 | 0 | 0 | 0.0046235 | 0.73025 | 1.4605 | 0.036988 | 20.3125 | 10.5647 | 17.0341 | 17.0341 | 29.6664 | 0.036988 | 0 | 2024: 28.9151; 2025: 0.75133; 2026: 0; 2027: 0.63006; 2028: 0; 2029: 0; 2030: 1.4235; 2031: 0; 2032: 0; 2033: 28.9151; 2034: 0.75133; 2035: 0; 2036: 0.63006; 2039: 0.0046235; 2040: 0.091437
2018-12-04 16:00 | 12 | 15 | 3 | 0 | 1 | 0 | 0.88752 | 1.775 | 0 | 21.7915 | 12.0437 | 17.0341 | 17.0341 | 38.6806 | 0 | 0 | 2024: 38.6806; 2025: 0; 2026: 0; 2027: 0; 2028: 0; 2029: 0; 2030: 1.775; 2031: 0; 2032: 0; 2033: 38.6806; 2034: 0; 2035: 0; 2036: 0; 2039: 0; 2040: 0.015623
2018-12-04 17:00 | 12 | 16 | 3 | 0 | 1 | 0 | 1.048 | 2.0959 | 0 | 21.7915 | 12.0437 | 17.0341 | 17.0341 | 45.6731 | 0 | 0 | 2024: 45.6731; 2025: 0; 2026: 0; 2027: 0; 2028: 0; 2029: 0; 2030: 2.0959; 2031: 0; 2032: 0; 2033: 45.6731; 2034: 0; 2035: 0; 2036: 0; 2039: 0; 2040: 0
2018-12-04 18:00 | 12 | 17 | 3 | 0 | 1 | 0 | 1.1475 | 2.295 | 0 | 21.7915 | 12.0437 | 17.0341 | 17.0341 | 50.0113 | 0 | 0 | 2024: 50.0113; 2025: 0; 2026: 0; 2027: 0; 2028: 0; 2029: 0; 2030: 2.295; 2031: 0; 2032: 0; 2033: 50.0113; 2034: 0; 2035: 0; 2036: 0; 2039: 0; 2040: 0
2018-12-04 19:00 | 12 | 18 | 3 | 0 | 1 | 0 | 1.2218 | 2.4436 | 0 | 21.7915 | 12.0437 | 17.0341 | 17.0341 | 53.2507 | 0 | 0 | 2024: 53.2507; 2025: 0; 2026: 0; 2027: 0; 2028: 0; 2029: 0; 2030: 2.4436; 2031: 0; 2032: 0; 2033: 53.2507; 2034: 0; 2035: 0; 2036: 0; 2039: 0; 2040: 0
2018-12-04 20:00 | 12 | 19 | 3 | 0 | 0 | 0 | 1.111 | 2.2219 | 0 | 20.3125 | 10.5647 | 17.0341 | 17.0341 | 45.1327 | 0 | 0 | 2024: 45.1327; 2025: 0; 2026: 0; 2027: 0; 2028: 0; 2029: 0; 2030: 2.2219; 2031: 0; 2032: 0; 2033: 45.1327; 2034: 0; 2035: 0; 2036: 0; 2039: 0; 2040: 0
2018-12-04 21:00 | 12 | 20 | 3 | 0 | 0 | 0 | 0.99611 | 1.9922 | 0 | 20.3125 | 10.5647 | 17.0341 | 17.0341 | 40.4669 | 0 | 0 | 2024: 40.4669; 2025: 0; 2026: 0; 2027: 0; 2028: 0; 2029: 0; 2030: 1.9922; 2031: 0; 2032: 0; 2033: 40.4669; 2034: 0; 2035: 0; 2036: 0; 2039: 0; 2040: 0
2018-12-04 22:00 | 12 | 21 | 3 | 0 | 0 | 0 | 0.85847 | 1.7169 | 0 | 20.3125 | 10.5647 | 17.0341 | 17.0341 | 34.8754 | 0 | 0 | 2024: 34.8754; 2025: 0; 2026: 0; 2027: 0; 2028: 0; 2029: 0; 2030: 1.7169; 2031: 0; 2032: 0; 2033: 34.8754; 2034: 0; 2035: 0; 2036: 0; 2039: 0; 2040: 0
2018-12-04 23:00 | 12 | 22 | 3 | 0 | 0 | 0 | 0.60562 | 1.2112 | 0 | 20.3125 | 10.5647 | 17.0341 | 17.0341 | 24.6034 | 0 | 0 | 2024: 24.6034; 2025: 0; 2026: 0; 2027: 0; 2028: 0; 2029: 0; 2030: 1.2112; 2031: 0; 2032: 0; 2033: 24.6034; 2034: 0; 2035: 0; 2036: 0; 2039: 0; 2040: 0
2018-12-05 | 12 | 23 | 3 | 0 | 0 | 0 | 0.5333 | 1.0666 | 0 | 20.3125 | 10.5647 | 17.0341 | 17.0341 | 21.6655 | 0 | 0 | 2024: 21.6655; 2025: 0; 2026: 0; 2027: 0; 2028: 0; 2029: 0; 2030: 1.0666; 2031: 0; 2032: 0; 2033: 21.6655; 2034: 0; 2035: 0; 2036: 0; 2039: 0; 2040: 0
2018-12-05 01:00 | 12 | 0 | 4 | 0 | 0 | 0 | 0.4667 | 0.9334 | 0 | 20.3125 | 10.5647 | 17.0341 | 17.0341 | 18.9598 | 0 | 0 | 2024: 18.9598; 2025: 0; 2026: 0; 2027: 0; 2028: 0; 2029: 0; 2030: 0.9334; 2031: 0; 2032: 0; 2033: 18.9598; 2034: 0; 2035: 0; 2036: 0; 2039: 0; 2040: 0
2018-12-05 02:00 | 12 | 1 | 4 | 0 | 0 | 0 | 0.46532 | 0.93064 | 0 | 20.3125 | 10.5647 | 17.0341 | 17.0341 | 18.9035 | 0 | 0 | 2024: 18.9035; 2025: 0; 2026: 0; 2027: 0; 2028: 0; 2029: 0; 2030: 0.93064; 2031: 0; 2032: 0; 2033: 18.9035; 2034: 0; 2035: 0; 2036: 0; 2039: 0; 2040: 0
2018-12-05 03:00 | 12 | 2 | 4 | 0 | 0 | 0 | 0.48775 | 0.9755 | 0 | 20.3125 | 10.5647 | 17.0341 | 17.0341 | 19.8149 | 0 | 0 | 2024: 19.8149; 2025: 0; 2026: 0; 2027: 0; 2028: 0; 2029: 0; 2030: 0.9755; 2031: 0; 2032: 0; 2033: 19.8149; 2034: 0; 2035: 0; 2036: 0; 2039: 0; 2040: 0
2018-12-05 04:00 | 12 | 3 | 4 | 0 | 0 | 0 | 0.50681 | 1.0136 | 0 | 20.3125 | 10.5647 | 17.0341 | 17.0341 | 20.5894 | 0 | 0 | 2024: 20.5894; 2025: 0; 2026: 0; 2027: 0; 2028: 0; 2029: 0; 2030: 1.0136; 2031: 0; 2032: 0; 2033: 20.5894; 2034: 0; 2035: 0; 2036: 0; 2039: 0; 2040: 0
2018-12-05 05:00 | 12 | 4 | 4 | 0 | 0 | 0 | 0.55363 | 1.1073 | 0 | 20.3125 | 10.5647 | 17.0341 | 17.0341 | 22.4912 | 0 | 0 | 2024: 22.4912; 2025: 0; 2026: 0; 2027: 0; 2028: 0; 2029: 0; 2030: 1.1073; 2031: 0; 2032: 0; 2033: 22.4912; 2034: 0; 2035: 0; 2036: 0; 2039: 0; 2040: 0
2018-12-05 06:00 | 12 | 5 | 4 | 0 | 0 | 0 | 0.74207 | 1.4841 | 0 | 20.3125 | 10.5647 | 17.0341 | 17.0341 | 30.1467 | 0 | 0 | 2024: 30.1467; 2025: 0; 2026: 0; 2027: 0; 2028: 0; 2029: 0; 2030: 1.4841; 2031: 0; 2032: 0; 2033: 30.1467; 2034: 0; 2035: 0; 2036: 0; 2039: 0; 2040: 0
2018-12-05 07:00 | 12 | 6 | 4 | 0 | 0 | 0 | 0.86244 | 1.7249 | 0 | 20.3125 | 10.5647 | 17.0341 | 17.0341 | 35.0368 | 0 | 0 | 2024: 35.0368; 2025: 0; 2026: 0; 2027: 0; 2028: 0; 2029: 0; 2030: 1.7249; 2031: 0; 2032: 0; 2033: 35.0368; 2034: 0; 2035: 0; 2036: 0; 2039: 0; 2040: 0
2018-12-05 08:00 | 12 | 7 | 4 | 0 | 0 | 0.0022896 | 0.85564 | 1.7113 | 0.018317 | 20.3125 | 10.5647 | 17.0341 | 17.0341 | 34.7605 | 0.018317 | 0 | 2024: 34.3885; 2025: 0.37206; 2026: 0; 2027: 0.31201; 2028: 0; 2029: 0; 2030: 1.693; 2031: 0; 2032: 0; 2033: 34.3885; 2034: 0.37206; 2035: 0; 2036: 0.31201; 2039: 0.0022896; 2040: 0.012326
2018-12-05 09:00 | 12 | 8 | 4 | 0 | 0 | 0.035 | 0.90071 | 1.8014 | 0.28 | 20.3125 | 10.5647 | 17.0341 | 17.0341 | 36.5914 | 0.28 | 0 | 2024: 30.9039; 2025: 5.6874; 2026: 0; 2027: 4.7695; 2028: 0; 2029: 0; 2030: 1.5214; 2031: 0; 2032: 0; 2033: 30.9039; 2034: 5.6874; 2035: 0; 2036: 4.7695; 2039: 0.035; 2040: 0.077416
2018-12-05 10:00 | 12 | 9 | 4 | 0 | 0 | 0.04308 | 0.87741 | 1.7548 | 0.34464 | 20.3125 | 10.5647 | 17.0341 | 17.0341 | 35.6449 | 0.34464 | 0 | 2024: 28.6444; 2025: 7.0006; 2026: 0; 2027: 5.8707; 2028: 0; 2029: 0; 2030: 1.4102; 2031: 0; 2032: 0; 2033: 28.6444; 2034: 7.0006; 2035: 0; 2036: 5.8707; 2039: 0.04308; 2040: 0.16919
2018-12-05 11:00 | 12 | 10 | 4 | 0 | 0 | 0.039918 | 0.88878 | 1.7776 | 0.31935 | 20.3125 | 10.5647 | 17.0341 | 17.0341 | 36.1068 | 0.31935 | 0 | 2024: 29.6201; 2025: 6.4867; 2026: 0; 2027: 5.4398; 2028: 0; 2029: 0; 2030: 1.4582; 2031: 0; 2032: 0; 2033: 29.6201; 2034: 6.4867; 2035: 0; 2036: 5.4398; 2039: 0.039918; 2040: 0.17538
2018-12-05 12:00 | 12 | 11 | 4 | 0 | 0 | 0.038349 | 0.80068 | 1.6014 | 0.30679 | 20.3125 | 10.5647 | 17.0341 | 17.0341 | 32.5277 | 0.30679 | 0 | 2024: 26.2961; 2025: 6.2316; 2026: 0; 2027: 5.2259; 2028: 0; 2029: 0; 2030: 1.2946; 2031: 0; 2032: 0; 2033: 26.2961; 2034: 6.2316; 2035: 0; 2036: 5.2259; 2039: 0.038349; 2040: 0.12885
2018-12-05 13:00 | 12 | 12 | 4 | 0 | 0 | 0.031016 | 0.74693 | 1.4939 | 0.24813 | 20.3125 | 10.5647 | 17.0341 | 17.0341 | 30.3439 | 0.24813 | 0 | 2024: 25.3039; 2025: 5.0401; 2026: 0; 2027: 4.2266; 2028: 0; 2029: 0; 2030: 1.2457; 2031: 0; 2032: 0; 2033: 25.3039; 2034: 5.0401; 2035: 0; 2036: 4.2266; 2039: 0.031016; 2040: 0.15946
2018-12-05 14:00 | 12 | 13 | 4 | 0 | 0 | 0.031203 | 0.69742 | 1.3948 | 0.24962 | 20.3125 | 10.5647 | 17.0341 | 17.0341 | 28.3326 | 0.24962 | 0 | 2024: 23.2621; 2025: 5.0705; 2026: 0; 2027: 4.2521; 2028: 0; 2029: 0; 2030: 1.1452; 2031: 0; 2032: 0; 2033: 23.2621; 2034: 5.0705; 2035: 0; 2036: 4.2521; 2039: 0.031203; 2040: 0.11477
2018-12-05 15:00 | 12 | 14 | 4 | 0 | 0 | 0.014963 | 0.8126 | 1.6252 | 0.1197 | 20.3125 | 10.5647 | 17.0341 | 17.0341 | 33.0119 | 0.1197 | 0 | 2024: 30.5805; 2025: 2.4314; 2026: 0; 2027: 2.039; 2028: 0; 2029: 0; 2030: 1.5055; 2031: 0; 2032: 0; 2033: 30.5805; 2034: 2.4314; 2035: 0; 2036: 2.039; 2039: 0.014963; 2040: 0.074685
2018-12-05 16:00 | 12 | 15 | 4 | 0 | 1 | 0 | 0.94568 | 1.8914 | 0 | 21.7915 | 12.0437 | 17.0341 | 17.0341 | 41.2157 | 0 | 0 | 2024: 41.2157; 2025: 0; 2026: 0; 2027: 0; 2028: 0; 2029: 0; 2030: 1.8914; 2031: 0; 2032: 0; 2033: 41.2157; 2034: 0; 2035: 0; 2036: 0; 2039: 0; 2040: 0.010157
2018-12-05 17:00 | 12 | 16 | 4 | 0 | 1 | 0 | 1.081 | 2.162 | 0 | 21.7915 | 12.0437 | 17.0341 | 17.0341 | 47.1128 | 0 | 0 | 2024: 47.1128; 2025: 0; 2026: 0; 2027: 0; 2028: 0; 2029: 0; 2030: 2.162; 2031: 0; 2032: 0; 2033: 47.1128; 2034: 0; 2035: 0; 2036: 0; 2039: 0; 2040: 0
2018-12-05 18:00 | 12 | 17 | 4 | 0 | 1 | 0 | 1.2085 | 2.4171 | 0 | 21.7915 | 12.0437 | 17.0341 | 17.0341 | 52.6715 | 0 | 0 | 2024: 52.6715; 2025: 0; 2026: 0; 2027: 0; 2028: 0; 2029: 0; 2030: 2.4171; 2031: 0; 2032: 0; 2033: 52.6715; 2034: 0; 2035: 0; 2036: 0; 2039: 0; 2040: 0
2018-12-05 19:00 | 12 | 18 | 4 | 0 | 1 | 0 | 1.222 | 2.444 | 0 | 21.7915 | 12.0437 | 17.0341 | 17.0341 | 53.2585 | 0 | 0 | 2024: 53.2585; 2025: 0; 2026: 0; 2027: 0; 2028: 0; 2029: 0; 2030: 2.444; 2031: 0; 2032: 0; 2033: 53.2585; 2034: 0; 2035: 0; 2036: 0; 2039: 0; 2040: 0
2018-12-05 20:00 | 12 | 19 | 4 | 0 | 0 | 0 | 1.1436 | 2.2873 | 0 | 20.3125 | 10.5647 | 17.0341 | 17.0341 | 46.4604 | 0 | 0 | 2024: 46.4604; 2025: 0; 2026: 0; 2027: 0; 2028: 0; 2029: 0; 2030: 2.2873; 2031: 0; 2032: 0; 2033: 46.4604; 2034: 0; 2035: 0; 2036: 0; 2039: 0; 2040: 0
2018-12-05 21:00 | 12 | 20 | 4 | 0 | 0 | 0 | 1.0738 | 2.1476 | 0 | 20.3125 | 10.5647 | 17.0341 | 17.0341 | 43.6221 | 0 | 0 | 2024: 43.6221; 2025: 0; 2026: 0; 2027: 0; 2028: 0; 2029: 0; 2030: 2.1476; 2031: 0; 2032: 0; 2033: 43.6221; 2034: 0; 2035: 0; 2036: 0; 2039: 0; 2040: 0
2018-12-05 22:00 | 12 | 21 | 4 | 0 | 0 | 0 | 0.85939 | 1.7188 | 0 | 20.3125 | 10.5647 | 17.0341 | 17.0341 | 34.9126 | 0 | 0 | 2024: 34.9126; 2025: 0; 2026: 0; 2027: 0; 2028: 0; 2029: 0; 2030: 1.7188; 2031: 0; 2032: 0; 2033: 34.9126; 2034: 0; 2035: 0; 2036: 0; 2039: 0; 2040: 0
2018-12-05 23:00 | 12 | 22 | 4 | 0 | 0 | 0 | 0.65486 | 1.3097 | 0 | 20.3125 | 10.5647 | 17.0341 | 17.0341 | 26.6038 | 0 | 0 | 2024: 26.6038; 2025: 0; 2026: 0; 2027: 0; 2028: 0; 2029: 0; 2030: 1.3097; 2031: 0; 2032: 0; 2033: 26.6038; 2034: 0; 2035: 0; 2036: 0; 2039: 0; 2040: 0
2018-12-06 | 12 | 23 | 4 | 0 | 0 | 0 | 0.55045 | 1.1009 | 0 | 20.3125 | 10.5647 | 17.0341 | 17.0341 | 22.3618 | 0 | 0 | 2024: 22.3618; 2025: 0; 2026: 0; 2027: 0; 2028: 0; 2029: 0; 2030: 1.1009; 2031: 0; 2032: 0; 2033: 22.3618; 2034: 0; 2035: 0; 2036: 0; 2039: 0; 2040: 0
2018-12-06 01:00 | 12 | 0 | 5 | 0 | 0 | 0 | 0.51833 | 1.0367 | 0 | 20.3125 | 10.5647 | 17.0341 | 17.0341 | 21.0571 | 0 | 0 | 2024: 21.0571; 2025: 0; 2026: 0; 2027: 0; 2028: 0; 2029: 0; 2030: 1.0367; 2031: 0; 2032: 0; 2033: 21.0571; 2034: 0; 2035: 0; 2036: 0; 2039: 0; 2040: 0
2018-12-06 02:00 | 12 | 1 | 5 | 0 | 0 | 0 | 0.47238 | 0.94477 | 0 | 20.3125 | 10.5647 | 17.0341 | 17.0341 | 19.1906 | 0 | 0 | 2024: 19.1906; 2025: 0; 2026: 0; 2027: 0; 2028: 0; 2029: 0; 2030: 0.94477; 2031: 0; 2032: 0; 2033: 19.1906; 2034: 0; 2035: 0; 2036: 0; 2039: 0; 2040: 0
2018-12-06 03:00 | 12 | 2 | 5 | 0 | 0 | 0 | 0.47119 | 0.94239 | 0 | 20.3125 | 10.5647 | 17.0341 | 17.0341 | 19.1423 | 0 | 0 | 2024: 19.1423; 2025: 0; 2026: 0; 2027: 0; 2028: 0; 2029: 0; 2030: 0.94239; 2031: 0; 2032: 0; 2033: 19.1423; 2034: 0; 2035: 0; 2036: 0; 2039: 0; 2040: 0
2018-12-06 04:00 | 12 | 3 | 5 | 0 | 0 | 0 | 0.48424 | 0.96848 | 0 | 20.3125 | 10.5647 | 17.0341 | 17.0341 | 19.6722 | 0 | 0 | 2024: 19.6722; 2025: 0; 2026: 0; 2027: 0; 2028: 0; 2029: 0; 2030: 0.96848; 2031: 0; 2032: 0; 2033: 19.6722; 2034: 0; 2035: 0; 2036: 0; 2039: 0; 2040: 0
2018-12-06 05:00 | 12 | 4 | 5 | 0 | 0 | 0 | 0.52927 | 1.0585 | 0 | 20.3125 | 10.5647 | 17.0341 | 17.0341 | 21.5015 | 0 | 0 | 2024: 21.5015; 2025: 0; 2026: 0; 2027: 0; 2028: 0; 2029: 0; 2030: 1.0585; 2031: 0; 2032: 0; 2033: 21.5015; 2034: 0; 2035: 0; 2036: 0; 2039: 0; 2040: 0
2018-12-06 06:00 | 12 | 5 | 5 | 0 | 0 | 0 | 0.69155 | 1.3831 | 0 | 20.3125 | 10.5647 | 17.0341 | 17.0341 | 28.0941 | 0 | 0 | 2024: 28.0941; 2025: 0; 2026: 0; 2027: 0; 2028: 0; 2029: 0; 2030: 1.3831; 2031: 0; 2032: 0; 2033: 28.0941; 2034: 0; 2035: 0; 2036: 0; 2039: 0; 2040: 0
2018-12-06 07:00 | 12 | 6 | 5 | 0 | 0 | 0 | 0.83078 | 1.6616 | 0 | 20.3125 | 10.5647 | 17.0341 | 17.0341 | 33.7503 | 0 | 0 | 2024: 33.7503; 2025: 0; 2026: 0; 2027: 0; 2028: 0; 2029: 0; 2030: 1.6616; 2031: 0; 2032: 0; 2033: 33.7503; 2034: 0; 2035: 0; 2036: 0; 2039: 0; 2040: 0
2018-12-06 08:00 | 12 | 7 | 5 | 0 | 0 | 0.046977 | 0.88832 | 1.7766 | 0.37581 | 20.3125 | 10.5647 | 17.0341 | 17.0341 | 36.0879 | 0.37581 | 0 | 2024: 28.4542; 2025: 7.6337; 2026: 0; 2027: 6.4016; 2028: 0; 2029: 0; 2030: 1.4008; 2031: 0; 2032: 0; 2033: 28.4542; 2034: 7.6337; 2035: 0; 2036: 6.4016; 2039: 0.046977; 2040: 0.015147
2018-12-06 09:00 | 12 | 8 | 5 | 0 | 0 | 0.31437 | 0.84214 | 1.6843 | 2.5149 | 20.3125 | 10.5647 | 17.0341 | 17.0341 | 34.2121 | 1.6843 | 0.83063 | 2024: 0; 2025: 34.2121; 2026: 8.7754; 2027: 42.8395; 2028: 0.83063; 2029: 0.83063; 2030: 0; 2031: 0; 2032: 0; 2033: 0; 2034: 34.2121; 2035: 0; 2036: 42.8395; 2039: 0.31437; 2040: 0.11273
2018-12-06 10:00 | 12 | 9 | 5 | 0 | 0 | 0.077674 | 0.84154 | 1.6831 | 0.62139 | 20.3125 | 10.5647 | 17.0341 | 17.0341 | 34.1876 | 0.62139 | 0 | 2024: 21.5656; 2025: 12.622; 2026: 0; 2027: 10.5849; 2028: 0; 2029: 0.83063; 2030: 1.0617; 2031: 0.76418; 2032: 0; 2033: 6.0432; 2034: 28.1444; 2035: 0; 2036: 10.5849; 2039: 0.077674; 2040: 0.26287
2018-12-06 11:00 | 12 | 10 | 5 | 0 | 0 | 0.1062 | 0.83277 | 1.6655 | 0.84963 | 20.3125 | 10.5647 | 17.0341 | 17.0341 | 33.8312 | 0.84963 | 0 | 2024: 16.5731; 2025: 17.2582; 2026: 0; 2027: 14.4728; 2028: 0; 2029: 0; 2030: 0.81591; 2031: 0; 2032: 0; 2033: 16.5731; 2034: 17.2582; 2035: 0; 2036: 14.4728; 2039: 0.1062; 2040: 0.1913
2018-12-06 12:00 | 12 | 11 | 5 | 0 | 0 | 0.1707 | 0.78728 | 1.5746 | 1.3656 | 20.3125 | 10.5647 | 17.0341 | 17.0341 | 31.9834 | 1.3656 | 0 | 2024: 4.2454; 2025: 27.7379; 2026: 0; 2027: 23.2611; 2028: 0; 2029: 0; 2030: 0.209; 2031: 0; 2032: 0; 2033: 4.2454; 2034: 27.7379; 2035: 0; 2036: 23.2611; 2039: 0.1707; 2040: 0.21153
2018-12-06 13:00 | 12 | 12 | 5 | 0 | 0 | 0.19654 | 0.75432 | 1.5086 | 1.5724 | 20.3125 | 10.5647 | 17.0341 | 17.0341 | 30.6443 | 1.5086 | 0.063707 | 2024: 0; 2025: 30.6443; 2026: 0.67305; 2027: 26.7837; 2028: 0.063707; 2029: 0.063707; 2030: 0; 2031: 0; 2032: 0; 2033: 0; 2034: 30.6443; 2035: 0; 2036: 26.7837; 2039: 0.19654; 2040: 0.23813
2018-12-06 14:00 | 12 | 13 | 5 | 0 | 0 | 0.11486 | 0.80349 | 1.607 | 0.91889 | 20.3125 | 10.5647 | 17.0341 | 17.0341 | 32.6416 | 0.91889 | 0 | 2024: 13.9767; 2025: 18.6649; 2026: 0; 2027: 15.6525; 2028: 0; 2029: 0.063707; 2030: 0.68809; 2031: 0.058611; 2032: 0; 2033: 12.7862; 2034: 19.8554; 2035: 0; 2036: 15.6525; 2039: 0.11486; 2040: 0.40231
2018-12-06 15:00 | 12 | 14 | 5 | 0 | 0 | 0.012946 | 0.81348 | 1.627 | 0.10357 | 20.3125 | 10.5647 | 17.0341 | 17.0341 | 33.0477 | 0.10357 | 0 | 2024: 30.9439; 2025: 2.1038; 2026: 0; 2027: 1.7642; 2028: 0; 2029: 0; 2030: 1.5234; 2031: 0; 2032: 0; 2033: 30.9439; 2034: 2.1038; 2035: 0; 2036: 1.7642; 2039: 0.012946; 2040: 0.26686
2018-12-06 16:00 | 12 | 15 | 5 | 0 | 1 | 0.068107 | 0.9353 | 1.8706 | 0.54486 | 21.7915 | 12.0437 | 17.0341 | 17.0341 | 40.763 | 0.54486 | 0 | 2024: 28.8898; 2025: 11.8732; 2026: 0; 2027: 9.2811; 2028: 0; 2029: 0; 2030: 1.3257; 2031: 0; 2032: 0; 2033: 28.8898; 2034: 11.8732; 2035: 0; 2036: 9.2811; 2039: 0.068107; 2040: 0.062273
2018-12-06 17:00 | 12 | 16 | 5 | 0 | 1 | 0 | 1.0684 | 2.1368 | 0 | 21.7915 | 12.0437 | 17.0341 | 17.0341 | 46.5651 | 0 | 0 | 2024: 46.5651; 2025: 0; 2026: 0; 2027: 0; 2028: 0; 2029: 0; 2030: 2.1368; 2031: 0; 2032: 0; 2033: 46.5651; 2034: 0; 2035: 0; 2036: 0; 2039: 0; 2040: 0
2018-12-06 18:00 | 12 | 17 | 5 | 0 | 1 | 0 | 1.1463 | 2.2925 | 0 | 21.7915 | 12.0437 | 17.0341 | 17.0341 | 49.958 | 0 | 0 | 2024: 49.958; 2025: 0; 2026: 0; 2027: 0; 2028: 0; 2029: 0; 2030: 2.2925; 2031: 0; 2032: 0; 2033: 49.958; 2034: 0; 2035: 0; 2036: 0; 2039: 0; 2040: 0
2018-12-06 19:00 | 12 | 18 | 5 | 0 | 1 | 0 | 1.2013 | 2.4026 | 0 | 21.7915 | 12.0437 | 17.0341 | 17.0341 | 52.3561 | 0 | 0 | 2024: 52.3561; 2025: 0; 2026: 0; 2027: 0; 2028: 0; 2029: 0; 2030: 2.4026; 2031: 0; 2032: 0; 2033: 52.3561; 2034: 0; 2035: 0; 2036: 0; 2039: 0; 2040: 0
2018-12-06 20:00 | 12 | 19 | 5 | 0 | 0 | 0 | 1.118 | 2.2361 | 0 | 20.3125 | 10.5647 | 17.0341 | 17.0341 | 45.4205 | 0 | 0 | 2024: 45.4205; 2025: 0; 2026: 0; 2027: 0; 2028: 0; 2029: 0; 2030: 2.2361; 2031: 0; 2032: 0; 2033: 45.4205; 2034: 0; 2035: 0; 2036: 0; 2039: 0; 2040: 0
2018-12-06 21:00 | 12 | 20 | 5 | 0 | 0 | 0 | 1.0081 | 2.0162 | 0 | 20.3125 | 10.5647 | 17.0341 | 17.0341 | 40.9546 | 0 | 0 | 2024: 40.9546; 2025: 0; 2026: 0; 2027: 0; 2028: 0; 2029: 0; 2030: 2.0162; 2031: 0; 2032: 0; 2033: 40.9546; 2034: 0; 2035: 0; 2036: 0; 2039: 0; 2040: 0
2018-12-06 22:00 | 12 | 21 | 5 | 0 | 0 | 0 | 0.8686 | 1.7372 | 0 | 20.3125 | 10.5647 | 17.0341 | 17.0341 | 35.287 | 0 | 0 | 2024: 35.287; 2025: 0; 2026: 0; 2027: 0; 2028: 0; 2029: 0; 2030: 1.7372; 2031: 0; 2032: 0; 2033: 35.287; 2034: 0; 2035: 0; 2036: 0; 2039: 0; 2040: 0
2018-12-06 23:00 | 12 | 22 | 5 | 0 | 0 | 0 | 0.71063 | 1.4213 | 0 | 20.3125 | 10.5647 | 17.0341 | 17.0341 | 28.8695 | 0 | 0 | 2024: 28.8695; 2025: 0; 2026: 0; 2027: 0; 2028: 0; 2029: 0; 2030: 1.4213; 2031: 0; 2032: 0; 2033: 28.8695; 2034: 0; 2035: 0; 2036: 0; 2039: 0; 2040: 0
2018-12-07 | 12 | 23 | 5 | 0 | 0 | 0 | 0.57844 | 1.1569 | 0 | 20.3125 | 10.5647 | 17.0341 | 17.0341 | 23.4993 | 0 | 0 | 2024: 23.4993; 2025: 0; 2026: 0; 2027: 0; 2028: 0; 2029: 0; 2030: 1.1569; 2031: 0; 2032: 0; 2033: 23.4993; 2034: 0; 2035: 0; 2036: 0; 2039: 0; 2040: 0
2018-12-07 01:00 | 12 | 0 | 6 | 0 | 0 | 0 | 0.56274 | 1.1255 | 0 | 20.3125 | 10.5647 | 17.0341 | 17.0341 | 22.8612 | 0 | 0 | 2024: 22.8612; 2025: 0; 2026: 0; 2027: 0; 2028: 0; 2029: 0; 2030: 1.1255; 2031: 0; 2032: 0; 2033: 22.8612; 2034: 0; 2035: 0; 2036: 0; 2039: 0; 2040: 0
2018-12-07 02:00 | 12 | 1 | 6 | 0 | 0 | 0 | 0.58437 | 1.1687 | 0 | 20.3125 | 10.5647 | 17.0341 | 17.0341 | 23.7401 | 0 | 0 | 2024: 23.7401; 2025: 0; 2026: 0; 2027: 0; 2028: 0; 2029: 0; 2030: 1.1687; 2031: 0; 2032: 0; 2033: 23.7401; 2034: 0; 2035: 0; 2036: 0; 2039: 0; 2040: 0
2018-12-07 03:00 | 12 | 2 | 6 | 0 | 0 | 0 | 0.61129 | 1.2226 | 0 | 20.3125 | 10.5647 | 17.0341 | 17.0341 | 24.8338 | 0 | 0 | 2024: 24.8338; 2025: 0; 2026: 0; 2027: 0; 2028: 0; 2029: 0; 2030: 1.2226; 2031: 0; 2032: 0; 2033: 24.8338; 2034: 0; 2035: 0; 2036: 0; 2039: 0; 2040: 0
2018-12-07 04:00 | 12 | 3 | 6 | 0 | 0 | 0 | 0.64132 | 1.2826 | 0 | 20.3125 | 10.5647 | 17.0341 | 17.0341 | 26.0537 | 0 | 0 | 2024: 26.0537; 2025: 0; 2026: 0; 2027: 0; 2028: 0; 2029: 0; 2030: 1.2826; 2031: 0; 2032: 0; 2033: 26.0537; 2034: 0; 2035: 0; 2036: 0; 2039: 0; 2040: 0
2018-12-07 05:00 | 12 | 4 | 6 | 0 | 0 | 0 | 0.73015 | 1.4603 | 0 | 20.3125 | 10.5647 | 17.0341 | 17.0341 | 29.6622 | 0 | 0 | 2024: 29.6622; 2025: 0; 2026: 0; 2027: 0; 2028: 0; 2029: 0; 2030: 1.4603; 2031: 0; 2032: 0; 2033: 29.6622; 2034: 0; 2035: 0; 2036: 0; 2039: 0; 2040: 0
2018-12-07 06:00 | 12 | 5 | 6 | 0 | 0 | 0 | 0.93597 | 1.8719 | 0 | 20.3125 | 10.5647 | 17.0341 | 17.0341 | 38.0237 | 0 | 0 | 2024: 38.0237; 2025: 0; 2026: 0; 2027: 0; 2028: 0; 2029: 0; 2030: 1.8719; 2031: 0; 2032: 0; 2033: 38.0237; 2034: 0; 2035: 0; 2036: 0; 2039: 0; 2040: 0
2018-12-07 07:00 | 12 | 6 | 6 | 0 | 0 | 0 | 1.051 | 2.102 | 0 | 20.3125 | 10.5647 | 17.0341 | 17.0341 | 42.6972 | 0 | 0 | 2024: 42.6972; 2025: 0; 2026: 0; 2027: 0; 2028: 0; 2029: 0; 2030: 2.102; 2031: 0; 2032: 0; 2033: 42.6972; 2034: 0; 2035: 0; 2036: 0; 2039: 0; 2040: 0
2018-12-07 08:00 | 12 | 7 | 6 | 0 | 0 | 0.12074 | 1.1004 | 2.2008 | 0.9659 | 20.3125 | 10.5647 | 17.0341 | 17.0341 | 44.7035 | 0.9659 | 0 | 2024: 25.0835; 2025: 19.6199; 2026: 0; 2027: 16.4533; 2028: 0; 2029: 0; 2030: 1.2349; 2031: 0; 2032: 0; 2033: 25.0835; 2034: 19.6199; 2035: 0; 2036: 16.4533; 2039: 0.12074; 2040: 0.067456
2018-12-07 09:00 | 12 | 8 | 6 | 0 | 0 | 0.12646 | 1.069 | 2.138 | 1.0117 | 20.3125 | 10.5647 | 17.0341 | 17.0341 | 43.4281 | 1.0117 | 0 | 2024: 22.8784; 2025: 20.5498; 2026: 0; 2027: 17.2331; 2028: 0; 2029: 0; 2030: 1.1263; 2031: 0; 2032: 0; 2033: 22.8784; 2034: 20.5498; 2035: 0; 2036: 17.2331; 2039: 0.12646; 2040: 0.22674
2018-12-07 10:00 | 12 | 9 | 6 | 0 | 0 | 0.17836 | 1.0669 | 2.1337 | 1.4269 | 20.3125 | 10.5647 | 17.0341 | 17.0341 | 43.3418 | 1.4269 | 0 | 2024: 14.3579; 2025: 28.9838; 2026: 0; 2027: 24.306; 2028: 0; 2029: 0; 2030: 0.70685; 2031: 0; 2032: 0; 2033: 14.3579; 2034: 28.9838; 2035: 0; 2036: 24.306; 2039: 0.17836; 2040: 0.26045
2018-12-07 11:00 | 12 | 10 | 6 | 0 | 0 | 0.35802 | 1.1153 | 2.2305 | 2.8641 | 20.3125 | 10.5647 | 17.0341 | 17.0341 | 45.3078 | 2.2305 | 0.63361 | 2024: 0; 2025: 45.3078; 2026: 6.6939; 2027: 48.7882; 2028: 0.63361; 2029: 0.63361; 2030: 0; 2031: 0; 2032: 0; 2033: 0; 2034: 45.3078; 2035: 0; 2036: 48.7882; 2039: 0.35802; 2040: 0.4097
2018-12-07 12:00 | 12 | 11 | 6 | 0 | 0 | 0.3121 | 1.0742 | 2.1484 | 2.4968 | 20.3125 | 10.5647 | 17.0341 | 17.0341 | 43.6393 | 2.1484 | 0.3484 | 2024: 0; 2025: 43.6393; 2026: 3.6808; 2027: 42.5309; 2028: 0.3484; 2029: 0.98201; 2030: 0; 2031: 0; 2032: 0; 2033: 0; 2034: 43.6393; 2035: 0; 2036: 42.5309; 2039: 0.3121; 2040: 0.47606
2018-12-07 13:00 | 12 | 12 | 6 | 0 | 0 | 0.18342 | 1.0269 | 2.0538 | 1.4674 | 20.3125 | 10.5647 | 17.0341 | 17.0341 | 41.7183 | 1.4674 | 0 | 2024: 11.9124; 2025: 29.8059; 2026: 0; 2027: 24.9954; 2028: 0; 2029: 0.98201; 2030: 0.58646; 2031: 0.58646; 2032: 0; 2033: 0; 2034: 41.7183; 2035: 0; 2036: 24.9954; 2039: 0.18342; 2040: 0.4293
2018-12-07 14:00 | 12 | 13 | 6 | 0 | 0 | 0.45816 | 0.9547 | 1.9094 | 3.6653 | 20.3125 | 10.5647 | 17.0341 | 17.0341 | 38.7845 | 1.9094 | 1.7559 | 2024: 0; 2025: 38.7845; 2026: 18.5502; 2027: 62.4345; 2028: 1.7559; 2029: 2.1004; 2030: 0; 2031: 0; 2032: 0; 2033: 0; 2034: 38.7845; 2035: 0; 2036: 62.4345; 2039: 0.45816; 2040: 0.32629
2018-12-07 15:00 | 12 | 14 | 6 | 0 | 0 | 0.30542 | 0.991 | 1.982 | 2.4434 | 20.3125 | 10.5647 | 17.0341 | 17.0341 | 40.2593 | 1.982 | 0.46135 | 2024: 0; 2025: 40.2593; 2026: 4.8741; 2027: 41.6204; 2028: 0.46135; 2029: 2.5618; 2030: 0; 2031: 0; 2032: 0; 2033: 0; 2034: 40.2593; 2035: 0; 2036: 41.6204; 2039: 0.30542; 2040: 0.18838
2018-12-07 16:00 | 12 | 15 | 6 | 0 | 1 | 0.081019 | 1.1623 | 2.3246 | 0.64815 | 21.7915 | 12.0437 | 17.0341 | 17.0341 | 50.657 | 0.64815 | 0 | 2024: 36.5328; 2025: 14.1241; 2026: 0; 2027: 11.0407; 2028: 0; 2029: 2.5618; 2030: 1.6765; 2031: 1.6765; 2032: 0; 2033: 0; 2034: 50.657; 2035: 0; 2036: 11.0407; 2039: 0.081019; 2040: 0.031094
2018-12-07 17:00 | 12 | 16 | 6 | 0 | 1 | 0 | 1.3122 | 2.6245 | 0 | 21.7915 | 12.0437 | 17.0341 | 17.0341 | 57.1911 | 0 | 0 | 2024: 57.1911; 2025: 0; 2026: 0; 2027: 0; 2028: 0; 2029: 0.73952; 2030: 2.6245; 2031: 0.68036; 2032: 0; 2033: 42.365; 2034: 14.8261; 2035: 0; 2036: 0; 2039: 0; 2040: 0
2018-12-07 18:00 | 12 | 17 | 6 | 0 | 1 | 0 | 1.4377 | 2.8754 | 0 | 21.7915 | 12.0437 | 17.0341 | 17.0341 | 62.6598 | 0 | 0 | 2024: 62.6598; 2025: 0; 2026: 0; 2027: 0; 2028: 0; 2029: 0; 2030: 2.8754; 2031: 0; 2032: 0; 2033: 62.6598; 2034: 0; 2035: 0; 2036: 0; 2039: 0; 2040: 0
2018-12-07 19:00 | 12 | 18 | 6 | 0 | 1 | 0 | 1.4809 | 2.9619 | 0 | 21.7915 | 12.0437 | 17.0341 | 17.0341 | 64.5432 | 0 | 0 | 2024: 64.5432; 2025: 0; 2026: 0; 2027: 0; 2028: 0; 2029: 0; 2030: 2.9619; 2031: 0; 2032: 0; 2033: 64.5432; 2034: 0; 2035: 0; 2036: 0; 2039: 0; 2040: 0
2018-12-07 20:00 | 12 | 19 | 6 | 0 | 0 | 0 | 1.3686 | 2.7372 | 0 | 20.3125 | 10.5647 | 17.0341 | 17.0341 | 55.6002 | 0 | 0 | 2024: 55.6002; 2025: 0; 2026: 0; 2027: 0; 2028: 0; 2029: 0; 2030: 2.7372; 2031: 0; 2032: 0; 2033: 55.6002; 2034: 0; 2035: 0; 2036: 0; 2039: 0; 2040: 0
2018-12-07 21:00 | 12 | 20 | 6 | 0 | 0 | 0 | 1.2718 | 2.5436 | 0 | 20.3125 | 10.5647 | 17.0341 | 17.0341 | 51.6674 | 0 | 0 | 2024: 51.6674; 2025: 0; 2026: 0; 2027: 0; 2028: 0; 2029: 0; 2030: 2.5436; 2031: 0; 2032: 0; 2033: 51.6674; 2034: 0; 2035: 0; 2036: 0; 2039: 0; 2040: 0
2018-12-07 22:00 | 12 | 21 | 6 | 0 | 0 | 0 | 1.0736 | 2.1471 | 0 | 20.3125 | 10.5647 | 17.0341 | 17.0341 | 43.6132 | 0 | 0 | 2024: 43.6132; 2025: 0; 2026: 0; 2027: 0; 2028: 0; 2029: 0; 2030: 2.1471; 2031: 0; 2032: 0; 2033: 43.6132; 2034: 0; 2035: 0; 2036: 0; 2039: 0; 2040: 0
2018-12-07 23:00 | 12 | 22 | 6 | 0 | 0 | 0 | 0.90158 | 1.8032 | 0 | 20.3125 | 10.5647 | 17.0341 | 17.0341 | 36.6268 | 0 | 0 | 2024: 36.6268; 2025: 0; 2026: 0; 2027: 0; 2028: 0; 2029: 0; 2030: 1.8032; 2031: 0; 2032: 0; 2033: 36.6268; 2034: 0; 2035: 0; 2036: 0; 2039: 0; 2040: 0
2018-12-08 | 12 | 23 | 6 | 0 | 0 | 0 | 0.81911 | 1.6382 | 0 | 20.3125 | 10.5647 | 17.0341 | 17.0341 | 33.2763 | 0 | 0 | 2024: 33.2763; 2025: 0; 2026: 0; 2027: 0; 2028: 0; 2029: 0; 2030: 1.6382; 2031: 0; 2032: 0; 2033: 33.2763; 2034: 0; 2035: 0; 2036: 0; 2039: 0; 2040: 0
2018-12-08 01:00 | 12 | 0 | 7 | 0 | 0 | 0 | 0.73383 | 1.4677 | 0 | 20.3125 | 10.5647 | 17.0341 | 17.0341 | 29.8119 | 0 | 0 | 2024: 29.8119; 2025: 0; 2026: 0; 2027: 0; 2028: 0; 2029: 0; 2030: 1.4677; 2031: 0; 2032: 0; 2033: 29.8119; 2034: 0; 2035: 0; 2036: 0; 2039: 0; 2040: 0
2018-12-08 02:00 | 12 | 1 | 7 | 0 | 0 | 0 | 0.74286 | 1.4857 | 0 | 20.3125 | 10.5647 | 17.0341 | 17.0341 | 30.1786 | 0 | 0 | 2024: 30.1786; 2025: 0; 2026: 0; 2027: 0; 2028: 0; 2029: 0; 2030: 1.4857; 2031: 0; 2032: 0; 2033: 30.1786; 2034: 0; 2035: 0; 2036: 0; 2039: 0; 2040: 0
2018-12-08 03:00 | 12 | 2 | 7 | 0 | 0 | 0 | 0.75414 | 1.5083 | 0 | 20.3125 | 10.5647 | 17.0341 | 17.0341 | 30.6371 | 0 | 0 | 2024: 30.6371; 2025: 0; 2026: 0; 2027: 0; 2028: 0; 2029: 0; 2030: 1.5083; 2031: 0; 2032: 0; 2033: 30.6371; 2034: 0; 2035: 0; 2036: 0; 2039: 0; 2040: 0
2018-12-08 04:00 | 12 | 3 | 7 | 0 | 0 | 0 | 0.78146 | 1.5629 | 0 | 20.3125 | 10.5647 | 17.0341 | 17.0341 | 31.7467 | 0 | 0 | 2024: 31.7467; 2025: 0; 2026: 0; 2027: 0; 2028: 0; 2029: 0; 2030: 1.5629; 2031: 0; 2032: 0; 2033: 31.7467; 2034: 0; 2035: 0; 2036: 0; 2039: 0; 2040: 0
2018-12-08 05:00 | 12 | 4 | 7 | 0 | 0 | 0 | 0.78329 | 1.5666 | 0 | 20.3125 | 10.5647 | 17.0341 | 17.0341 | 31.8211 | 0 | 0 | 2024: 31.8211; 2025: 0; 2026: 0; 2027: 0; 2028: 0; 2029: 0; 2030: 1.5666; 2031: 0; 2032: 0; 2033: 31.8211; 2034: 0; 2035: 0; 2036: 0; 2039: 0; 2040: 0
2018-12-08 06:00 | 12 | 5 | 7 | 0 | 0 | 0 | 0.86166 | 1.7233 | 0 | 20.3125 | 10.5647 | 17.0341 | 17.0341 | 35.0048 | 0 | 0 | 2024: 35.0048; 2025: 0; 2026: 0; 2027: 0; 2028: 0; 2029: 0; 2030: 1.7233; 2031: 0; 2032: 0; 2033: 35.0048; 2034: 0; 2035: 0; 2036: 0; 2039: 0; 2040: 0
2018-12-08 07:00 | 12 | 6 | 7 | 0 | 0 | 0 | 1.0072 | 2.0145 | 0 | 20.3125 | 10.5647 | 17.0341 | 17.0341 | 40.9187 | 0 | 0 | 2024: 40.9187; 2025: 0; 2026: 0; 2027: 0; 2028: 0; 2029: 0; 2030: 2.0145; 2031: 0; 2032: 0; 2033: 40.9187; 2034: 0; 2035: 0; 2036: 0; 2039: 0; 2040: 0
2018-12-08 08:00 | 12 | 7 | 7 | 0 | 0 | 0.11649 | 1.1478 | 2.2955 | 0.93194 | 20.3125 | 10.5647 | 17.0341 | 17.0341 | 46.6276 | 0.93194 | 0 | 2024: 27.6977; 2025: 18.93; 2026: 0; 2027: 15.8747; 2028: 0; 2029: 0; 2030: 1.3636; 2031: 0; 2032: 0; 2033: 27.6977; 2034: 18.93; 2035: 0; 2036: 15.8747; 2039: 0.11649; 2040: 0.048143
2018-12-08 09:00 | 12 | 8 | 7 | 0 | 0 | 0.19136 | 1.2356 | 2.4711 | 1.5309 | 20.3125 | 10.5647 | 17.0341 | 17.0341 | 50.1947 | 1.5309 | 0 | 2024: 19.0987; 2025: 31.096; 2026: 0; 2027: 26.0772; 2028: 0; 2029: 0; 2030: 0.94025; 2031: 0; 2032: 0; 2033: 19.0987; 2034: 31.096; 2035: 0; 2036: 26.0772; 2039: 0.19136; 2040: 0.16178
2018-12-08 10:00 | 12 | 9 | 7 | 0 | 0 | 0.24119 | 1.2837 | 2.5674 | 1.9295 | 20.3125 | 10.5647 | 17.0341 | 17.0341 | 52.1513 | 1.9295 | 0 | 2024: 12.9578; 2025: 39.1935; 2026: 0; 2027: 32.8679; 2028: 0; 2029: 0; 2030: 0.63792; 2031: 0; 2032: 0; 2033: 12.9578; 2034: 39.1935; 2035: 0; 2036: 32.8679; 2039: 0.24119; 2040: 0.20505
2018-12-08 11:00 | 12 | 10 | 7 | 0 | 0 | 0.35953 | 1.2567 | 2.5133 | 2.8762 | 20.3125 | 10.5647 | 17.0341 | 17.0341 | 51.0524 | 2.5133 | 0.36288 | 2024: 0; 2025: 51.0524; 2026: 3.8337; 2027: 48.994; 2028: 0.36288; 2029: 0.36288; 2030: 0; 2031: 0; 2032: 0; 2033: 0; 2034: 51.0524; 2035: 0; 2036: 48.994; 2039: 0.35953; 2040: 0.20647
2018-12-08 12:00 | 12 | 11 | 7 | 0 | 0 | 0.46628 | 1.1589 | 2.3179 | 3.7302 | 20.3125 | 10.5647 | 17.0341 | 17.0341 | 47.0815 | 2.3179 | 1.4124 | 2024: 0; 2025: 47.0815; 2026: 14.9211; 2027: 63.5409; 2028: 1.4124; 2029: 1.7752; 2030: 0; 2031: 0; 2032: 0; 2033: 0; 2034: 47.0815; 2035: 0; 2036: 63.5409; 2039: 0.46628; 2040: 0.23936
2018-12-08 13:00 | 12 | 12 | 7 | 0 | 0 | 0.32438 | 1.0603 | 2.1206 | 2.595 | 20.3125 | 10.5647 | 17.0341 | 17.0341 | 43.0749 | 2.1206 | 0.47442 | 2024: 0; 2025: 43.0749; 2026: 5.0121; 2027: 44.2041; 2028: 0.47442; 2029: 2.2496; 2030: 0; 2031: 0; 2032: 0; 2033: 0; 2034: 43.0749; 2035: 0; 2036: 44.2041; 2039: 0.32438; 2040: 0.21572
2018-12-08 14:00 | 12 | 13 | 7 | 0 | 0 | 0.25564 | 0.98783 | 1.9757 | 2.0451 | 20.3125 | 10.5647 | 17.0341 | 17.0341 | 40.1306 | 1.9757 | 0.069451 | 2024: 0; 2025: 40.1306; 2026: 0.73373; 2027: 34.8367; 2028: 0.069451; 2029: 2.3191; 2030: 0; 2031: 0; 2032: 0; 2033: 0; 2034: 40.1306; 2035: 0; 2036: 34.8367; 2039: 0.25564; 2040: 0.14925
2018-12-08 15:00 | 12 | 14 | 7 | 0 | 0 | 0.18965 | 1.0699 | 2.1399 | 1.5172 | 20.3125 | 10.5647 | 17.0341 | 17.0341 | 43.4659 | 1.5172 | 0 | 2024: 12.6475; 2025: 30.8185; 2026: 0; 2027: 25.8445; 2028: 0; 2029: 2.3191; 2030: 0.62265; 2031: 0.62265; 2032: 0; 2033: 0; 2034: 43.4659; 2035: 0; 2036: 25.8445; 2039: 0.18965; 2040: 0.14382
2018-12-08 16:00 | 12 | 15 | 7 | 0 | 1 | 0.030925 | 1.2666 | 2.5333 | 0.2474 | 21.7915 | 12.0437 | 17.0341 | 17.0341 | 55.2038 | 0.2474 | 0 | 2024: 49.8126; 2025: 5.3912; 2026: 0; 2027: 4.2143; 2028: 0; 2029: 1.6423; 2030: 2.2859; 2031: 1.5109; 2032: 0; 2033: 16.8873; 2034: 38.3165; 2035: 0; 2036: 4.2143; 2039: 0.030925; 2040: 0.026745
2018-12-08 17:00 | 12 | 16 | 7 | 0 | 1 | 0 | 1.3937 | 2.7875 | 0 | 21.7915 | 12.0437 | 17.0341 | 17.0341 | 60.7434 | 0 | 0 | 2024: 60.7434; 2025: 0; 2026: 0; 2027: 0; 2028: 0; 2029: 0; 2030: 2.7875; 2031: 0; 2032: 0; 2033: 60.7434; 2034: 0; 2035: 0; 2036: 0; 2039: 0; 2040: 0
2018-12-08 18:00 | 12 | 17 | 7 | 0 | 1 | 0 | 1.519 | 3.038 | 0 | 21.7915 | 12.0437 | 17.0341 | 17.0341 | 66.202 | 0 | 0 | 2024: 66.202; 2025: 0; 2026: 0; 2027: 0; 2028: 0; 2029: 0; 2030: 3.038; 2031: 0; 2032: 0; 2033: 66.202; 2034: 0; 2035: 0; 2036: 0; 2039: 0; 2040: 0
2018-12-08 19:00 | 12 | 18 | 7 | 0 | 1 | 0 | 1.5047 | 3.0094 | 0 | 21.7915 | 12.0437 | 17.0341 | 17.0341 | 65.58 | 0 | 0 | 2024: 65.58; 2025: 0; 2026: 0; 2027: 0; 2028: 0; 2029: 0; 2030: 3.0094; 2031: 0; 2032: 0; 2033: 65.58; 2034: 0; 2035: 0; 2036: 0; 2039: 0; 2040: 0
2018-12-08 20:00 | 12 | 19 | 7 | 0 | 0 | 0 | 1.4992 | 2.9984 | 0 | 20.3125 | 10.5647 | 17.0341 | 17.0341 | 60.9053 | 0 | 0 | 2024: 60.9053; 2025: 0; 2026: 0; 2027: 0; 2028: 0; 2029: 0; 2030: 2.9984; 2031: 0; 2032: 0; 2033: 60.9053; 2034: 0; 2035: 0; 2036: 0; 2039: 0; 2040: 0
2018-12-08 21:00 | 12 | 20 | 7 | 0 | 0 | 0 | 1.4031 | 2.8062 | 0 | 20.3125 | 10.5647 | 17.0341 | 17.0341 | 57.0014 | 0 | 0 | 2024: 57.0014; 2025: 0; 2026: 0; 2027: 0; 2028: 0; 2029: 0; 2030: 2.8062; 2031: 0; 2032: 0; 2033: 57.0014; 2034: 0; 2035: 0; 2036: 0; 2039: 0; 2040: 0
2018-12-08 22:00 | 12 | 21 | 7 | 0 | 0 | 0 | 1.1895 | 2.3791 | 0 | 20.3125 | 10.5647 | 17.0341 | 17.0341 | 48.3246 | 0 | 0 | 2024: 48.3246; 2025: 0; 2026: 0; 2027: 0; 2028: 0; 2029: 0; 2030: 2.3791; 2031: 0; 2032: 0; 2033: 48.3246; 2034: 0; 2035: 0; 2036: 0; 2039: 0; 2040: 0
2018-12-08 23:00 | 12 | 22 | 7 | 0 | 0 | 0 | 0.94276 | 1.8855 | 0 | 20.3125 | 10.5647 | 17.0341 | 17.0341 | 38.2997 | 0 | 0 | 2024: 38.2997; 2025: 0; 2026: 0; 2027: 0; 2028: 0; 2029: 0; 2030: 1.8855; 2031: 0; 2032: 0; 2033: 38.2997; 2034: 0; 2035: 0; 2036: 0; 2039: 0; 2040: 0
2018-12-09 | 12 | 23 | 7 | 0 | 0 | 0 | 0.8482 | 1.6964 | 0 | 20.3125 | 10.5647 | 17.0341 | 17.0341 | 34.4582 | 0 | 0 | 2024: 34.4582; 2025: 0; 2026: 0; 2027: 0; 2028: 0; 2029: 0; 2030: 1.6964; 2031: 0; 2032: 0; 2033: 34.4582; 2034: 0; 2035: 0; 2036: 0; 2039: 0; 2040: 0
2018-12-09 01:00 | 12 | 0 | 1 | 0 | 0 | 0 | 0.81125 | 1.6225 | 0 | 20.3125 | 10.5647 | 17.0341 | 17.0341 | 32.957 | 0 | 0 | 2024: 32.957; 2025: 0; 2026: 0; 2027: 0; 2028: 0; 2029: 0; 2030: 1.6225; 2031: 0; 2032: 0; 2033: 32.957; 2034: 0; 2035: 0; 2036: 0; 2039: 0; 2040: 0
2018-12-09 02:00 | 12 | 1 | 1 | 0 | 0 | 0 | 0.81366 | 1.6273 | 0 | 20.3125 | 10.5647 | 17.0341 | 17.0341 | 33.0549 | 0 | 0 | 2024: 33.0549; 2025: 0; 2026: 0; 2027: 0; 2028: 0; 2029: 0; 2030: 1.6273; 2031: 0; 2032: 0; 2033: 33.0549; 2034: 0; 2035: 0; 2036: 0; 2039: 0; 2040: 0
2018-12-09 03:00 | 12 | 2 | 1 | 0 | 0 | 0 | 0.8304 | 1.6608 | 0 | 20.3125 | 10.5647 | 17.0341 | 17.0341 | 33.735 | 0 | 0 | 2024: 33.735; 2025: 0; 2026: 0; 2027: 0; 2028: 0; 2029: 0; 2030: 1.6608; 2031: 0; 2032: 0; 2033: 33.735; 2034: 0; 2035: 0; 2036: 0; 2039: 0; 2040: 0
2018-12-09 04:00 | 12 | 3 | 1 | 0 | 0 | 0 | 0.89883 | 1.7977 | 0 | 20.3125 | 10.5647 | 17.0341 | 17.0341 | 36.515 | 0 | 0 | 2024: 36.515; 2025: 0; 2026: 0; 2027: 0; 2028: 0; 2029: 0; 2030: 1.7977; 2031: 0; 2032: 0; 2033: 36.515; 2034: 0; 2035: 0; 2036: 0; 2039: 0; 2040: 0
2018-12-09 05:00 | 12 | 4 | 1 | 0 | 0 | 0 | 0.92117 | 1.8423 | 0 | 20.3125 | 10.5647 | 17.0341 | 17.0341 | 37.4226 | 0 | 0 | 2024: 37.4226; 2025: 0; 2026: 0; 2027: 0; 2028: 0; 2029: 0; 2030: 1.8423; 2031: 0; 2032: 0; 2033: 37.4226; 2034: 0; 2035: 0; 2036: 0; 2039: 0; 2040: 0
2018-12-09 06:00 | 12 | 5 | 1 | 0 | 0 | 0 | 1.0301 | 2.0602 | 0 | 20.3125 | 10.5647 | 17.0341 | 17.0341 | 41.8475 | 0 | 0 | 2024: 41.8475; 2025: 0; 2026: 0; 2027: 0; 2028: 0; 2029: 0; 2030: 2.0602; 2031: 0; 2032: 0; 2033: 41.8475; 2034: 0; 2035: 0; 2036: 0; 2039: 0; 2040: 0
2018-12-09 07:00 | 12 | 6 | 1 | 0 | 0 | 0 | 1.1851 | 2.3703 | 0 | 20.3125 | 10.5647 | 17.0341 | 17.0341 | 48.1464 | 0 | 0 | 2024: 48.1464; 2025: 0; 2026: 0; 2027: 0; 2028: 0; 2029: 0; 2030: 2.3703; 2031: 0; 2032: 0; 2033: 48.1464; 2034: 0; 2035: 0; 2036: 0; 2039: 0; 2040: 0
2018-12-09 08:00 | 12 | 7 | 1 | 0 | 0 | 0.0099676 | 1.293 | 2.586 | 0.079741 | 20.3125 | 10.5647 | 17.0341 | 17.0341 | 52.5289 | 0.079741 | 0 | 2024: 50.9092; 2025: 1.6197; 2026: 0; 2027: 1.3583; 2028: 0; 2029: 0; 2030: 2.5063; 2031: 0; 2032: 0; 2033: 50.9092; 2034: 1.6197; 2035: 0; 2036: 1.3583; 2039: 0.0099676; 2040: 0.026003
2018-12-09 09:00 | 12 | 8 | 1 | 0 | 0 | 0.046511 | 1.2782 | 2.5564 | 0.37209 | 20.3125 | 10.5647 | 17.0341 | 17.0341 | 51.9261 | 0.37209 | 0 | 2024: 44.3681; 2025: 7.558; 2026: 0; 2027: 6.3382; 2028: 0; 2029: 0; 2030: 2.1843; 2031: 0; 2032: 0; 2033: 44.3681; 2034: 7.558; 2035: 0; 2036: 6.3382; 2039: 0.046511; 2040: 0.10225
2018-12-09 10:00 | 12 | 9 | 1 | 0 | 0 | 0.063437 | 1.2077 | 2.4154 | 0.5075 | 20.3125 | 10.5647 | 17.0341 | 17.0341 | 49.0625 | 0.5075 | 0 | 2024: 38.754; 2025: 10.3085; 2026: 0; 2027: 8.6447; 2028: 0; 2029: 0; 2030: 1.9079; 2031: 0; 2032: 0; 2033: 38.754; 2034: 10.3085; 2035: 0; 2036: 8.6447; 2039: 0.063437; 2040: 0.04441
2018-12-09 11:00 | 12 | 10 | 1 | 0 | 0 | 0.03339 | 1.1428 | 2.2857 | 0.26712 | 20.3125 | 10.5647 | 17.0341 | 17.0341 | 46.4275 | 0.26712 | 0 | 2024: 41.0016; 2025: 5.4259; 2026: 0; 2027: 4.5501; 2028: 0; 2029: 0; 2030: 2.0185; 2031: 0; 2032: 0; 2033: 41.0016; 2034: 5.4259; 2035: 0; 2036: 4.5501; 2039: 0.03339; 2040: 0.10964
2018-12-09 12:00 | 12 | 11 | 1 | 0 | 0 | 0.19647 | 1.1289 | 2.2577 | 1.5717 | 20.3125 | 10.5647 | 17.0341 | 17.0341 | 45.8597 | 1.5717 | 0 | 2024: 13.9341; 2025: 31.9256; 2026: 0; 2027: 26.7729; 2028: 0; 2029: 0; 2030: 0.68599; 2031: 0; 2032: 0; 2033: 13.9341; 2034: 31.9256; 2035: 0; 2036: 26.7729; 2039: 0.19647; 2040: 0.090485
2018-12-09 13:00 | 12 | 12 | 1 | 0 | 0 | 0.18119 | 1.0294 | 2.0589 | 1.4495 | 20.3125 | 10.5647 | 17.0341 | 17.0341 | 41.8208 | 1.4495 | 0 | 2024: 12.3769; 2025: 29.4439; 2026: 0; 2027: 24.6917; 2028: 0; 2029: 0; 2030: 0.60933; 2031: 0; 2032: 0; 2033: 12.3769; 2034: 29.4439; 2035: 0; 2036: 24.6917; 2039: 0.18119; 2040: 0.044681
2018-12-09 14:00 | 12 | 13 | 1 | 0 | 0 | 0.098218 | 0.99653 | 1.9931 | 0.78574 | 20.3125 | 10.5647 | 17.0341 | 17.0341 | 40.484 | 0.78574 | 0 | 2024: 24.5235; 2025: 15.9604; 2026: 0; 2027: 13.3845; 2028: 0; 2029: 0; 2030: 1.2073; 2031: 0; 2032: 0; 2033: 24.5235; 2034: 15.9604; 2035: 0; 2036: 13.3845; 2039: 0.098218; 2040: 0.036324
2018-12-09 15:00 | 12 | 14 | 1 | 0 | 0 | 0.055475 | 0.9727 | 1.9454 | 0.4438 | 20.3125 | 10.5647 | 17.0341 | 17.0341 | 39.5158 | 0.4438 | 0 | 2024: 30.5011; 2025: 9.0147; 2026: 0; 2027: 7.5597; 2028: 0; 2029: 0; 2030: 1.5016; 2031: 0; 2032: 0; 2033: 30.5011; 2034: 9.0147; 2035: 0; 2036: 7.5597; 2039: 0.055475; 2040: 0.10755
2018-12-09 16:00 | 12 | 15 | 1 | 0 | 1 | 0.051256 | 1.1097 | 2.2194 | 0.41004 | 21.7915 | 12.0437 | 17.0341 | 17.0341 | 48.3629 | 0.41004 | 0 | 2024: 39.4274; 2025: 8.9355; 2026: 0; 2027: 6.9848; 2028: 0; 2029: 0; 2030: 1.8093; 2031: 0; 2032: 0; 2033: 39.4274; 2034: 8.9355; 2035: 0; 2036: 6.9848; 2039: 0.051256; 2040: 0.018295
2018-12-09 17:00 | 12 | 16 | 1 | 0 | 1 | 0 | 1.2935 | 2.5869 | 0 | 21.7915 | 12.0437 | 17.0341 | 17.0341 | 56.3733 | 0 | 0 | 2024: 56.3733; 2025: 0; 2026: 0; 2027: 0; 2028: 0; 2029: 0; 2030: 2.5869; 2031: 0; 2032: 0; 2033: 56.3733; 2034: 0; 2035: 0; 2036: 0; 2039: 0; 2040: 0
2018-12-09 18:00 | 12 | 17 | 1 | 0 | 1 | 0 | 1.4153 | 2.8307 | 0 | 21.7915 | 12.0437 | 17.0341 | 17.0341 | 61.6842 | 0 | 0 | 2024: 61.6842; 2025: 0; 2026: 0; 2027: 0; 2028: 0; 2029: 0; 2030: 2.8307; 2031: 0; 2032: 0; 2033: 61.6842; 2034: 0; 2035: 0; 2036: 0; 2039: 0; 2040: 0
2018-12-09 19:00 | 12 | 18 | 1 | 0 | 1 | 0 | 1.5054 | 3.0107 | 0 | 21.7915 | 12.0437 | 17.0341 | 17.0341 | 65.6079 | 0 | 0 | 2024: 65.6079; 2025: 0; 2026: 0; 2027: 0; 2028: 0; 2029: 0; 2030: 3.0107; 2031: 0; 2032: 0; 2033: 65.6079; 2034: 0; 2035: 0; 2036: 0; 2039: 0; 2040: 0
2018-12-09 20:00 | 12 | 19 | 1 | 0 | 0 | 0 | 1.5269 | 3.0538 | 0 | 20.3125 | 10.5647 | 17.0341 | 17.0341 | 62.0295 | 0 | 0 | 2024: 62.0295; 2025: 0; 2026: 0; 2027: 0; 2028: 0; 2029: 0; 2030: 3.0538; 2031: 0; 2032: 0; 2033: 62.0295; 2034: 0; 2035: 0; 2036: 0; 2039: 0; 2040: 0
2018-12-09 21:00 | 12 | 20 | 1 | 0 | 0 | 0 | 1.3537 | 2.7074 | 0 | 20.3125 | 10.5647 | 17.0341 | 17.0341 | 54.9944 | 0 | 0 | 2024: 54.9944; 2025: 0; 2026: 0; 2027: 0; 2028: 0; 2029: 0; 2030: 2.7074; 2031: 0; 2032: 0; 2033: 54.9944; 2034: 0; 2035: 0; 2036: 0; 2039: 0; 2040: 0
2018-12-09 22:00 | 12 | 21 | 1 | 0 | 0 | 0 | 1.1583 | 2.3166 | 0 | 20.3125 | 10.5647 | 17.0341 | 17.0341 | 47.0563 | 0 | 0 | 2024: 47.0563; 2025: 0; 2026: 0; 2027: 0; 2028: 0; 2029: 0; 2030: 2.3166; 2031: 0; 2032: 0; 2033: 47.0563; 2034: 0; 2035: 0; 2036: 0; 2039: 0; 2040: 0
2018-12-09 23:00 | 12 | 22 | 1 | 0 | 0 | 0 | 0.99843 | 1.9969 | 0 | 20.3125 | 10.5647 | 17.0341 | 17.0341 | 40.5613 | 0 | 0 | 2024: 40.5613; 2025: 0; 2026: 0; 2027: 0; 2028: 0; 2029: 0; 2030: 1.9969; 2031: 0; 2032: 0; 2033: 40.5613; 2034: 0; 2035: 0; 2036: 0; 2039: 0; 2040: 0
2018-12-10 | 12 | 23 | 1 | 0 | 0 | 0 | 0.89164 | 1.7833 | 0 | 20.3125 | 10.5647 | 17.0341 | 17.0341 | 36.2228 | 0 | 0 | 2024: 36.2228; 2025: 0; 2026: 0; 2027: 0; 2028: 0; 2029: 0; 2030: 1.7833; 2031: 0; 2032: 0; 2033: 36.2228; 2034: 0; 2035: 0; 2036: 0; 2039: 0; 2040: 0
2018-12-10 01:00 | 12 | 0 | 2 | 0 | 0 | 0 | 0.84114 | 1.6823 | 0 | 20.3125 | 10.5647 | 17.0341 | 17.0341 | 34.1714 | 0 | 0 | 2024: 34.1714; 2025: 0; 2026: 0; 2027: 0; 2028: 0; 2029: 0; 2030: 1.6823; 2031: 0; 2032: 0; 2033: 34.1714; 2034: 0; 2035: 0; 2036: 0; 2039: 0; 2040: 0
2018-12-10 02:00 | 12 | 1 | 2 | 0 | 0 | 0 | 0.83088 | 1.6618 | 0 | 20.3125 | 10.5647 | 17.0341 | 17.0341 | 33.7547 | 0 | 0 | 2024: 33.7547; 2025: 0; 2026: 0; 2027: 0; 2028: 0; 2029: 0; 2030: 1.6618; 2031: 0; 2032: 0; 2033: 33.7547; 2034: 0; 2035: 0; 2036: 0; 2039: 0; 2040: 0
2018-12-10 03:00 | 12 | 2 | 2 | 0 | 0 | 0 | 0.85199 | 1.704 | 0 | 20.3125 | 10.5647 | 17.0341 | 17.0341 | 34.6123 | 0 | 0 | 2024: 34.6123; 2025: 0; 2026: 0; 2027: 0; 2028: 0; 2029: 0; 2030: 1.704; 2031: 0; 2032: 0; 2033: 34.6123; 2034: 0; 2035: 0; 2036: 0; 2039: 0; 2040: 0
2018-12-10 04:00 | 12 | 3 | 2 | 0 | 0 | 0 | 0.88679 | 1.7736 | 0 | 20.3125 | 10.5647 | 17.0341 | 17.0341 | 36.0259 | 0 | 0 | 2024: 36.0259; 2025: 0; 2026: 0; 2027: 0; 2028: 0; 2029: 0; 2030: 1.7736; 2031: 0; 2032: 0; 2033: 36.0259; 2034: 0; 2035: 0; 2036: 0; 2039: 0; 2040: 0
2018-12-10 05:00 | 12 | 4 | 2 | 0 | 0 | 0 | 0.93666 | 1.8733 | 0 | 20.3125 | 10.5647 | 17.0341 | 17.0341 | 38.0517 | 0 | 0 | 2024: 38.0517; 2025: 0; 2026: 0; 2027: 0; 2028: 0; 2029: 0; 2030: 1.8733; 2031: 0; 2032: 0; 2033: 38.0517; 2034: 0; 2035: 0; 2036: 0; 2039: 0; 2040: 0
2018-12-10 06:00 | 12 | 5 | 2 | 0 | 0 | 0 | 1.1478 | 2.2956 | 0 | 20.3125 | 10.5647 | 17.0341 | 17.0341 | 46.6294 | 0 | 0 | 2024: 46.6294; 2025: 0; 2026: 0; 2027: 0; 2028: 0; 2029: 0; 2030: 2.2956; 2031: 0; 2032: 0; 2033: 46.6294; 2034: 0; 2035: 0; 2036: 0; 2039: 0; 2040: 0
2018-12-10 07:00 | 12 | 6 | 2 | 0 | 0 | 0 | 1.3028 | 2.6056 | 0 | 20.3125 | 10.5647 | 17.0341 | 17.0341 | 52.926 | 0 | 0 | 2024: 52.926; 2025: 0; 2026: 0; 2027: 0; 2028: 0; 2029: 0; 2030: 2.6056; 2031: 0; 2032: 0; 2033: 52.926; 2034: 0; 2035: 0; 2036: 0; 2039: 0; 2040: 0
2018-12-10 08:00 | 12 | 7 | 2 | 0 | 0 | 0.11853 | 1.3276 | 2.6551 | 0.94822 | 20.3125 | 10.5647 | 17.0341 | 17.0341 | 53.9325 | 0.94822 | 0 | 2024: 34.6719; 2025: 19.2606; 2026: 0; 2027: 16.152; 2028: 0; 2029: 0; 2030: 1.7069; 2031: 0; 2032: 0; 2033: 34.6719; 2034: 19.2606; 2035: 0; 2036: 16.152; 2039: 0.11853; 2040: 0.0063223
2018-12-10 09:00 | 12 | 8 | 2 | 0 | 0 | 0.33737 | 1.278 | 2.556 | 2.699 | 20.3125 | 10.5647 | 17.0341 | 17.0341 | 51.9185 | 2.556 | 0.14297 | 2024: 0; 2025: 51.9185; 2026: 1.5104; 2027: 45.9743; 2028: 0.14297; 2029: 0.14297; 2030: 0; 2031: 0; 2032: 0; 2033: 0; 2034: 51.9185; 2035: 0; 2036: 45.9743; 2039: 0.33737; 2040: 0.032657
2018-12-10 10:00 | 12 | 9 | 2 | 0 | 0 | 0.48867 | 1.175 | 2.3499 | 3.9094 | 20.3125 | 10.5647 | 17.0341 | 17.0341 | 47.7331 | 2.3499 | 1.5594 | 2024: 0; 2025: 47.7331; 2026: 16.4748; 2027: 66.5925; 2028: 1.5594; 2029: 1.7024; 2030: 0; 2031: 0; 2032: 0; 2033: 0; 2034: 47.7331; 2035: 0; 2036: 66.5925; 2039: 0.48867; 2040: 0.081502
2018-12-10 11:00 | 12 | 10 | 2 | 0 | 0 | 0.57506 | 1.1693 | 2.3386 | 4.6005 | 20.3125 | 10.5647 | 17.0341 | 17.0341 | 47.5034 | 2.3386 | 2.2618 | 2024: 0; 2025: 47.5034; 2026: 23.8958; 2027: 78.3651; 2028: 2.2618; 2029: 3.9642; 2030: 0; 2031: 0; 2032: 0; 2033: 0; 2034: 47.5034; 2035: 0; 2036: 78.3651; 2039: 0.57506; 2040: 0.051726
2018-12-10 12:00 | 12 | 11 | 2 | 0 | 0 | 0.59615 | 1.0518 | 2.1036 | 4.7692 | 20.3125 | 10.5647 | 17.0341 | 17.0341 | 42.7298 | 2.1036 | 2.6656 | 2024: 0; 2025: 42.7298; 2026: 28.161; 2027: 81.2391; 2028: 2.6656; 2029: 6.6298; 2030: 0; 2031: 0; 2032: 0; 2033: 0; 2034: 42.7298; 2035: 0; 2036: 81.2391; 2039: 0.59615; 2040: 0.080573
2018-12-10 13:00 | 12 | 12 | 2 | 0 | 0 | 0.56147 | 0.97416 | 1.9483 | 4.4918 | 20.3125 | 10.5647 | 17.0341 | 17.0341 | 39.5754 | 1.9483 | 2.5435 | 2024: 0; 2025: 39.5754; 2026: 26.8711; 2027: 76.514; 2028: 2.5435; 2029: 9.1733; 2030: 0; 2031: 0; 2032: 0; 2033: 0; 2034: 39.5754; 2035: 0; 2036: 76.514; 2039: 0.56147; 2040: 0.13618
2018-12-10 14:00 | 12 | 13 | 2 | 0 | 0 | 0.47053 | 0.96551 | 1.931 | 3.7642 | 20.3125 | 10.5647 | 17.0341 | 17.0341 | 39.2238 | 1.931 | 1.8332 | 2024: 0; 2025: 39.2238; 2026: 19.3671; 2027: 64.1199; 2028: 1.8332; 2029: 11.0065; 2030: 0; 2031: 0; 2032: 0; 2033: 0; 2034: 39.2238; 2035: 0; 2036: 64.1199; 2039: 0.47053; 2040: 0.098199
2018-12-10 15:00 | 12 | 14 | 2 | 0 | 0 | 0.315 | 0.97673 | 1.9535 | 2.52 | 20.3125 | 10.5647 | 17.0341 | 17.0341 | 39.6796 | 1.9535 | 0.56652 | 2024: 0; 2025: 39.6796; 2026: 5.9851; 2027: 42.9256; 2028: 0.56652; 2029: 11.573; 2030: 0; 2031: 0; 2032: 0; 2033: 0; 2034: 39.6796; 2035: 0; 2036: 42.9256; 2039: 0.315; 2040: 0.039095
2018-12-10 16:00 | 12 | 15 | 2 | 0 | 1 | 0.085465 | 1.1231 | 2.2461 | 0.68372 | 21.7915 | 12.0437 | 17.0341 | 17.0341 | 48.9464 | 0.68372 | 0 | 2024: 34.0471; 2025: 14.8993; 2026: 0; 2027: 11.6466; 2028: 0; 2029: 11.573; 2030: 1.5624; 2031: 1.5624; 2032: 0; 2033: 0; 2034: 48.9464; 2035: 0; 2036: 11.6466; 2039: 0.085465; 2040: 0.028389
2018-12-10 17:00 | 12 | 16 | 2 | 0 | 1 | 0 | 1.287 | 2.5741 | 0 | 21.7915 | 12.0437 | 17.0341 | 17.0341 | 56.0928 | 0 | 0 | 2024: 56.0928; 2025: 0; 2026: 0; 2027: 0; 2028: 0; 2029: 9.8747; 2030: 2.5741; 2031: 2.5741; 2032: 0; 2033: 0; 2034: 56.0928; 2035: 0; 2036: 0; 2039: 0; 2040: 0
2018-12-10 18:00 | 12 | 17 | 2 | 0 | 1 | 0 | 1.5001 | 3.0003 | 0 | 21.7915 | 12.0437 | 17.0341 | 17.0341 | 65.38 | 0 | 0 | 2024: 65.38; 2025: 0; 2026: 0; 2027: 0; 2028: 0; 2029: 7.0768; 2030: 3.0003; 2031: 3.0003; 2032: 0; 2033: 0; 2034: 65.38; 2035: 0; 2036: 0; 2039: 0; 2040: 0
2018-12-10 19:00 | 12 | 18 | 2 | 0 | 1 | 0 | 1.5712 | 3.1423 | 0 | 21.7915 | 12.0437 | 17.0341 | 17.0341 | 68.4754 | 0 | 0 | 2024: 68.4754; 2025: 0; 2026: 0; 2027: 0; 2028: 0; 2029: 3.8157; 2030: 3.1423; 2031: 3.1423; 2032: 0; 2033: 0; 2034: 68.4754; 2035: 0; 2036: 0; 2039: 0; 2040: 0
2018-12-10 20:00 | 12 | 19 | 2 | 0 | 0 | 0 | 1.4738 | 2.9476 | 0 | 20.3125 | 10.5647 | 17.0341 | 17.0341 | 59.8738 | 0 | 0 | 2024: 59.8738; 2025: 0; 2026: 0; 2027: 0; 2028: 0; 2029: 0.40011; 2030: 2.9476; 2031: 0.3681; 2032: 0; 2033: 52.3968; 2034: 7.477; 2035: 0; 2036: 0; 2039: 0; 2040: 0
2018-12-10 21:00 | 12 | 20 | 2 | 0 | 0 | 0 | 1.3966 | 2.7933 | 0 | 20.3125 | 10.5647 | 17.0341 | 17.0341 | 56.7386 | 0 | 0 | 2024: 56.7386; 2025: 0; 2026: 0; 2027: 0; 2028: 0; 2029: 0; 2030: 2.7933; 2031: 0; 2032: 0; 2033: 56.7386; 2034: 0; 2035: 0; 2036: 0; 2039: 0; 2040: 0
2018-12-10 22:00 | 12 | 21 | 2 | 0 | 0 | 0 | 1.2002 | 2.4004 | 0 | 20.3125 | 10.5647 | 17.0341 | 17.0341 | 48.7584 | 0 | 0 | 2024: 48.7584; 2025: 0; 2026: 0; 2027: 0; 2028: 0; 2029: 0; 2030: 2.4004; 2031: 0; 2032: 0; 2033: 48.7584; 2034: 0; 2035: 0; 2036: 0; 2039: 0; 2040: 0
2018-12-10 23:00 | 12 | 22 | 2 | 0 | 0 | 0 | 0.99035 | 1.9807 | 0 | 20.3125 | 10.5647 | 17.0341 | 17.0341 | 40.2329 | 0 | 0 | 2024: 40.2329; 2025: 0; 2026: 0; 2027: 0; 2028: 0; 2029: 0; 2030: 1.9807; 2031: 0; 2032: 0; 2033: 40.2329; 2034: 0; 2035: 0; 2036: 0; 2039: 0; 2040: 0
2018-12-11 | 12 | 23 | 2 | 0 | 0 | 0 | 0.91112 | 1.8222 | 0 | 20.3125 | 10.5647 | 17.0341 | 17.0341 | 37.0143 | 0 | 0 | 2024: 37.0143; 2025: 0; 2026: 0; 2027: 0; 2028: 0; 2029: 0; 2030: 1.8222; 2031: 0; 2032: 0; 2033: 37.0143; 2034: 0; 2035: 0; 2036: 0; 2039: 0; 2040: 0
2018-12-11 01:00 | 12 | 0 | 3 | 0 | 0 | 0 | 0.85591 | 1.7118 | 0 | 20.3125 | 10.5647 | 17.0341 | 17.0341 | 34.7712 | 0 | 0 | 2024: 34.7712; 2025: 0; 2026: 0; 2027: 0; 2028: 0; 2029: 0; 2030: 1.7118; 2031: 0; 2032: 0; 2033: 34.7712; 2034: 0; 2035: 0; 2036: 0; 2039: 0; 2040: 0
2018-12-11 02:00 | 12 | 1 | 3 | 0 | 0 | 0 | 0.86961 | 1.7392 | 0 | 20.3125 | 10.5647 | 17.0341 | 17.0341 | 35.328 | 0 | 0 | 2024: 35.328; 2025: 0; 2026: 0; 2027: 0; 2028: 0; 2029: 0; 2030: 1.7392; 2031: 0; 2032: 0; 2033: 35.328; 2034: 0; 2035: 0; 2036: 0; 2039: 0; 2040: 0
2018-12-11 03:00 | 12 | 2 | 3 | 0 | 0 | 0 | 0.88962 | 1.7792 | 0 | 20.3125 | 10.5647 | 17.0341 | 17.0341 | 36.1409 | 0 | 0 | 2024: 36.1409; 2025: 0; 2026: 0; 2027: 0; 2028: 0; 2029: 0; 2030: 1.7792; 2031: 0; 2032: 0; 2033: 36.1409; 2034: 0; 2035: 0; 2036: 0; 2039: 0; 2040: 0
2018-12-11 04:00 | 12 | 3 | 3 | 0 | 0 | 0 | 0.91183 | 1.8237 | 0 | 20.3125 | 10.5647 | 17.0341 | 17.0341 | 37.0431 | 0 | 0 | 2024: 37.0431; 2025: 0; 2026: 0; 2027: 0; 2028: 0; 2029: 0; 2030: 1.8237; 2031: 0; 2032: 0; 2033: 37.0431; 2034: 0; 2035: 0; 2036: 0; 2039: 0; 2040: 0
2018-12-11 05:00 | 12 | 4 | 3 | 0 | 0 | 0 | 0.99046 | 1.9809 | 0 | 20.3125 | 10.5647 | 17.0341 | 17.0341 | 40.2374 | 0 | 0 | 2024: 40.2374; 2025: 0; 2026: 0; 2027: 0; 2028: 0; 2029: 0; 2030: 1.9809; 2031: 0; 2032: 0; 2033: 40.2374; 2034: 0; 2035: 0; 2036: 0; 2039: 0; 2040: 0
2018-12-11 06:00 | 12 | 5 | 3 | 0 | 0 | 0 | 1.1867 | 2.3735 | 0 | 20.3125 | 10.5647 | 17.0341 | 17.0341 | 48.2114 | 0 | 0 | 2024: 48.2114; 2025: 0; 2026: 0; 2027: 0; 2028: 0; 2029: 0; 2030: 2.3735; 2031: 0; 2032: 0; 2033: 48.2114; 2034: 0; 2035: 0; 2036: 0; 2039: 0; 2040: 0
2018-12-11 07:00 | 12 | 6 | 3 | 0 | 0 | 0 | 1.2868 | 2.5737 | 0 | 20.3125 | 10.5647 | 17.0341 | 17.0341 | 52.2778 | 0 | 0 | 2024: 52.2778; 2025: 0; 2026: 0; 2027: 0; 2028: 0; 2029: 0; 2030: 2.5737; 2031: 0; 2032: 0; 2033: 52.2778; 2034: 0; 2035: 0; 2036: 0; 2039: 0; 2040: 0
2018-12-11 08:00 | 12 | 7 | 3 | 0 | 0 | 0.10042 | 1.3641 | 2.7282 | 0.80334 | 20.3125 | 10.5647 | 17.0341 | 17.0341 | 55.4164 | 0.80334 | 0 | 2024: 39.0986; 2025: 16.3178; 2026: 0; 2027: 13.6841; 2028: 0; 2029: 0; 2030: 1.9249; 2031: 0; 2032: 0; 2033: 39.0986; 2034: 16.3178; 2035: 0; 2036: 13.6841; 2039: 0.10042; 2040: 0.034272
2018-12-11 09:00 | 12 | 8 | 3 | 0 | 0 | 0.31654 | 1.3283 | 2.6565 | 2.5323 | 20.3125 | 10.5647 | 17.0341 | 17.0341 | 53.9607 | 2.5323 | 0 | 2024: 2.5228; 2025: 51.4379; 2026: 0; 2027: 43.136; 2028: 0; 2029: 0; 2030: 0.1242; 2031: 0; 2032: 0; 2033: 2.5228; 2034: 51.4379; 2035: 0; 2036: 43.136; 2039: 0.31654; 2040: 0.14393
2018-12-11 10:00 | 12 | 9 | 3 | 0 | 0 | 0.45762 | 1.2089 | 2.4178 | 3.6609 | 20.3125 | 10.5647 | 17.0341 | 17.0341 | 49.1116 | 2.4178 | 1.2431 | 2024: 0; 2025: 49.1116; 2026: 13.1334; 2027: 62.3609; 2028: 1.2431; 2029: 1.2431; 2030: 0; 2031: 0; 2032: 0; 2033: 0; 2034: 49.1116; 2035: 0; 2036: 62.3609; 2039: 0.45762; 2040: 0.21822
2018-12-11 11:00 | 12 | 10 | 3 | 0 | 0 | 0.54251 | 1.1924 | 2.3849 | 4.34 | 20.3125 | 10.5647 | 17.0341 | 17.0341 | 48.443 | 2.3849 | 1.9552 | 2024: 0; 2025: 48.443; 2026: 20.6557; 2027: 73.9289; 2028: 1.9552; 2029: 3.1983; 2030: 0; 2031: 0; 2032: 0; 2033: 0; 2034: 48.443; 2035: 0; 2036: 73.9289; 2039: 0.54251; 2040: 0.19274
2018-12-11 12:00 | 12 | 11 | 3 | 0 | 0 | 0.56363 | 1.0031 | 2.0063 | 4.509 | 20.3125 | 10.5647 | 17.0341 | 17.0341 | 40.7526 | 2.0063 | 2.5027 | 2024: 0; 2025: 40.7526; 2026: 26.4406; 2027: 76.8071; 2028: 2.5027; 2029: 5.701; 2030: 0; 2031: 0; 2032: 0; 2033: 0; 2034: 40.7526; 2035: 0; 2036: 76.8071; 2039: 0.56363; 2040: 0.2339
2018-12-11 13:00 | 12 | 12 | 3 | 0 | 0 | 0.53592 | 0.91778 | 1.8356 | 4.2873 | 20.3125 | 10.5647 | 17.0341 | 17.0341 | 37.285 | 1.8356 | 2.4518 | 2024: 0; 2025: 37.285; 2026: 25.9021; 2027: 73.0308; 2028: 2.4518; 2029: 8.1528; 2030: 0; 2031: 0; 2032: 0; 2033: 0; 2034: 37.285; 2035: 0; 2036: 73.0308; 2039: 0.53592; 2040: 0.24423
2018-12-11 14:00 | 12 | 13 | 3 | 0 | 0 | 0.44286 | 0.88694 | 1.7739 | 3.5429 | 20.3125 | 10.5647 | 17.0341 | 17.0341 | 36.0318 | 1.7739 | 1.769 | 2024: 0; 2025: 36.0318; 2026: 18.6893; 2027: 60.3503; 2028: 1.769; 2029: 9.9218; 2030: 0; 2031: 0; 2032: 0; 2033: 0; 2034: 36.0318; 2035: 0; 2036: 60.3503; 2039: 0.44286; 2040: 0.23777
2018-12-11 15:00 | 12 | 14 | 3 | 0 | 0 | 0.28846 | 0.89585 | 1.7917 | 2.3077 | 20.3125 | 10.5647 | 17.0341 | 17.0341 | 36.394 | 1.7917 | 0.51599 | 2024: 0; 2025: 36.394; 2026: 5.4513; 2027: 39.3096; 2028: 0.51599; 2029: 10.4378; 2030: 0; 2031: 0; 2032: 0; 2033: 0; 2034: 36.394; 2035: 0; 2036: 39.3096; 2039: 0.28846; 2040: 0.18801
2018-12-11 16:00 | 12 | 15 | 3 | 0 | 1 | 0.069978 | 1.0259 | 2.0518 | 0.55983 | 21.7915 | 12.0437 | 17.0341 | 17.0341 | 44.7116 | 0.55983 | 0 | 2024: 32.5121; 2025: 12.1994; 2026: 0; 2027: 9.5362; 2028: 0; 2029: 10.4378; 2030: 1.492; 2031: 1.492; 2032: 0; 2033: 0; 2034: 44.7116; 2035: 0; 2036: 9.5362; 2039: 0.069978; 2040: 0.046721
2018-12-11 17:00 | 12 | 16 | 3 | 0 | 1 | 0 | 1.2254 | 2.4508 | 0 | 21.7915 | 12.0437 | 17.0341 | 17.0341 | 53.4059 | 0 | 0 | 2024: 53.4059; 2025: 0; 2026: 0; 2027: 0; 2028: 0; 2029: 8.8161; 2030: 2.4508; 2031: 2.4508; 2032: 0; 2033: 0; 2034: 53.4059; 2035: 0; 2036: 0; 2039: 0; 2040: 0
2018-12-11 18:00 | 12 | 17 | 3 | 0 | 1 | 0 | 1.4077 | 2.8154 | 0 | 21.7915 | 12.0437 | 17.0341 | 17.0341 | 61.3526 | 0 | 0 | 2024: 61.3526; 2025: 0; 2026: 0; 2027: 0; 2028: 0; 2029: 6.1522; 2030: 2.8154; 2031: 2.8154; 2032: 0; 2033: 0; 2034: 61.3526; 2035: 0; 2036: 0; 2039: 0; 2040: 0
2018-12-11 19:00 | 12 | 18 | 3 | 0 | 1 | 0 | 1.4304 | 2.8609 | 0 | 21.7915 | 12.0437 | 17.0341 | 17.0341 | 62.3427 | 0 | 0 | 2024: 62.3427; 2025: 0; 2026: 0; 2027: 0; 2028: 0; 2029: 3.0919; 2030: 2.8609; 2031: 2.8446; 2032: 0; 2033: 0.35502; 2034: 61.9876; 2035: 0; 2036: 0; 2039: 0; 2040: 0
2018-12-11 20:00 | 12 | 19 | 3 | 0 | 0 | 0 | 1.4173 | 2.8347 | 0 | 20.3125 | 10.5647 | 17.0341 | 17.0341 | 57.5793 | 0 | 0 | 2024: 57.5793; 2025: 0; 2026: 0; 2027: 0; 2028: 0; 2029: 0; 2030: 2.8347; 2031: 0; 2032: 0; 2033: 57.5793; 2034: 0; 2035: 0; 2036: 0; 2039: 0; 2040: 0
2018-12-11 21:00 | 12 | 20 | 3 | 0 | 0 | 0 | 1.4313 | 2.8625 | 0 | 20.3125 | 10.5647 | 17.0341 | 17.0341 | 58.1447 | 0 | 0 | 2024: 58.1447; 2025: 0; 2026: 0; 2027: 0; 2028: 0; 2029: 0; 2030: 2.8625; 2031: 0; 2032: 0; 2033: 58.1447; 2034: 0; 2035: 0; 2036: 0; 2039: 0; 2040: 0
2018-12-11 22:00 | 12 | 21 | 3 | 0 | 0 | 0 | 1.2585 | 2.5169 | 0 | 20.3125 | 10.5647 | 17.0341 | 17.0341 | 51.125 | 0 | 0 | 2024: 51.125; 2025: 0; 2026: 0; 2027: 0; 2028: 0; 2029: 0; 2030: 2.5169; 2031: 0; 2032: 0; 2033: 51.125; 2034: 0; 2035: 0; 2036: 0; 2039: 0; 2040: 0
2018-12-11 23:00 | 12 | 22 | 3 | 0 | 0 | 0 | 1.0304 | 2.0608 | 0 | 20.3125 | 10.5647 | 17.0341 | 17.0341 | 41.8602 | 0 | 0 | 2024: 41.8602; 2025: 0; 2026: 0; 2027: 0; 2028: 0; 2029: 0; 2030: 2.0608; 2031: 0; 2032: 0; 2033: 41.8602; 2034: 0; 2035: 0; 2036: 0; 2039: 0; 2040: 0
2018-12-12 | 12 | 23 | 3 | 0 | 0 | 0 | 0.925 | 1.85 | 0 | 20.3125 | 10.5647 | 17.0341 | 17.0341 | 37.5779 | 0 | 0 | 2024: 37.5779; 2025: 0; 2026: 0; 2027: 0; 2028: 0; 2029: 0; 2030: 1.85; 2031: 0; 2032: 0; 2033: 37.5779; 2034: 0; 2035: 0; 2036: 0; 2039: 0; 2040: 0
2018-12-12 01:00 | 12 | 0 | 4 | 0 | 0 | 0 | 0.87919 | 1.7584 | 0 | 20.3125 | 10.5647 | 17.0341 | 17.0341 | 35.7173 | 0 | 0 | 2024: 35.7173; 2025: 0; 2026: 0; 2027: 0; 2028: 0; 2029: 0; 2030: 1.7584; 2031: 0; 2032: 0; 2033: 35.7173; 2034: 0; 2035: 0; 2036: 0; 2039: 0; 2040: 0
2018-12-12 02:00 | 12 | 1 | 4 | 0 | 0 | 0 | 0.87489 | 1.7498 | 0 | 20.3125 | 10.5647 | 17.0341 | 17.0341 | 35.5423 | 0 | 0 | 2024: 35.5423; 2025: 0; 2026: 0; 2027: 0; 2028: 0; 2029: 0; 2030: 1.7498; 2031: 0; 2032: 0; 2033: 35.5423; 2034: 0; 2035: 0; 2036: 0; 2039: 0; 2040: 0
2018-12-12 03:00 | 12 | 2 | 4 | 0 | 0 | 0 | 0.92509 | 1.8502 | 0 | 20.3125 | 10.5647 | 17.0341 | 17.0341 | 37.5819 | 0 | 0 | 2024: 37.5819; 2025: 0; 2026: 0; 2027: 0; 2028: 0; 2029: 0; 2030: 1.8502; 2031: 0; 2032: 0; 2033: 37.5819; 2034: 0; 2035: 0; 2036: 0; 2039: 0; 2040: 0
2018-12-12 04:00 | 12 | 3 | 4 | 0 | 0 | 0 | 0.943 | 1.886 | 0 | 20.3125 | 10.5647 | 17.0341 | 17.0341 | 38.3092 | 0 | 0 | 2024: 38.3092; 2025: 0; 2026: 0; 2027: 0; 2028: 0; 2029: 0; 2030: 1.886; 2031: 0; 2032: 0; 2033: 38.3092; 2034: 0; 2035: 0; 2036: 0; 2039: 0; 2040: 0
2018-12-12 05:00 | 12 | 4 | 4 | 0 | 0 | 0 | 1.0552 | 2.1105 | 0 | 20.3125 | 10.5647 | 17.0341 | 17.0341 | 42.8688 | 0 | 0 | 2024: 42.8688; 2025: 0; 2026: 0; 2027: 0; 2028: 0; 2029: 0; 2030: 2.1105; 2031: 0; 2032: 0; 2033: 42.8688; 2034: 0; 2035: 0; 2036: 0; 2039: 0; 2040: 0
2018-12-12 06:00 | 12 | 5 | 4 | 0 | 0 | 0 | 1.1749 | 2.3498 | 0 | 20.3125 | 10.5647 | 17.0341 | 17.0341 | 47.7294 | 0 | 0 | 2024: 47.7294; 2025: 0; 2026: 0; 2027: 0; 2028: 0; 2029: 0; 2030: 2.3498; 2031: 0; 2032: 0; 2033: 47.7294; 2034: 0; 2035: 0; 2036: 0; 2039: 0; 2040: 0
2018-12-12 07:00 | 12 | 6 | 4 | 0 | 0 | 0 | 1.3299 | 2.6598 | 0 | 20.3125 | 10.5647 | 17.0341 | 17.0341 | 54.0272 | 0 | 0 | 2024: 54.0272; 2025: 0; 2026: 0; 2027: 0; 2028: 0; 2029: 0; 2030: 2.6598; 2031: 0; 2032: 0; 2033: 54.0272; 2034: 0; 2035: 0; 2036: 0; 2039: 0; 2040: 0
2018-12-12 08:00 | 12 | 7 | 4 | 0 | 0 | 0.09475 | 1.3571 | 2.7142 | 0.758 | 20.3125 | 10.5647 | 17.0341 | 17.0341 | 55.1331 | 0.758 | 0 | 2024: 39.7362; 2025: 15.3969; 2026: 0; 2027: 12.9119; 2028: 0; 2029: 0; 2030: 1.9562; 2031: 0; 2032: 0; 2033: 39.7362; 2034: 15.3969; 2035: 0; 2036: 12.9119; 2039: 0.09475; 2040: 0.065815
2018-12-12 09:00 | 12 | 8 | 4 | 0 | 0 | 0.30733 | 1.3347 | 2.6693 | 2.4586 | 20.3125 | 10.5647 | 17.0341 | 17.0341 | 54.2209 | 2.4586 | 0 | 2024: 4.2801; 2025: 49.9408; 2026: 0; 2027: 41.8806; 2028: 0; 2029: 0; 2030: 0.21071; 2031: 0; 2032: 0; 2033: 4.2801; 2034: 49.9408; 2035: 0; 2036: 41.8806; 2039: 0.30733; 2040: 0.24092
2018-12-12 10:00 | 12 | 9 | 4 | 0 | 0 | 0.44854 | 1.2584 | 2.5169 | 3.5883 | 20.3125 | 10.5647 | 17.0341 | 17.0341 | 51.1244 | 2.5169 | 1.0714 | 2024: 0; 2025: 51.1244; 2026: 11.3194; 2027: 61.1241; 2028: 1.0714; 2029: 1.0714; 2030: 0; 2031: 0; 2032: 0; 2033: 0; 2034: 51.1244; 2035: 0; 2036: 61.1241; 2039: 0.44854; 2040: 0.35079
2018-12-12 11:00 | 12 | 10 | 4 | 0 | 0 | 0.52645 | 1.1795 | 2.359 | 4.2116 | 20.3125 | 10.5647 | 17.0341 | 17.0341 | 47.9181 | 2.359 | 1.8525 | 2024: 0; 2025: 47.9181; 2026: 19.5716; 2027: 71.7407; 2028: 1.8525; 2029: 2.924; 2030: 0; 2031: 0; 2032: 0; 2033: 0; 2034: 47.9181; 2035: 0; 2036: 71.7407; 2039: 0.52645; 2040: 0.20552
2018-12-12 12:00 | 12 | 11 | 4 | 0 | 0 | 0.55071 | 1.0948 | 2.1896 | 4.4057 | 20.3125 | 10.5647 | 17.0341 | 17.0341 | 44.4765 | 2.1896 | 2.2161 | 2024: 0; 2025: 44.4765; 2026: 23.4125; 2027: 75.0475; 2028: 2.2161; 2029: 5.1401; 2030: 0; 2031: 0; 2032: 0; 2033: 0; 2034: 44.4765; 2035: 0; 2036: 75.0475; 2039: 0.55071; 2040: 0.23769
2018-12-12 13:00 | 12 | 12 | 4 | 0 | 0 | 0.51654 | 0.98641 | 1.9728 | 4.1323 | 20.3125 | 10.5647 | 17.0341 | 17.0341 | 40.073 | 1.9728 | 2.1595 | 2024: 0; 2025: 40.073; 2026: 22.8144; 2027: 70.3904; 2028: 2.1595; 2029: 7.2996; 2030: 0; 2031: 0; 2032: 0; 2033: 0; 2034: 40.073; 2035: 0; 2036: 70.3904; 2039: 0.51654; 2040: 0.33315
2018-12-12 14:00 | 12 | 13 | 4 | 0 | 0 | 0.42626 | 0.92566 | 1.8513 | 3.4101 | 20.3125 | 10.5647 | 17.0341 | 17.0341 | 37.6049 | 1.8513 | 1.5588 | 2024: 0; 2025: 37.6049; 2026: 16.4679; 2027: 58.0878; 2028: 1.5588; 2029: 8.8583; 2030: 0; 2031: 0; 2032: 0; 2033: 0; 2034: 37.6049; 2035: 0; 2036: 58.0878; 2039: 0.42626; 2040: 0.40556
2018-12-12 15:00 | 12 | 14 | 4 | 0 | 0 | 0.2803 | 0.9808 | 1.9616 | 2.2424 | 20.3125 | 10.5647 | 17.0341 | 17.0341 | 39.8448 | 1.9616 | 0.28081 | 2024: 0; 2025: 39.8448; 2026: 2.9667; 2027: 38.1974; 2028: 0.28081; 2029: 9.1391; 2030: 0; 2031: 0; 2032: 0; 2033: 0; 2034: 39.8448; 2035: 0; 2036: 38.1974; 2039: 0.2803; 2040: 0.24102
2018-12-12 16:00 | 12 | 15 | 4 | 0 | 1 | 0.070661 | 1.1542 | 2.3085 | 0.56529 | 21.7915 | 12.0437 | 17.0341 | 17.0341 | 50.3053 | 0.56529 | 0 | 2024: 37.9868; 2025: 12.3185; 2026: 0; 2027: 9.6292; 2028: 0; 2029: 9.1391; 2030: 1.7432; 2031: 1.7432; 2032: 0; 2033: 0; 2034: 50.3053; 2035: 0; 2036: 9.6292; 2039: 0.070661; 2040: 0.054676
2018-12-12 17:00 | 12 | 16 | 4 | 0 | 1 | 0 | 1.3052 | 2.6104 | 0 | 21.7915 | 12.0437 | 17.0341 | 17.0341 | 56.8856 | 0 | 0 | 2024: 56.8856; 2025: 0; 2026: 0; 2027: 0; 2028: 0; 2029: 7.2443; 2030: 2.6104; 2031: 2.6104; 2032: 0; 2033: 0; 2034: 56.8856; 2035: 0; 2036: 0; 2039: 0; 2040: 0
2018-12-12 18:00 | 12 | 17 | 4 | 0 | 1 | 0 | 1.4989 | 2.9977 | 0 | 21.7915 | 12.0437 | 17.0341 | 17.0341 | 65.3253 | 0 | 0 | 2024: 65.3253; 2025: 0; 2026: 0; 2027: 0; 2028: 0; 2029: 4.4069; 2030: 2.9977; 2031: 2.9977; 2032: 0; 2033: 0; 2034: 65.3253; 2035: 0; 2036: 0; 2039: 0; 2040: 0
2018-12-12 19:00 | 12 | 18 | 4 | 0 | 1 | 0 | 1.5328 | 3.0655 | 0 | 21.7915 | 12.0437 | 17.0341 | 17.0341 | 66.8023 | 0 | 0 | 2024: 66.8023; 2025: 0; 2026: 0; 2027: 0; 2028: 0; 2029: 1.1485; 2030: 3.0655; 2031: 1.0566; 2032: 0; 2033: 43.7774; 2034: 23.0249; 2035: 0; 2036: 0; 2039: 0; 2040: 0
2018-12-12 20:00 | 12 | 19 | 4 | 0 | 0 | 0 | 1.4358 | 2.8717 | 0 | 20.3125 | 10.5647 | 17.0341 | 17.0341 | 58.331 | 0 | 0 | 2024: 58.331; 2025: 0; 2026: 0; 2027: 0; 2028: 0; 2029: 0; 2030: 2.8717; 2031: 0; 2032: 0; 2033: 58.331; 2034: 0; 2035: 0; 2036: 0; 2039: 0; 2040: 0
2018-12-12 21:00 | 12 | 20 | 4 | 0 | 0 | 0 | 1.4032 | 2.8064 | 0 | 20.3125 | 10.5647 | 17.0341 | 17.0341 | 57.0056 | 0 | 0 | 2024: 57.0056; 2025: 0; 2026: 0; 2027: 0; 2028: 0; 2029: 0; 2030: 2.8064; 2031: 0; 2032: 0; 2033: 57.0056; 2034: 0; 2035: 0; 2036: 0; 2039: 0; 2040: 0
2018-12-12 22:00 | 12 | 21 | 4 | 0 | 0 | 0 | 1.3245 | 2.649 | 0 | 20.3125 | 10.5647 | 17.0341 | 17.0341 | 53.8073 | 0 | 0 | 2024: 53.8073; 2025: 0; 2026: 0; 2027: 0; 2028: 0; 2029: 0; 2030: 2.649; 2031: 0; 2032: 0; 2033: 53.8073; 2034: 0; 2035: 0; 2036: 0; 2039: 0; 2040: 0
2018-12-12 23:00 | 12 | 22 | 4 | 0 | 0 | 0 | 1.0925 | 2.1851 | 0 | 20.3125 | 10.5647 | 17.0341 | 17.0341 | 44.3838 | 0 | 0 | 2024: 44.3838; 2025: 0; 2026: 0; 2027: 0; 2028: 0; 2029: 0; 2030: 2.1851; 2031: 0; 2032: 0; 2033: 44.3838; 2034: 0; 2035: 0; 2036: 0; 2039: 0; 2040: 0
2018-12-13 | 12 | 23 | 4 | 0 | 0 | 0 | 0.97235 | 1.9447 | 0 | 20.3125 | 10.5647 | 17.0341 | 17.0341 | 39.5016 | 0 | 0 | 2024: 39.5016; 2025: 0; 2026: 0; 2027: 0; 2028: 0; 2029: 0; 2030: 1.9447; 2031: 0; 2032: 0; 2033: 39.5016; 2034: 0; 2035: 0; 2036: 0; 2039: 0; 2040: 0
2018-12-13 01:00 | 12 | 0 | 5 | 0 | 0 | 0 | 0.9184 | 1.8368 | 0 | 20.3125 | 10.5647 | 17.0341 | 17.0341 | 37.3101 | 0 | 0 | 2024: 37.3101; 2025: 0; 2026: 0; 2027: 0; 2028: 0; 2029: 0; 2030: 1.8368; 2031: 0; 2032: 0; 2033: 37.3101; 2034: 0; 2035: 0; 2036: 0; 2039: 0; 2040: 0
2018-12-13 02:00 | 12 | 1 | 5 | 0 | 0 | 0 | 0.94306 | 1.8861 | 0 | 20.3125 | 10.5647 | 17.0341 | 17.0341 | 38.312 | 0 | 0 | 2024: 38.312; 2025: 0; 2026: 0; 2027: 0; 2028: 0; 2029: 0; 2030: 1.8861; 2031: 0; 2032: 0; 2033: 38.312; 2034: 0; 2035: 0; 2036: 0; 2039: 0; 2040: 0
2018-12-13 03:00 | 12 | 2 | 5 | 0 | 0 | 0 | 0.96688 | 1.9338 | 0 | 20.3125 | 10.5647 | 17.0341 | 17.0341 | 39.2796 | 0 | 0 | 2024: 39.2796; 2025: 0; 2026: 0; 2027: 0; 2028: 0; 2029: 0; 2030: 1.9338; 2031: 0; 2032: 0; 2033: 39.2796; 2034: 0; 2035: 0; 2036: 0; 2039: 0; 2040: 0
2018-12-13 04:00 | 12 | 3 | 5 | 0 | 0 | 0 | 1.0362 | 2.0724 | 0 | 20.3125 | 10.5647 | 17.0341 | 17.0341 | 42.0949 | 0 | 0 | 2024: 42.0949; 2025: 0; 2026: 0; 2027: 0; 2028: 0; 2029: 0; 2030: 2.0724; 2031: 0; 2032: 0; 2033: 42.0949; 2034: 0; 2035: 0; 2036: 0; 2039: 0; 2040: 0
2018-12-13 05:00 | 12 | 4 | 5 | 0 | 0 | 0 | 1.0693 | 2.1387 | 0 | 20.3125 | 10.5647 | 17.0341 | 17.0341 | 43.4419 | 0 | 0 | 2024: 43.4419; 2025: 0; 2026: 0; 2027: 0; 2028: 0; 2029: 0; 2030: 2.1387; 2031: 0; 2032: 0; 2033: 43.4419; 2034: 0; 2035: 0; 2036: 0; 2039: 0; 2040: 0
2018-12-13 06:00 | 12 | 5 | 5 | 0 | 0 | 0 | 1.2892 | 2.5783 | 0 | 20.3125 | 10.5647 | 17.0341 | 17.0341 | 52.3721 | 0 | 0 | 2024: 52.3721; 2025: 0; 2026: 0; 2027: 0; 2028: 0; 2029: 0; 2030: 2.5783; 2031: 0; 2032: 0; 2033: 52.3721; 2034: 0; 2035: 0; 2036: 0; 2039: 0; 2040: 0
2018-12-13 07:00 | 12 | 6 | 5 | 0 | 0 | 0 | 1.3211 | 2.6422 | 0 | 20.3125 | 10.5647 | 17.0341 | 17.0341 | 53.6693 | 0 | 0 | 2024: 53.6693; 2025: 0; 2026: 0; 2027: 0; 2028: 0; 2029: 0; 2030: 2.6422; 2031: 0; 2032: 0; 2033: 53.6693; 2034: 0; 2035: 0; 2036: 0; 2039: 0; 2040: 0
2018-12-13 08:00 | 12 | 7 | 5 | 0 | 0 | 0.0098892 | 1.2403 | 2.4805 | 0.079114 | 20.3125 | 10.5647 | 17.0341 | 17.0341 | 50.3861 | 0.079114 | 0 | 2024: 48.7791; 2025: 1.607; 2026: 0; 2027: 1.3476; 2028: 0; 2029: 0; 2030: 2.4014; 2031: 0; 2032: 0; 2033: 48.7791; 2034: 1.607; 2035: 0; 2036: 1.3476; 2039: 0.0098892; 2040: 0.057792
2018-12-13 09:00 | 12 | 8 | 5 | 0 | 0 | 0.03414 | 1.2181 | 2.4361 | 0.27312 | 20.3125 | 10.5647 | 17.0341 | 17.0341 | 49.4838 | 0.27312 | 0 | 2024: 43.936; 2025: 5.5478; 2026: 0; 2027: 4.6524; 2028: 0; 2029: 0; 2030: 2.163; 2031: 0; 2032: 0; 2033: 43.936; 2034: 5.5478; 2035: 0; 2036: 4.6524; 2039: 0.03414; 2040: 0.11168
2018-12-13 10:00 | 12 | 9 | 5 | 0 | 0 | 0.154 | 1.1676 | 2.3352 | 1.232 | 20.3125 | 10.5647 | 17.0341 | 17.0341 | 47.4346 | 1.232 | 0 | 2024: 22.4097; 2025: 25.0248; 2026: 0; 2027: 20.9859; 2028: 0; 2029: 0; 2030: 1.1032; 2031: 0; 2032: 0; 2033: 22.4097; 2034: 25.0248; 2035: 0; 2036: 20.9859; 2039: 0.154; 2040: 0.21104
2018-12-13 11:00 | 12 | 10 | 5 | 0 | 0 | 0.27121 | 1.0442 | 2.0884 | 2.1697 | 20.3125 | 10.5647 | 17.0341 | 17.0341 | 42.4216 | 2.0884 | 0.081208 | 2024: 0; 2025: 42.4216; 2026: 0.85794; 2027: 36.9582; 2028: 0.081208; 2029: 0.081208; 2030: 0; 2031: 0; 2032: 0; 2033: 0; 2034: 42.4216; 2035: 0; 2036: 36.9582; 2039: 0.27121; 2040: 0.29213
2018-12-13 12:00 | 12 | 11 | 5 | 0 | 0 | 0.34282 | 1.0601 | 2.1202 | 2.7426 | 20.3125 | 10.5647 | 17.0341 | 17.0341 | 43.067 | 2.1202 | 0.62237 | 2024: 0; 2025: 43.067; 2026: 6.5752; 2027: 46.7177; 2028: 0.62237; 2029: 0.70358; 2030: 0; 2031: 0; 2032: 0; 2033: 0; 2034: 43.067; 2035: 0; 2036: 46.7177; 2039: 0.34282; 2040: 0.27866
2018-12-13 13:00 | 12 | 12 | 5 | 0 | 0 | 0.2549 | 0.94168 | 1.8834 | 2.0392 | 20.3125 | 10.5647 | 17.0341 | 17.0341 | 38.2557 | 1.8834 | 0.15584 | 2024: 0; 2025: 38.2557; 2026: 1.6465; 2027: 34.736; 2028: 0.15584; 2029: 0.85942; 2030: 0; 2031: 0; 2032: 0; 2033: 0; 2034: 38.2557; 2035: 0; 2036: 34.736; 2039: 0.2549; 2040: 0.39107
2018-12-13 14:00 | 12 | 13 | 5 | 0 | 0 | 0.047238 | 0.88292 | 1.7658 | 0.3779 | 20.3125 | 10.5647 | 17.0341 | 17.0341 | 35.8688 | 0.3779 | 0 | 2024: 28.1926; 2025: 7.6762; 2026: 0; 2027: 6.4373; 2028: 0; 2029: 0.85942; 2030: 1.3879; 2031: 0.79067; 2032: 0; 2033: 12.1322; 2034: 23.7366; 2035: 0; 2036: 6.4373; 2039: 0.047238; 2040: 0.34065
2018-12-13 15:00 | 12 | 14 | 5 | 0 | 0 | 0.010667 | 0.83833 | 1.6767 | 0.085338 | 20.3125 | 10.5647 | 17.0341 | 17.0341 | 34.0573 | 0.085338 | 0 | 2024: 32.3239; 2025: 1.7334; 2026: 0; 2027: 1.4537; 2028: 0; 2029: 0; 2030: 1.5913; 2031: 0; 2032: 0; 2033: 32.3239; 2034: 1.7334; 2035: 0; 2036: 1.4537; 2039: 0.010667; 2040: 0.17732
2018-12-13 16:00 | 12 | 15 | 5 | 0 | 1 | 0.013548 | 0.99714 | 1.9943 | 0.10839 | 21.7915 | 12.0437 | 17.0341 | 17.0341 | 43.4582 | 0.10839 | 0 | 2024: 41.0963; 2025: 2.3619; 2026: 0; 2027: 1.8463; 2028: 0; 2029: 0; 2030: 1.8859; 2031: 0; 2032: 0; 2033: 41.0963; 2034: 2.3619; 2035: 0; 2036: 1.8463; 2039: 0.013548; 2040: 0.029374
2018-12-13 17:00 | 12 | 16 | 5 | 0 | 1 | 0 | 1.2012 | 2.4024 | 0 | 21.7915 | 12.0437 | 17.0341 | 17.0341 | 52.3521 | 0 | 0 | 2024: 52.3521; 2025: 0; 2026: 0; 2027: 0; 2028: 0; 2029: 0; 2030: 2.4024; 2031: 0; 2032: 0; 2033: 52.3521; 2034: 0; 2035: 0; 2036: 0; 2039: 0; 2040: 0
2018-12-13 18:00 | 12 | 17 | 5 | 0 | 1 | 0 | 1.3831 | 2.7662 | 0 | 21.7915 | 12.0437 | 17.0341 | 17.0341 | 60.2788 | 0 | 0 | 2024: 60.2788; 2025: 0; 2026: 0; 2027: 0; 2028: 0; 2029: 0; 2030: 2.7662; 2031: 0; 2032: 0; 2033: 60.2788; 2034: 0; 2035: 0; 2036: 0; 2039: 0; 2040: 0
2018-12-13 19:00 | 12 | 18 | 5 | 0 | 1 | 0 | 1.3911 | 2.7823 | 0 | 21.7915 | 12.0437 | 17.0341 | 17.0341 | 60.6304 | 0 | 0 | 2024: 60.6304; 2025: 0; 2026: 0; 2027: 0; 2028: 0; 2029: 0; 2030: 2.7823; 2031: 0; 2032: 0; 2033: 60.6304; 2034: 0; 2035: 0; 2036: 0; 2039: 0; 2040: 0
2018-12-13 20:00 | 12 | 19 | 5 | 0 | 0 | 0 | 1.371 | 2.7419 | 0 | 20.3125 | 10.5647 | 17.0341 | 17.0341 | 55.6958 | 0 | 0 | 2024: 55.6958; 2025: 0; 2026: 0; 2027: 0; 2028: 0; 2029: 0; 2030: 2.7419; 2031: 0; 2032: 0; 2033: 55.6958; 2034: 0; 2035: 0; 2036: 0; 2039: 0; 2040: 0
2018-12-13 21:00 | 12 | 20 | 5 | 0 | 0 | 0 | 1.2494 | 2.4987 | 0 | 20.3125 | 10.5647 | 17.0341 | 17.0341 | 50.755 | 0 | 0 | 2024: 50.755; 2025: 0; 2026: 0; 2027: 0; 2028: 0; 2029: 0; 2030: 2.4987; 2031: 0; 2032: 0; 2033: 50.755; 2034: 0; 2035: 0; 2036: 0; 2039: 0; 2040: 0
2018-12-13 22:00 | 12 | 21 | 5 | 0 | 0 | 0 | 1.1164 | 2.2327 | 0 | 20.3125 | 10.5647 | 17.0341 | 17.0341 | 45.3522 | 0 | 0 | 2024: 45.3522; 2025: 0; 2026: 0; 2027: 0; 2028: 0; 2029: 0; 2030: 2.2327; 2031: 0; 2032: 0; 2033: 45.3522; 2034: 0; 2035: 0; 2036: 0; 2039: 0; 2040: 0
2018-12-13 23:00 | 12 | 22 | 5 | 0 | 0 | 0 | 0.92908 | 1.8582 | 0 | 20.3125 | 10.5647 | 17.0341 | 17.0341 | 37.7437 | 0 | 0 | 2024: 37.7437; 2025: 0; 2026: 0; 2027: 0; 2028: 0; 2029: 0; 2030: 1.8582; 2031: 0; 2032: 0; 2033: 37.7437; 2034: 0; 2035: 0; 2036: 0; 2039: 0; 2040: 0
2018-12-14 | 12 | 23 | 5 | 0 | 0 | 0 | 0.82887 | 1.6577 | 0 | 20.3125 | 10.5647 | 17.0341 | 17.0341 | 33.6728 | 0 | 0 | 2024: 33.6728; 2025: 0; 2026: 0; 2027: 0; 2028: 0; 2029: 0; 2030: 1.6577; 2031: 0; 2032: 0; 2033: 33.6728; 2034: 0; 2035: 0; 2036: 0; 2039: 0; 2040: 0
2018-12-14 01:00 | 12 | 0 | 6 | 0 | 0 | 0 | 0.76438 | 1.5288 | 0 | 20.3125 | 10.5647 | 17.0341 | 17.0341 | 31.0531 | 0 | 0 | 2024: 31.0531; 2025: 0; 2026: 0; 2027: 0; 2028: 0; 2029: 0; 2030: 1.5288; 2031: 0; 2032: 0; 2033: 31.0531; 2034: 0; 2035: 0; 2036: 0; 2039: 0; 2040: 0
2018-12-14 02:00 | 12 | 1 | 6 | 0 | 0 | 0 | 0.78217 | 1.5643 | 0 | 20.3125 | 10.5647 | 17.0341 | 17.0341 | 31.7759 | 0 | 0 | 2024: 31.7759; 2025: 0; 2026: 0; 2027: 0; 2028: 0; 2029: 0; 2030: 1.5643; 2031: 0; 2032: 0; 2033: 31.7759; 2034: 0; 2035: 0; 2036: 0; 2039: 0; 2040: 0
2018-12-14 03:00 | 12 | 2 | 6 | 0 | 0 | 0 | 0.80973 | 1.6195 | 0 | 20.3125 | 10.5647 | 17.0341 | 17.0341 | 32.8952 | 0 | 0 | 2024: 32.8952; 2025: 0; 2026: 0; 2027: 0; 2028: 0; 2029: 0; 2030: 1.6195; 2031: 0; 2032: 0; 2033: 32.8952; 2034: 0; 2035: 0; 2036: 0; 2039: 0; 2040: 0
2018-12-14 04:00 | 12 | 3 | 6 | 0 | 0 | 0 | 0.8611 | 1.7222 | 0 | 20.3125 | 10.5647 | 17.0341 | 17.0341 | 34.982 | 0 | 0 | 2024: 34.982; 2025: 0; 2026: 0; 2027: 0; 2028: 0; 2029: 0; 2030: 1.7222; 2031: 0; 2032: 0; 2033: 34.982; 2034: 0; 2035: 0; 2036: 0; 2039: 0; 2040: 0
2018-12-14 05:00 | 12 | 4 | 6 | 0 | 0 | 0 | 0.94259 | 1.8852 | 0 | 20.3125 | 10.5647 | 17.0341 | 17.0341 | 38.2926 | 0 | 0 | 2024: 38.2926; 2025: 0; 2026: 0; 2027: 0; 2028: 0; 2029: 0; 2030: 1.8852; 2031: 0; 2032: 0; 2033: 38.2926; 2034: 0; 2035: 0; 2036: 0; 2039: 0; 2040: 0
2018-12-14 06:00 | 12 | 5 | 6 | 0 | 0 | 0 | 1.2147 | 2.4294 | 0 | 20.3125 | 10.5647 | 17.0341 | 17.0341 | 49.3464 | 0 | 0 | 2024: 49.3464; 2025: 0; 2026: 0; 2027: 0; 2028: 0; 2029: 0; 2030: 2.4294; 2031: 0; 2032: 0; 2033: 49.3464; 2034: 0; 2035: 0; 2036: 0; 2039: 0; 2040: 0
2018-12-14 07:00 | 12 | 6 | 6 | 0 | 0 | 0 | 1.2964 | 2.5927 | 0 | 20.3125 | 10.5647 | 17.0341 | 17.0341 | 52.6644 | 0 | 0 | 2024: 52.6644; 2025: 0; 2026: 0; 2027: 0; 2028: 0; 2029: 0; 2030: 2.5927; 2031: 0; 2032: 0; 2033: 52.6644; 2034: 0; 2035: 0; 2036: 0; 2039: 0; 2040: 0
2018-12-14 08:00 | 12 | 7 | 6 | 0 | 0 | 0 | 1.3352 | 2.6703 | 0 | 20.3125 | 10.5647 | 17.0341 | 17.0341 | 54.2409 | 0 | 0 | 2024: 54.2409; 2025: 0; 2026: 0; 2027: 0; 2028: 0; 2029: 0; 2030: 2.6703; 2031: 0; 2032: 0; 2033: 54.2409; 2034: 0; 2035: 0; 2036: 0; 2039: 0; 2040: 0.027553
2018-12-14 09:00 | 12 | 8 | 6 | 0 | 0 | 0.020686 | 1.2613 | 2.5226 | 0.16549 | 20.3125 | 10.5647 | 17.0341 | 17.0341 | 51.2395 | 0.16549 | 0 | 2024: 47.878; 2025: 3.3614; 2026: 0; 2027: 2.8189; 2028: 0; 2029: 0; 2030: 2.3571; 2031: 0; 2032: 0; 2033: 47.878; 2034: 3.3614; 2035: 0; 2036: 2.8189; 2039: 0.020686; 2040: 0.19463
2018-12-14 10:00 | 12 | 9 | 6 | 0 | 0 | 0.038457 | 1.1815 | 2.363 | 0.30766 | 20.3125 | 10.5647 | 17.0341 | 17.0341 | 47.9979 | 0.30766 | 0 | 2024: 41.7486; 2025: 6.2493; 2026: 0; 2027: 5.2407; 2028: 0; 2029: 0; 2030: 2.0553; 2031: 0; 2032: 0; 2033: 41.7486; 2034: 6.2493; 2035: 0; 2036: 5.2407; 2039: 0.038457; 2040: 0.12185
2018-12-14 11:00 | 12 | 10 | 6 | 0 | 0 | 0.042641 | 1.1285 | 2.257 | 0.34113 | 20.3125 | 10.5647 | 17.0341 | 17.0341 | 45.8463 | 0.34113 | 0 | 2024: 38.9171; 2025: 6.9292; 2026: 0; 2027: 5.8108; 2028: 0; 2029: 0; 2030: 1.9159; 2031: 0; 2032: 0; 2033: 38.9171; 2034: 6.9292; 2035: 0; 2036: 5.8108; 2039: 0.042641; 2040: 0.1564
2018-12-14 12:00 | 12 | 11 | 6 | 0 | 0 | 0.026295 | 1.066 | 2.132 | 0.21036 | 20.3125 | 10.5647 | 17.0341 | 17.0341 | 43.306 | 0.21036 | 0 | 2024: 39.0332; 2025: 4.2729; 2026: 0; 2027: 3.5832; 2028: 0; 2029: 0; 2030: 1.9216; 2031: 0; 2032: 0; 2033: 39.0332; 2034: 4.2729; 2035: 0; 2036: 3.5832; 2039: 0.026295; 2040: 0.23563
2018-12-14 13:00 | 12 | 12 | 6 | 0 | 0 | 0.045394 | 0.97347 | 1.9469 | 0.36316 | 20.3125 | 10.5647 | 17.0341 | 17.0341 | 39.5473 | 0.36316 | 0 | 2024: 32.1707; 2025: 7.3766; 2026: 0; 2027: 6.186; 2028: 0; 2029: 0; 2030: 1.5838; 2031: 0; 2032: 0; 2033: 32.1707; 2034: 7.3766; 2035: 0; 2036: 6.186; 2039: 0.045394; 2040: 0.19439
2018-12-14 14:00 | 12 | 13 | 6 | 0 | 0 | 0.031474 | 0.95639 | 1.9128 | 0.2518 | 20.3125 | 10.5647 | 17.0341 | 17.0341 | 38.8535 | 0.2518 | 0 | 2024: 33.7389; 2025: 5.1146; 2026: 0; 2027: 4.2891; 2028: 0; 2029: 0; 2030: 1.661; 2031: 0; 2032: 0; 2033: 33.7389; 2034: 5.1146; 2035: 0; 2036: 4.2891; 2039: 0.031474; 2040: 0.14186
2018-12-14 15:00 | 12 | 14 | 6 | 0 | 0 | 0.0082556 | 0.95099 | 1.902 | 0.066045 | 20.3125 | 10.5647 | 17.0341 | 17.0341 | 38.634 | 0.066045 | 0 | 2024: 37.2924; 2025: 1.3415; 2026: 0; 2027: 1.125; 2028: 0; 2029: 0; 2030: 1.8359; 2031: 0; 2032: 0; 2033: 37.2924; 2034: 1.3415; 2035: 0; 2036: 1.125; 2039: 0.0082556; 2040: 0.13221
2018-12-14 16:00 | 12 | 15 | 6 | 0 | 1 | 0.00020561 | 1.0868 | 2.1736 | 0.0016449 | 21.7915 | 12.0437 | 17.0341 | 17.0341 | 47.3659 | 0.0016449 | 0 | 2024: 47.3301; 2025: 0.035844; 2026: 0; 2027: 0.028019; 2028: 0; 2029: 0; 2030: 2.172; 2031: 0; 2032: 0; 2033: 47.3301; 2034: 0.035844; 2035: 0; 2036: 0.028019; 2039: 0.00020561; 2040: 0.036339
2018-12-14 17:00 | 12 | 16 | 6 | 0 | 1 | 0 | 1.3092 | 2.6185 | 0 | 21.7915 | 12.0437 | 17.0341 | 17.0341 | 57.0603 | 0 | 0 | 2024: 57.0603; 2025: 0; 2026: 0; 2027: 0; 2028: 0; 2029: 0; 2030: 2.6185; 2031: 0; 2032: 0; 2033: 57.0603; 2034: 0; 2035: 0; 2036: 0; 2039: 0; 2040: 0
2018-12-14 18:00 | 12 | 17 | 6 | 0 | 1 | 0 | 1.5281 | 3.0562 | 0 | 21.7915 | 12.0437 | 17.0341 | 17.0341 | 66.5987 | 0 | 0 | 2024: 66.5987; 2025: 0; 2026: 0; 2027: 0; 2028: 0; 2029: 0; 2030: 3.0562; 2031: 0; 2032: 0; 2033: 66.5987; 2034: 0; 2035: 0; 2036: 0; 2039: 0; 2040: 0
2018-12-14 19:00 | 12 | 18 | 6 | 0 | 1 | 0 | 1.5871 | 3.1742 | 0 | 21.7915 | 12.0437 | 17.0341 | 17.0341 | 69.1714 | 0 | 0 | 2024: 69.1714; 2025: 0; 2026: 0; 2027: 0; 2028: 0; 2029: 0; 2030: 3.1742; 2031: 0; 2032: 0; 2033: 69.1714; 2034: 0; 2035: 0; 2036: 0; 2039: 0; 2040: 0
2018-12-14 20:00 | 12 | 19 | 6 | 0 | 0 | 0 | 1.5504 | 3.1009 | 0 | 20.3125 | 10.5647 | 17.0341 | 17.0341 | 62.9865 | 0 | 0 | 2024: 62.9865; 2025: 0; 2026: 0; 2027: 0; 2028: 0; 2029: 0; 2030: 3.1009; 2031: 0; 2032: 0; 2033: 62.9865; 2034: 0; 2035: 0; 2036: 0; 2039: 0; 2040: 0
2018-12-14 21:00 | 12 | 20 | 6 | 0 | 0 | 0 | 1.413 | 2.826 | 0 | 20.3125 | 10.5647 | 17.0341 | 17.0341 | 57.4041 | 0 | 0 | 2024: 57.4041; 2025: 0; 2026: 0; 2027: 0; 2028: 0; 2029: 0; 2030: 2.826; 2031: 0; 2032: 0; 2033: 57.4041; 2034: 0; 2035: 0; 2036: 0; 2039: 0; 2040: 0
2018-12-14 22:00 | 12 | 21 | 6 | 0 | 0 | 0 | 1.2241 | 2.4482 | 0 | 20.3125 | 10.5647 | 17.0341 | 17.0341 | 49.7289 | 0 | 0 | 2024: 49.7289; 2025: 0; 2026: 0; 2027: 0; 2028: 0; 2029: 0; 2030: 2.4482; 2031: 0; 2032: 0; 2033: 49.7289; 2034: 0; 2035: 0; 2036: 0; 2039: 0; 2040: 0
2018-12-14 23:00 | 12 | 22 | 6 | 0 | 0 | 0 | 1.0136 | 2.0272 | 0 | 20.3125 | 10.5647 | 17.0341 | 17.0341 | 41.1774 | 0 | 0 | 2024: 41.1774; 2025: 0; 2026: 0; 2027: 0; 2028: 0; 2029: 0; 2030: 2.0272; 2031: 0; 2032: 0; 2033: 41.1774; 2034: 0; 2035: 0; 2036: 0; 2039: 0; 2040: 0
2018-12-15 | 12 | 23 | 6 | 0 | 0 | 0 | 0.95213 | 1.9043 | 0 | 20.3125 | 10.5647 | 17.0341 | 17.0341 | 38.6801 | 0 | 0 | 2024: 38.6801; 2025: 0; 2026: 0; 2027: 0; 2028: 0; 2029: 0; 2030: 1.9043; 2031: 0; 2032: 0; 2033: 38.6801; 2034: 0; 2035: 0; 2036: 0; 2039: 0; 2040: 0
2018-12-15 01:00 | 12 | 0 | 7 | 0 | 0 | 0 | 0.89581 | 1.7916 | 0 | 20.3125 | 10.5647 | 17.0341 | 17.0341 | 36.3923 | 0 | 0 | 2024: 36.3923; 2025: 0; 2026: 0; 2027: 0; 2028: 0; 2029: 0; 2030: 1.7916; 2031: 0; 2032: 0; 2033: 36.3923; 2034: 0; 2035: 0; 2036: 0; 2039: 0; 2040: 0
2018-12-15 02:00 | 12 | 1 | 7 | 0 | 0 | 0 | 0.87185 | 1.7437 | 0 | 20.3125 | 10.5647 | 17.0341 | 17.0341 | 35.419 | 0 | 0 | 2024: 35.419; 2025: 0; 2026: 0; 2027: 0; 2028: 0; 2029: 0; 2030: 1.7437; 2031: 0; 2032: 0; 2033: 35.419; 2034: 0; 2035: 0; 2036: 0; 2039: 0; 2040: 0
2018-12-15 03:00 | 12 | 2 | 7 | 0 | 0 | 0 | 0.88646 | 1.7729 | 0 | 20.3125 | 10.5647 | 17.0341 | 17.0341 | 36.0125 | 0 | 0 | 2024: 36.0125; 2025: 0; 2026: 0; 2027: 0; 2028: 0; 2029: 0; 2030: 1.7729; 2031: 0; 2032: 0; 2033: 36.0125; 2034: 0; 2035: 0; 2036: 0; 2039: 0; 2040: 0
2018-12-15 04:00 | 12 | 3 | 7 | 0 | 0 | 0 | 0.95059 | 1.9012 | 0 | 20.3125 | 10.5647 | 17.0341 | 17.0341 | 38.6176 | 0 | 0 | 2024: 38.6176; 2025: 0; 2026: 0; 2027: 0; 2028: 0; 2029: 0; 2030: 1.9012; 2031: 0; 2032: 0; 2033: 38.6176; 2034: 0; 2035: 0; 2036: 0; 2039: 0; 2040: 0
2018-12-15 05:00 | 12 | 4 | 7 | 0 | 0 | 0 | 0.98545 | 1.9709 | 0 | 20.3125 | 10.5647 | 17.0341 | 17.0341 | 40.0338 | 0 | 0 | 2024: 40.0338; 2025: 0; 2026: 0; 2027: 0; 2028: 0; 2029: 0; 2030: 1.9709; 2031: 0; 2032: 0; 2033: 40.0338; 2034: 0; 2035: 0; 2036: 0; 2039: 0; 2040: 0
2018-12-15 06:00 | 12 | 5 | 7 | 0 | 0 | 0 | 1.0865 | 2.173 | 0 | 20.3125 | 10.5647 | 17.0341 | 17.0341 | 44.1392 | 0 | 0 | 2024: 44.1392; 2025: 0; 2026: 0; 2027: 0; 2028: 0; 2029: 0; 2030: 2.173; 2031: 0; 2032: 0; 2033: 44.1392; 2034: 0; 2035: 0; 2036: 0; 2039: 0; 2040: 0
2018-12-15 07:00 | 12 | 6 | 7 | 0 | 0 | 0 | 1.1958 | 2.3916 | 0 | 20.3125 | 10.5647 | 17.0341 | 17.0341 | 48.5795 | 0 | 0 | 2024: 48.5795; 2025: 0; 2026: 0; 2027: 0; 2028: 0; 2029: 0; 2030: 2.3916; 2031: 0; 2032: 0; 2033: 48.5795; 2034: 0; 2035: 0; 2036: 0; 2039: 0; 2040: 0
2018-12-15 08:00 | 12 | 7 | 7 | 0 | 0 | 0.0032951 | 1.3308 | 2.6616 | 0.026361 | 20.3125 | 10.5647 | 17.0341 | 17.0341 | 54.0645 | 0.026361 | 0 | 2024: 53.529; 2025: 0.53546; 2026: 0; 2027: 0.44904; 2028: 0; 2029: 0; 2030: 2.6353; 2031: 0; 2032: 0; 2033: 53.529; 2034: 0.53546; 2035: 0; 2036: 0.44904; 2039: 0.0032951; 2040: 0.02246
2018-12-15 09:00 | 12 | 8 | 7 | 0 | 0 | 0.019051 | 1.3581 | 2.7161 | 0.15241 | 20.3125 | 10.5647 | 17.0341 | 17.0341 | 55.1716 | 0.15241 | 0 | 2024: 52.0757; 2025: 3.0959; 2026: 0; 2027: 2.5962; 2028: 0; 2029: 0; 2030: 2.5637; 2031: 0; 2032: 0; 2033: 52.0757; 2034: 3.0959; 2035: 0; 2036: 2.5962; 2039: 0.019051; 2040: 0.11457
2018-12-15 10:00 | 12 | 9 | 7 | 0 | 0 | 0.0032103 | 1.3254 | 2.6507 | 0.025682 | 20.3125 | 10.5647 | 17.0341 | 17.0341 | 53.8424 | 0.025682 | 0 | 2024: 53.3207; 2025: 0.52168; 2026: 0; 2027: 0.43748; 2028: 0; 2029: 0; 2030: 2.625; 2031: 0; 2032: 0; 2033: 53.3207; 2034: 0.52168; 2035: 0; 2036: 0.43748; 2039: 0.0032103; 2040: 0.066327
2018-12-15 11:00 | 12 | 10 | 7 | 0 | 0 | 0.043514 | 1.138 | 2.276 | 0.34812 | 20.3125 | 10.5647 | 17.0341 | 17.0341 | 46.2321 | 0.34812 | 0 | 2024: 39.161; 2025: 7.0711; 2026: 0; 2027: 5.9298; 2028: 0; 2029: 0; 2030: 1.9279; 2031: 0; 2032: 0; 2033: 39.161; 2034: 7.0711; 2035: 0; 2036: 5.9298; 2039: 0.043514; 2040: 0.20494
2018-12-15 12:00 | 12 | 11 | 7 | 0 | 0 | 0.39815 | 1.1007 | 2.2014 | 3.1852 | 20.3125 | 10.5647 | 17.0341 | 17.0341 | 44.7166 | 2.2014 | 0.98375 | 2024: 0; 2025: 44.7166; 2026: 10.3931; 2027: 54.2569; 2028: 0.98375; 2029: 0.98375; 2030: 0; 2031: 0; 2032: 0; 2033: 0; 2034: 44.7166; 2035: 0; 2036: 54.2569; 2039: 0.39815; 2040: 0.14254
2018-12-15 13:00 | 12 | 12 | 7 | 0 | 0 | 0.054489 | 1.0312 | 2.0625 | 0.43591 | 20.3125 | 10.5647 | 17.0341 | 17.0341 | 41.8938 | 0.43591 | 0 | 2024: 33.0394; 2025: 8.8544; 2026: 0; 2027: 7.4253; 2028: 0; 2029: 0.98375; 2030: 1.6266; 2031: 0.90505; 2032: 0; 2033: 14.6556; 2034: 27.2382; 2035: 0; 2036: 7.4253; 2039: 0.054489; 2040: 0.23585
2018-12-15 14:00 | 12 | 13 | 7 | 0 | 0 | 0.031803 | 0.99414 | 1.9883 | 0.25442 | 20.3125 | 10.5647 | 17.0341 | 17.0341 | 40.3871 | 0.25442 | 0 | 2024: 35.2191; 2025: 5.168; 2026: 0; 2027: 4.3339; 2028: 0; 2029: 0; 2030: 1.7339; 2031: 0; 2032: 0; 2033: 35.2191; 2034: 5.168; 2035: 0; 2036: 4.3339; 2039: 0.031803; 2040: 0.238
2018-12-15 15:00 | 12 | 14 | 7 | 0 | 0 | 0.010288 | 1.0448 | 2.0895 | 0.082306 | 20.3125 | 10.5647 | 17.0341 | 17.0341 | 42.4433 | 0.082306 | 0 | 2024: 40.7714; 2025: 1.6718; 2026: 0; 2027: 1.402; 2028: 0; 2029: 0; 2030: 2.0072; 2031: 0; 2032: 0; 2033: 40.7714; 2034: 1.6718; 2035: 0; 2036: 1.402; 2039: 0.010288; 2040: 0.10388
2018-12-15 16:00 | 12 | 15 | 7 | 0 | 1 | 0.061577 | 1.1695 | 2.3391 | 0.49261 | 21.7915 | 12.0437 | 17.0341 | 17.0341 | 50.9722 | 0.49261 | 0 | 2024: 40.2375; 2025: 10.7348; 2026: 0; 2027: 8.3912; 2028: 0; 2029: 0; 2030: 1.8465; 2031: 0; 2032: 0; 2033: 40.2375; 2034: 10.7348; 2035: 0; 2036: 8.3912; 2039: 0.061577; 2040: 0.029134
2018-12-15 17:00 | 12 | 16 | 7 | 0 | 1 | 0 | 1.3281 | 2.6561 | 0 | 21.7915 | 12.0437 | 17.0341 | 17.0341 | 57.8813 | 0 | 0 | 2024: 57.8813; 2025: 0; 2026: 0; 2027: 0; 2028: 0; 2029: 0; 2030: 2.6561; 2031: 0; 2032: 0; 2033: 57.8813; 2034: 0; 2035: 0; 2036: 0; 2039: 0; 2040: 0
2018-12-15 18:00 | 12 | 17 | 7 | 0 | 1 | 0 | 1.4129 | 2.8258 | 0 | 21.7915 | 12.0437 | 17.0341 | 17.0341 | 61.5777 | 0 | 0 | 2024: 61.5777; 2025: 0; 2026: 0; 2027: 0; 2028: 0; 2029: 0; 2030: 2.8258; 2031: 0; 2032: 0; 2033: 61.5777; 2034: 0; 2035: 0; 2036: 0; 2039: 0; 2040: 0
2018-12-15 19:00 | 12 | 18 | 7 | 0 | 1 | 0 | 1.4383 | 2.8766 | 0 | 21.7915 | 12.0437 | 17.0341 | 17.0341 | 62.6863 | 0 | 0 | 2024: 62.6863; 2025: 0; 2026: 0; 2027: 0; 2028: 0; 2029: 0; 2030: 2.8766; 2031: 0; 2032: 0; 2033: 62.6863; 2034: 0; 2035: 0; 2036: 0; 2039: 0; 2040: 0
2018-12-15 20:00 | 12 | 19 | 7 | 0 | 0 | 0 | 1.404 | 2.8081 | 0 | 20.3125 | 10.5647 | 17.0341 | 17.0341 | 57.0394 | 0 | 0 | 2024: 57.0394; 2025: 0; 2026: 0; 2027: 0; 2028: 0; 2029: 0; 2030: 2.8081; 2031: 0; 2032: 0; 2033: 57.0394; 2034: 0; 2035: 0; 2036: 0; 2039: 0; 2040: 0
2018-12-15 21:00 | 12 | 20 | 7 | 0 | 0 | 0 | 1.2973 | 2.5946 | 0 | 20.3125 | 10.5647 | 17.0341 | 17.0341 | 52.7033 | 0 | 0 | 2024: 52.7033; 2025: 0; 2026: 0; 2027: 0; 2028: 0; 2029: 0; 2030: 2.5946; 2031: 0; 2032: 0; 2033: 52.7033; 2034: 0; 2035: 0; 2036: 0; 2039: 0; 2040: 0
2018-12-15 22:00 | 12 | 21 | 7 | 0 | 0 | 0 | 1.1081 | 2.2162 | 0 | 20.3125 | 10.5647 | 17.0341 | 17.0341 | 45.0174 | 0 | 0 | 2024: 45.0174; 2025: 0; 2026: 0; 2027: 0; 2028: 0; 2029: 0; 2030: 2.2162; 2031: 0; 2032: 0; 2033: 45.0174; 2034: 0; 2035: 0; 2036: 0; 2039: 0; 2040: 0
2018-12-15 23:00 | 12 | 22 | 7 | 0 | 0 | 0 | 0.96265 | 1.9253 | 0 | 20.3125 | 10.5647 | 17.0341 | 17.0341 | 39.1077 | 0 | 0 | 2024: 39.1077; 2025: 0; 2026: 0; 2027: 0; 2028: 0; 2029: 0; 2030: 1.9253; 2031: 0; 2032: 0; 2033: 39.1077; 2034: 0; 2035: 0; 2036: 0; 2039: 0; 2040: 0
2018-12-16 | 12 | 23 | 7 | 0 | 0 | 0 | 0.88623 | 1.7725 | 0 | 20.3125 | 10.5647 | 17.0341 | 17.0341 | 36.0032 | 0 | 0 | 2024: 36.0032; 2025: 0; 2026: 0; 2027: 0; 2028: 0; 2029: 0; 2030: 1.7725; 2031: 0; 2032: 0; 2033: 36.0032; 2034: 0; 2035: 0; 2036: 0; 2039: 0; 2040: 0
2018-12-16 01:00 | 12 | 0 | 1 | 0 | 0 | 0 | 0.84857 | 1.6971 | 0 | 20.3125 | 10.5647 | 17.0341 | 17.0341 | 34.4733 | 0 | 0 | 2024: 34.4733; 2025: 0; 2026: 0; 2027: 0; 2028: 0; 2029: 0; 2030: 1.6971; 2031: 0; 2032: 0; 2033: 34.4733; 2034: 0; 2035: 0; 2036: 0; 2039: 0; 2040: 0
2018-12-16 02:00 | 12 | 1 | 1 | 0 | 0 | 0 | 0.88457 | 1.7691 | 0 | 20.3125 | 10.5647 | 17.0341 | 17.0341 | 35.9357 | 0 | 0 | 2024: 35.9357; 2025: 0; 2026: 0; 2027: 0; 2028: 0; 2029: 0; 2030: 1.7691; 2031: 0; 2032: 0; 2033: 35.9357; 2034: 0; 2035: 0; 2036: 0; 2039: 0; 2040: 0
2018-12-16 03:00 | 12 | 2 | 1 | 0 | 0 | 0 | 0.87576 | 1.7515 | 0 | 20.3125 | 10.5647 | 17.0341 | 17.0341 | 35.5778 | 0 | 0 | 2024: 35.5778; 2025: 0; 2026: 0; 2027: 0; 2028: 0; 2029: 0; 2030: 1.7515; 2031: 0; 2032: 0; 2033: 35.5778; 2034: 0; 2035: 0; 2036: 0; 2039: 0; 2040: 0
2018-12-16 04:00 | 12 | 3 | 1 | 0 | 0 | 0 | 0.89836 | 1.7967 | 0 | 20.3125 | 10.5647 | 17.0341 | 17.0341 | 36.4957 | 0 | 0 | 2024: 36.4957; 2025: 0; 2026: 0; 2027: 0; 2028: 0; 2029: 0; 2030: 1.7967; 2031: 0; 2032: 0; 2033: 36.4957; 2034: 0; 2035: 0; 2036: 0; 2039: 0; 2040: 0
2018-12-16 05:00 | 12 | 4 | 1 | 0 | 0 | 0 | 0.92823 | 1.8565 | 0 | 20.3125 | 10.5647 | 17.0341 | 17.0341 | 37.7091 | 0 | 0 | 2024: 37.7091; 2025: 0; 2026: 0; 2027: 0; 2028: 0; 2029: 0; 2030: 1.8565; 2031: 0; 2032: 0; 2033: 37.7091; 2034: 0; 2035: 0; 2036: 0; 2039: 0; 2040: 0
2018-12-16 06:00 | 12 | 5 | 1 | 0 | 0 | 0 | 1.0227 | 2.0453 | 0 | 20.3125 | 10.5647 | 17.0341 | 17.0341 | 41.5455 | 0 | 0 | 2024: 41.5455; 2025: 0; 2026: 0; 2027: 0; 2028: 0; 2029: 0; 2030: 2.0453; 2031: 0; 2032: 0; 2033: 41.5455; 2034: 0; 2035: 0; 2036: 0; 2039: 0; 2040: 0
2018-12-16 07:00 | 12 | 6 | 1 | 0 | 0 | 0 | 1.1366 | 2.2733 | 0 | 20.3125 | 10.5647 | 17.0341 | 17.0341 | 46.1757 | 0 | 0 | 2024: 46.1757; 2025: 0; 2026: 0; 2027: 0; 2028: 0; 2029: 0; 2030: 2.2733; 2031: 0; 2032: 0; 2033: 46.1757; 2034: 0; 2035: 0; 2036: 0; 2039: 0; 2040: 0
2018-12-16 08:00 | 12 | 7 | 1 | 0 | 0 | 0.020606 | 1.2503 | 2.5006 | 0.16485 | 20.3125 | 10.5647 | 17.0341 | 17.0341 | 50.7939 | 0.16485 | 0 | 2024: 47.4453; 2025: 3.3485; 2026: 0; 2027: 2.8081; 2028: 0; 2029: 0; 2030: 2.3358; 2031: 0; 2032: 0; 2033: 47.4453; 2034: 3.3485; 2035: 0; 2036: 2.8081; 2039: 0.020606; 2040: 0.019289
2018-12-16 09:00 | 12 | 8 | 1 | 0 | 0 | 0.19954 | 1.3831 | 2.7662 | 1.5963 | 20.3125 | 10.5647 | 17.0341 | 17.0341 | 56.1888 | 1.5963 | 0 | 2024: 23.7641; 2025: 32.4248; 2026: 0; 2027: 27.1915; 2028: 0; 2029: 0; 2030: 1.1699; 2031: 0; 2032: 0; 2033: 23.7641; 2034: 32.4248; 2035: 0; 2036: 27.1915; 2039: 0.19954; 2040: 0.121
2018-12-16 10:00 | 12 | 9 | 1 | 0 | 0 | 0.23322 | 1.3963 | 2.7926 | 1.8657 | 20.3125 | 10.5647 | 17.0341 | 17.0341 | 56.7244 | 1.8657 | 0 | 2024: 18.8265; 2025: 37.8979; 2026: 0; 2027: 31.7814; 2028: 0; 2029: 0; 2030: 0.92684; 2031: 0; 2032: 0; 2033: 18.8265; 2034: 37.8979; 2035: 0; 2036: 31.7814; 2039: 0.23322; 2040: 0.16586
2018-12-16 11:00 | 12 | 10 | 1 | 0 | 0 | 0.11931 | 1.2965 | 2.5929 | 0.9545 | 20.3125 | 10.5647 | 17.0341 | 17.0341 | 52.6686 | 0.9545 | 0 | 2024: 33.2804; 2025: 19.3882; 2026: 0; 2027: 16.259; 2028: 0; 2029: 0; 2030: 1.6384; 2031: 0; 2032: 0; 2033: 33.2804; 2034: 19.3882; 2035: 0; 2036: 16.259; 2039: 0.11931; 2040: 0.17492
2018-12-16 12:00 | 12 | 11 | 1 | 0 | 0 | 0.12874 | 1.2014 | 2.4027 | 1.0299 | 20.3125 | 10.5647 | 17.0341 | 17.0341 | 48.8052 | 1.0299 | 0 | 2024: 27.8851; 2025: 20.9201; 2026: 0; 2027: 17.5437; 2028: 0; 2029: 0; 2030: 1.3728; 2031: 0; 2032: 0; 2033: 27.8851; 2034: 20.9201; 2035: 0; 2036: 17.5437; 2039: 0.12874; 2040: 0.12589
2018-12-16 13:00 | 12 | 12 | 1 | 0 | 0 | 0.092777 | 1.1401 | 2.2803 | 0.74222 | 20.3125 | 10.5647 | 17.0341 | 17.0341 | 46.3185 | 0.74222 | 0 | 2024: 31.2422; 2025: 15.0763; 2026: 0; 2027: 12.643; 2028: 0; 2029: 0; 2030: 1.5381; 2031: 0; 2032: 0; 2033: 31.2422; 2034: 15.0763; 2035: 0; 2036: 12.643; 2039: 0.092777; 2040: 0.091895
2018-12-16 14:00 | 12 | 13 | 1 | 0 | 0 | 0.037388 | 1.1276 | 2.2552 | 0.2991 | 20.3125 | 10.5647 | 17.0341 | 17.0341 | 45.8097 | 0.2991 | 0 | 2024: 39.7342; 2025: 6.0755; 2026: 0; 2027: 5.0949; 2028: 0; 2029: 0; 2030: 1.9561; 2031: 0; 2032: 0; 2033: 39.7342; 2034: 6.0755; 2035: 0; 2036: 5.0949; 2039: 0.037388; 2040: 0.072548
2018-12-16 15:00 | 12 | 14 | 1 | 0 | 0 | 0.033072 | 1.2281 | 2.4563 | 0.26458 | 20.3125 | 10.5647 | 17.0341 | 17.0341 | 49.8934 | 0.26458 | 0 | 2024: 44.5192; 2025: 5.3742; 2026: 0; 2027: 4.5068; 2028: 0; 2029: 0; 2030: 2.1917; 2031: 0; 2032: 0; 2033: 44.5192; 2034: 5.3742; 2035: 0; 2036: 4.5068; 2039: 0.033072; 2040: 0.14253
2018-12-16 16:00 | 12 | 15 | 1 | 0 | 1 | 0.00095757 | 1.3668 | 2.7336 | 0.0076606 | 21.7915 | 12.0437 | 17.0341 | 17.0341 | 59.5702 | 0.0076606 | 0 | 2024: 59.4032; 2025: 0.16694; 2026: 0; 2027: 0.13049; 2028: 0; 2029: 0; 2030: 2.726; 2031: 0; 2032: 0; 2033: 59.4032; 2034: 0.16694; 2035: 0; 2036: 0.13049; 2039: 0.00095757; 2040: 0.037799
2018-12-16 17:00 | 12 | 16 | 1 | 0 | 1 | 0 | 1.5648 | 3.1297 | 0 | 21.7915 | 12.0437 | 17.0341 | 17.0341 | 68.1998 | 0 | 0 | 2024: 68.1998; 2025: 0; 2026: 0; 2027: 0; 2028: 0; 2029: 0; 2030: 3.1297; 2031: 0; 2032: 0; 2033: 68.1998; 2034: 0; 2035: 0; 2036: 0; 2039: 0; 2040: 0
2018-12-16 18:00 | 12 | 17 | 1 | 0 | 1 | 0 | 1.5923 | 3.1845 | 0 | 21.7915 | 12.0437 | 17.0341 | 17.0341 | 69.3951 | 0 | 0 | 2024: 69.3951; 2025: 0; 2026: 0; 2027: 0; 2028: 0; 2029: 0; 2030: 3.1845; 2031: 0; 2032: 0; 2033: 69.3951; 2034: 0; 2035: 0; 2036: 0; 2039: 0; 2040: 0
2018-12-16 19:00 | 12 | 18 | 1 | 0 | 1 | 0 | 1.5718 | 3.1436 | 0 | 21.7915 | 12.0437 | 17.0341 | 17.0341 | 68.5044 | 0 | 0 | 2024: 68.5044; 2025: 0; 2026: 0; 2027: 0; 2028: 0; 2029: 0; 2030: 3.1436; 2031: 0; 2032: 0; 2033: 68.5044; 2034: 0; 2035: 0; 2036: 0; 2039: 0; 2040: 0
2018-12-16 20:00 | 12 | 19 | 1 | 0 | 0 | 0 | 1.5218 | 3.0436 | 0 | 20.3125 | 10.5647 | 17.0341 | 17.0341 | 61.8237 | 0 | 0 | 2024: 61.8237; 2025: 0; 2026: 0; 2027: 0; 2028: 0; 2029: 0; 2030: 3.0436; 2031: 0; 2032: 0; 2033: 61.8237; 2034: 0; 2035: 0; 2036: 0; 2039: 0; 2040: 0
2018-12-16 21:00 | 12 | 20 | 1 | 0 | 0 | 0 | 1.3644 | 2.7287 | 0 | 20.3125 | 10.5647 | 17.0341 | 17.0341 | 55.4268 | 0 | 0 | 2024: 55.4268; 2025: 0; 2026: 0; 2027: 0; 2028: 0; 2029: 0; 2030: 2.7287; 2031: 0; 2032: 0; 2033: 55.4268; 2034: 0; 2035: 0; 2036: 0; 2039: 0; 2040: 0
2018-12-16 22:00 | 12 | 21 | 1 | 0 | 0 | 0 | 1.1174 | 2.2349 | 0 | 20.3125 | 10.5647 | 17.0341 | 17.0341 | 45.3964 | 0 | 0 | 2024: 45.3964; 2025: 0; 2026: 0; 2027: 0; 2028: 0; 2029: 0; 2030: 2.2349; 2031: 0; 2032: 0; 2033: 45.3964; 2034: 0; 2035: 0; 2036: 0; 2039: 0; 2040: 0
2018-12-16 23:00 | 12 | 22 | 1 | 0 | 0 | 0 | 0.94358 | 1.8872 | 0 | 20.3125 | 10.5647 | 17.0341 | 17.0341 | 38.333 | 0 | 0 | 2024: 38.333; 2025: 0; 2026: 0; 2027: 0; 2028: 0; 2029: 0; 2030: 1.8872; 2031: 0; 2032: 0; 2033: 38.333; 2034: 0; 2035: 0; 2036: 0; 2039: 0; 2040: 0
2018-12-17 | 12 | 23 | 1 | 0 | 0 | 0 | 0.85805 | 1.7161 | 0 | 20.3125 | 10.5647 | 17.0341 | 17.0341 | 34.8582 | 0 | 0 | 2024: 34.8582; 2025: 0; 2026: 0; 2027: 0; 2028: 0; 2029: 0; 2030: 1.7161; 2031: 0; 2032: 0; 2033: 34.8582; 2034: 0; 2035: 0; 2036: 0; 2039: 0; 2040: 0
2018-12-17 01:00 | 12 | 0 | 2 | 0 | 0 | 0 | 0.8123 | 1.6246 | 0 | 20.3125 | 10.5647 | 17.0341 | 17.0341 | 32.9997 | 0 | 0 | 2024: 32.9997; 2025: 0; 2026: 0; 2027: 0; 2028: 0; 2029: 0; 2030: 1.6246; 2031: 0; 2032: 0; 2033: 32.9997; 2034: 0; 2035: 0; 2036: 0; 2039: 0; 2040: 0
2018-12-17 02:00 | 12 | 1 | 2 | 0 | 0 | 0 | 0.83557 | 1.6711 | 0 | 20.3125 | 10.5647 | 17.0341 | 17.0341 | 33.9449 | 0 | 0 | 2024: 33.9449; 2025: 0; 2026: 0; 2027: 0; 2028: 0; 2029: 0; 2030: 1.6711; 2031: 0; 2032: 0; 2033: 33.9449; 2034: 0; 2035: 0; 2036: 0; 2039: 0; 2040: 0
2018-12-17 03:00 | 12 | 2 | 2 | 0 | 0 | 0 | 0.84226 | 1.6845 | 0 | 20.3125 | 10.5647 | 17.0341 | 17.0341 | 34.2167 | 0 | 0 | 2024: 34.2167; 2025: 0; 2026: 0; 2027: 0; 2028: 0; 2029: 0; 2030: 1.6845; 2031: 0; 2032: 0; 2033: 34.2167; 2034: 0; 2035: 0; 2036: 0; 2039: 0; 2040: 0
2018-12-17 04:00 | 12 | 3 | 2 | 0 | 0 | 0 | 0.87777 | 1.7555 | 0 | 20.3125 | 10.5647 | 17.0341 | 17.0341 | 35.6596 | 0 | 0 | 2024: 35.6596; 2025: 0; 2026: 0; 2027: 0; 2028: 0; 2029: 0; 2030: 1.7555; 2031: 0; 2032: 0; 2033: 35.6596; 2034: 0; 2035: 0; 2036: 0; 2039: 0; 2040: 0
2018-12-17 05:00 | 12 | 4 | 2 | 0 | 0 | 0 | 0.9549 | 1.9098 | 0 | 20.3125 | 10.5647 | 17.0341 | 17.0341 | 38.7928 | 0 | 0 | 2024: 38.7928; 2025: 0; 2026: 0; 2027: 0; 2028: 0; 2029: 0; 2030: 1.9098; 2031: 0; 2032: 0; 2033: 38.7928; 2034: 0; 2035: 0; 2036: 0; 2039: 0; 2040: 0
2018-12-17 06:00 | 12 | 5 | 2 | 0 | 0 | 0 | 1.1489 | 2.2978 | 0 | 20.3125 | 10.5647 | 17.0341 | 17.0341 | 46.6745 | 0 | 0 | 2024: 46.6745; 2025: 0; 2026: 0; 2027: 0; 2028: 0; 2029: 0; 2030: 2.2978; 2031: 0; 2032: 0; 2033: 46.6745; 2034: 0; 2035: 0; 2036: 0; 2039: 0; 2040: 0
2018-12-17 07:00 | 12 | 6 | 2 | 0 | 0 | 0 | 1.3138 | 2.6276 | 0 | 20.3125 | 10.5647 | 17.0341 | 17.0341 | 53.3731 | 0 | 0 | 2024: 53.3731; 2025: 0; 2026: 0; 2027: 0; 2028: 0; 2029: 0; 2030: 2.6276; 2031: 0; 2032: 0; 2033: 53.3731; 2034: 0; 2035: 0; 2036: 0; 2039: 0; 2040: 0
2018-12-17 08:00 | 12 | 7 | 2 | 0 | 0 | 0.0065795 | 1.28 | 2.56 | 0.052636 | 20.3125 | 10.5647 | 17.0341 | 17.0341 | 51.9997 | 0.052636 | 0 | 2024: 50.9305; 2025: 1.0692; 2026: 0; 2027: 0.89662; 2028: 0; 2029: 0; 2030: 2.5073; 2031: 0; 2032: 0; 2033: 50.9305; 2034: 1.0692; 2035: 0; 2036: 0.89662; 2039: 0.0065795; 2040: 0.0133
2018-12-17 09:00 | 12 | 8 | 2 | 0 | 0 | 0.031711 | 1.286 | 2.5721 | 0.25368 | 20.3125 | 10.5647 | 17.0341 | 17.0341 | 52.2456 | 0.25368 | 0 | 2024: 47.0927; 2025: 5.153; 2026: 0; 2027: 4.3213; 2028: 0; 2029: 0; 2030: 2.3184; 2031: 0; 2032: 0; 2033: 47.0927; 2034: 5.153; 2035: 0; 2036: 4.3213; 2039: 0.031711; 2040: 0.014796
2018-12-17 10:00 | 12 | 9 | 2 | 0 | 0 | 0.078761 | 1.2467 | 2.4933 | 0.63009 | 20.3125 | 10.5647 | 17.0341 | 17.0341 | 50.6455 | 0.63009 | 0 | 2024: 37.8469; 2025: 12.7986; 2026: 0; 2027: 10.733; 2028: 0; 2029: 0; 2030: 1.8632; 2031: 0; 2032: 0; 2033: 37.8469; 2034: 12.7986; 2035: 0; 2036: 10.733; 2039: 0.078761; 2040: 0.065838
2018-12-17 11:00 | 12 | 10 | 2 | 0 | 0 | 0.15328 | 1.1948 | 2.3896 | 1.2262 | 20.3125 | 10.5647 | 17.0341 | 17.0341 | 48.5395 | 1.2262 | 0 | 2024: 23.632; 2025: 24.9075; 2026: 0; 2027: 20.8875; 2028: 0; 2029: 0; 2030: 1.1634; 2031: 0; 2032: 0; 2033: 23.632; 2034: 24.9075; 2035: 0; 2036: 20.8875; 2039: 0.15328; 2040: 0.14817
2018-12-17 12:00 | 12 | 11 | 2 | 0 | 0 | 0.16039 | 1.1958 | 2.3915 | 1.2831 | 20.3125 | 10.5647 | 17.0341 | 17.0341 | 48.5774 | 1.2831 | 0 | 2024: 22.5141; 2025: 26.0634; 2026: 0; 2027: 21.8569; 2028: 0; 2029: 0; 2030: 1.1084; 2031: 0; 2032: 0; 2033: 22.5141; 2034: 26.0634; 2035: 0; 2036: 21.8569; 2039: 0.16039; 2040: 0.26704
2018-12-17 13:00 | 12 | 12 | 2 | 0 | 0 | 0.21851 | 1.2293 | 2.4587 | 1.7481 | 20.3125 | 10.5647 | 17.0341 | 17.0341 | 49.9415 | 1.7481 | 0 | 2024: 14.4331; 2025: 35.5084; 2026: 0; 2027: 29.7775; 2028: 0; 2029: 0; 2030: 0.71055; 2031: 0; 2032: 0; 2033: 14.4331; 2034: 35.5084; 2035: 0; 2036: 29.7775; 2039: 0.21851; 2040: 0.26714
2018-12-17 14:00 | 12 | 13 | 2 | 0 | 0 | 0.11445 | 1.1374 | 2.2747 | 0.91557 | 20.3125 | 10.5647 | 17.0341 | 17.0341 | 46.2059 | 0.91557 | 0 | 2024: 27.6084; 2025: 18.5975; 2026: 0; 2027: 15.5959; 2028: 0; 2029: 0; 2030: 1.3592; 2031: 0; 2032: 0; 2033: 27.6084; 2034: 18.5975; 2035: 0; 2036: 15.5959; 2039: 0.11445; 2040: 0.23127
2018-12-17 15:00 | 12 | 14 | 2 | 0 | 0 | 0.023971 | 1.2151 | 2.4303 | 0.19177 | 20.3125 | 10.5647 | 17.0341 | 17.0341 | 49.365 | 0.19177 | 0 | 2024: 45.4697; 2025: 3.8953; 2026: 0; 2027: 3.2666; 2028: 0; 2029: 0; 2030: 2.2385; 2031: 0; 2032: 0; 2033: 45.4697; 2034: 3.8953; 2035: 0; 2036: 3.2666; 2039: 0.023971; 2040: 0.21762
2018-12-17 16:00 | 12 | 15 | 2 | 0 | 1 | 0.0044664 | 1.2838 | 2.5676 | 0.035731 | 21.7915 | 12.0437 | 17.0341 | 17.0341 | 55.9515 | 0.035731 | 0 | 2024: 55.1729; 2025: 0.77863; 2026: 0; 2027: 0.60864; 2028: 0; 2029: 0; 2030: 2.5319; 2031: 0; 2032: 0; 2033: 55.1729; 2034: 0.77863; 2035: 0; 2036: 0.60864; 2039: 0.0044664; 2040: 0.065831
2018-12-17 17:00 | 12 | 16 | 2 | 0 | 1 | 0 | 1.431 | 2.8621 | 0 | 21.7915 | 12.0437 | 17.0341 | 17.0341 | 62.3688 | 0 | 0 | 2024: 62.3688; 2025: 0; 2026: 0; 2027: 0; 2028: 0; 2029: 0; 2030: 2.8621; 2031: 0; 2032: 0; 2033: 62.3688; 2034: 0; 2035: 0; 2036: 0; 2039: 0; 2040: 0
2018-12-17 18:00 | 12 | 17 | 2 | 0 | 1 | 0 | 1.5171 | 3.0342 | 0 | 21.7915 | 12.0437 | 17.0341 | 17.0341 | 66.1187 | 0 | 0 | 2024: 66.1187; 2025: 0; 2026: 0; 2027: 0; 2028: 0; 2029: 0; 2030: 3.0342; 2031: 0; 2032: 0; 2033: 66.1187; 2034: 0; 2035: 0; 2036: 0; 2039: 0; 2040: 0
2018-12-17 19:00 | 12 | 18 | 2 | 0 | 1 | 0 | 1.56 | 3.12 | 0 | 21.7915 | 12.0437 | 17.0341 | 17.0341 | 67.9891 | 0 | 0 | 2024: 67.9891; 2025: 0; 2026: 0; 2027: 0; 2028: 0; 2029: 0; 2030: 3.12; 2031: 0; 2032: 0; 2033: 67.9891; 2034: 0; 2035: 0; 2036: 0; 2039: 0; 2040: 0
2018-12-17 20:00 | 12 | 19 | 2 | 0 | 0 | 0 | 1.5129 | 3.0257 | 0 | 20.3125 | 10.5647 | 17.0341 | 17.0341 | 61.4599 | 0 | 0 | 2024: 61.4599; 2025: 0; 2026: 0; 2027: 0; 2028: 0; 2029: 0; 2030: 3.0257; 2031: 0; 2032: 0; 2033: 61.4599; 2034: 0; 2035: 0; 2036: 0; 2039: 0; 2040: 0
2018-12-17 21:00 | 12 | 20 | 2 | 0 | 0 | 0 | 1.3523 | 2.7046 | 0 | 20.3125 | 10.5647 | 17.0341 | 17.0341 | 54.9374 | 0 | 0 | 2024: 54.9374; 2025: 0; 2026: 0; 2027: 0; 2028: 0; 2029: 0; 2030: 2.7046; 2031: 0; 2032: 0; 2033: 54.9374; 2034: 0; 2035: 0; 2036: 0; 2039: 0; 2040: 0
2018-12-17 22:00 | 12 | 21 | 2 | 0 | 0 | 0 | 1.2295 | 2.4591 | 0 | 20.3125 | 10.5647 | 17.0341 | 17.0341 | 49.9498 | 0 | 0 | 2024: 49.9498; 2025: 0; 2026: 0; 2027: 0; 2028: 0; 2029: 0; 2030: 2.4591; 2031: 0; 2032: 0; 2033: 49.9498; 2034: 0; 2035: 0; 2036: 0; 2039: 0; 2040: 0
2018-12-17 23:00 | 12 | 22 | 2 | 0 | 0 | 0 | 1.1086 | 2.2171 | 0 | 20.3125 | 10.5647 | 17.0341 | 17.0341 | 45.0357 | 0 | 0 | 2024: 45.0357; 2025: 0; 2026: 0; 2027: 0; 2028: 0; 2029: 0; 2030: 2.2171; 2031: 0; 2032: 0; 2033: 45.0357; 2034: 0; 2035: 0; 2036: 0; 2039: 0; 2040: 0
2018-12-18 | 12 | 23 | 2 | 0 | 0 | 0 | 1.0264 | 2.0529 | 0 | 20.3125 | 10.5647 | 17.0341 | 17.0341 | 41.6988 | 0 | 0 | 2024: 41.6988; 2025: 0; 2026: 0; 2027: 0; 2028: 0; 2029: 0; 2030: 2.0529; 2031: 0; 2032: 0; 2033: 41.6988; 2034: 0; 2035: 0; 2036: 0; 2039: 0; 2040: 0
2018-12-18 01:00 | 12 | 0 | 3 | 0 | 0 | 0 | 0.98897 | 1.9779 | 0 | 20.3125 | 10.5647 | 17.0341 | 17.0341 | 40.177 | 0 | 0 | 2024: 40.177; 2025: 0; 2026: 0; 2027: 0; 2028: 0; 2029: 0; 2030: 1.9779; 2031: 0; 2032: 0; 2033: 40.177; 2034: 0; 2035: 0; 2036: 0; 2039: 0; 2040: 0
2018-12-18 02:00 | 12 | 1 | 3 | 0 | 0 | 0 | 1.034 | 2.0679 | 0 | 20.3125 | 10.5647 | 17.0341 | 17.0341 | 42.0052 | 0 | 0 | 2024: 42.0052; 2025: 0; 2026: 0; 2027: 0; 2028: 0; 2029: 0; 2030: 2.0679; 2031: 0; 2032: 0; 2033: 42.0052; 2034: 0; 2035: 0; 2036: 0; 2039: 0; 2040: 0
2018-12-18 03:00 | 12 | 2 | 3 | 0 | 0 | 0 | 1.0694 | 2.1389 | 0 | 20.3125 | 10.5647 | 17.0341 | 17.0341 | 43.4457 | 0 | 0 | 2024: 43.4457; 2025: 0; 2026: 0; 2027: 0; 2028: 0; 2029: 0; 2030: 2.1389; 2031: 0; 2032: 0; 2033: 43.4457; 2034: 0; 2035: 0; 2036: 0; 2039: 0; 2040: 0
2018-12-18 04:00 | 12 | 3 | 3 | 0 | 0 | 0 | 1.1019 | 2.2038 | 0 | 20.3125 | 10.5647 | 17.0341 | 17.0341 | 44.764 | 0 | 0 | 2024: 44.764; 2025: 0; 2026: 0; 2027: 0; 2028: 0; 2029: 0; 2030: 2.2038; 2031: 0; 2032: 0; 2033: 44.764; 2034: 0; 2035: 0; 2036: 0; 2039: 0; 2040: 0
2018-12-18 05:00 | 12 | 4 | 3 | 0 | 0 | 0 | 1.1043 | 2.2086 | 0 | 20.3125 | 10.5647 | 17.0341 | 17.0341 | 44.8627 | 0 | 0 | 2024: 44.8627; 2025: 0; 2026: 0; 2027: 0; 2028: 0; 2029: 0; 2030: 2.2086; 2031: 0; 2032: 0; 2033: 44.8627; 2034: 0; 2035: 0; 2036: 0; 2039: 0; 2040: 0
2018-12-18 06:00 | 12 | 5 | 3 | 0 | 0 | 0 | 1.2169 | 2.4337 | 0 | 20.3125 | 10.5647 | 17.0341 | 17.0341 | 49.4355 | 0 | 0 | 2024: 49.4355; 2025: 0; 2026: 0; 2027: 0; 2028: 0; 2029: 0; 2030: 2.4337; 2031: 0; 2032: 0; 2033: 49.4355; 2034: 0; 2035: 0; 2036: 0; 2039: 0; 2040: 0
2018-12-18 07:00 | 12 | 6 | 3 | 0 | 0 | 0 | 1.3446 | 2.6893 | 0 | 20.3125 | 10.5647 | 17.0341 | 17.0341 | 54.6261 | 0 | 0 | 2024: 54.6261; 2025: 0; 2026: 0; 2027: 0; 2028: 0; 2029: 0; 2030: 2.6893; 2031: 0; 2032: 0; 2033: 54.6261; 2034: 0; 2035: 0; 2036: 0; 2039: 0; 2040: 0
2018-12-18 08:00 | 12 | 7 | 3 | 0 | 0 | 0.00251 | 1.3826 | 2.7652 | 0.02008 | 20.3125 | 10.5647 | 17.0341 | 17.0341 | 56.1683 | 0.02008 | 0 | 2024: 55.7605; 2025: 0.40788; 2026: 0; 2027: 0.34205; 2028: 0; 2029: 0; 2030: 2.7451; 2031: 0; 2032: 0; 2033: 55.7605; 2034: 0.40788; 2035: 0; 2036: 0.34205; 2039: 0.00251; 2040: 0.032196
2018-12-18 09:00 | 12 | 8 | 3 | 0 | 0 | 0.010673 | 1.4116 | 2.8233 | 0.085385 | 20.3125 | 10.5647 | 17.0341 | 17.0341 | 57.3474 | 0.085385 | 0 | 2024: 55.613; 2025: 1.7344; 2026: 0; 2027: 1.4545; 2028: 0; 2029: 0; 2030: 2.7379; 2031: 0; 2032: 0; 2033: 55.613; 2034: 1.7344; 2035: 0; 2036: 1.4545; 2039: 0.010673; 2040: 0.11379
2018-12-18 10:00 | 12 | 9 | 3 | 0 | 0 | 0.075636 | 1.432 | 2.864 | 0.60509 | 20.3125 | 10.5647 | 17.0341 | 17.0341 | 58.1748 | 0.60509 | 0 | 2024: 45.8839; 2025: 12.2909; 2026: 0; 2027: 10.3072; 2028: 0; 2029: 0; 2030: 2.2589; 2031: 0; 2032: 0; 2033: 45.8839; 2034: 12.2909; 2035: 0; 2036: 10.3072; 2039: 0.075636; 2040: 0.17182
2018-12-18 11:00 | 12 | 10 | 3 | 0 | 0 | 0.11265 | 1.3788 | 2.7576 | 0.90119 | 20.3125 | 10.5647 | 17.0341 | 17.0341 | 56.014 | 0.90119 | 0 | 2024: 37.7086; 2025: 18.3055; 2026: 0; 2027: 15.351; 2028: 0; 2029: 0; 2030: 1.8564; 2031: 0; 2032: 0; 2033: 37.7086; 2034: 18.3055; 2035: 0; 2036: 15.351; 2039: 0.11265; 2040: 0.30367
2018-12-18 12:00 | 12 | 11 | 3 | 0 | 0 | 0.10423 | 1.3598 | 2.7196 | 0.83385 | 20.3125 | 10.5647 | 17.0341 | 17.0341 | 55.2418 | 0.83385 | 0 | 2024: 38.3042; 2025: 16.9375; 2026: 0; 2027: 14.2039; 2028: 0; 2029: 0; 2030: 1.8857; 2031: 0; 2032: 0; 2033: 38.3042; 2034: 16.9375; 2035: 0; 2036: 14.2039; 2039: 0.10423; 2040: 0.22654
2018-12-18 13:00 | 12 | 12 | 3 | 0 | 0 | 0.10687 | 1.2989 | 2.5979 | 0.85499 | 20.3125 | 10.5647 | 17.0341 | 17.0341 | 52.7689 | 0.85499 | 0 | 2024: 35.4019; 2025: 17.367; 2026: 0; 2027: 14.5641; 2028: 0; 2029: 0; 2030: 1.7429; 2031: 0; 2032: 0; 2033: 35.4019; 2034: 17.367; 2035: 0; 2036: 14.5641; 2039: 0.10687; 2040: 0.21634
2018-12-18 14:00 | 12 | 13 | 3 | 0 | 0 | 0.22399 | 1.2155 | 2.431 | 1.7919 | 20.3125 | 10.5647 | 17.0341 | 17.0341 | 49.3797 | 1.7919 | 0 | 2024: 12.9818; 2025: 36.3979; 2026: 0; 2027: 30.5234; 2028: 0; 2029: 0; 2030: 0.63911; 2031: 0; 2032: 0; 2033: 12.9818; 2034: 36.3979; 2035: 0; 2036: 30.5234; 2039: 0.22399; 2040: 0.18705
2018-12-18 15:00 | 12 | 14 | 3 | 0 | 0 | 0.13061 | 1.2099 | 2.4198 | 1.0449 | 20.3125 | 10.5647 | 17.0341 | 17.0341 | 49.153 | 1.0449 | 0 | 2024: 27.9284; 2025: 21.2246; 2026: 0; 2027: 17.799; 2028: 0; 2029: 0; 2030: 1.3749; 2031: 0; 2032: 0; 2033: 27.9284; 2034: 21.2246; 2035: 0; 2036: 17.799; 2039: 0.13061; 2040: 0.21916
2018-12-18 16:00 | 12 | 15 | 3 | 0 | 1 | 0.018034 | 1.3524 | 2.7047 | 0.14427 | 21.7915 | 12.0437 | 17.0341 | 17.0341 | 58.9395 | 0.14427 | 0 | 2024: 55.7956; 2025: 3.1439; 2026: 0; 2027: 2.4575; 2028: 0; 2029: 0; 2030: 2.5604; 2031: 0; 2032: 0; 2033: 55.7956; 2034: 3.1439; 2035: 0; 2036: 2.4575; 2039: 0.018034; 2040: 0.046347
2018-12-18 17:00 | 12 | 16 | 3 | 0 | 1 | 0 | 1.4679 | 2.9357 | 0 | 21.7915 | 12.0437 | 17.0341 | 17.0341 | 63.9736 | 0 | 0 | 2024: 63.9736; 2025: 0; 2026: 0; 2027: 0; 2028: 0; 2029: 0; 2030: 2.9357; 2031: 0; 2032: 0; 2033: 63.9736; 2034: 0; 2035: 0; 2036: 0; 2039: 0; 2040: 0
2018-12-18 18:00 | 12 | 17 | 3 | 0 | 1 | 0 | 1.5642 | 3.1284 | 0 | 21.7915 | 12.0437 | 17.0341 | 17.0341 | 68.1731 | 0 | 0 | 2024: 68.1731; 2025: 0; 2026: 0; 2027: 0; 2028: 0; 2029: 0; 2030: 3.1284; 2031: 0; 2032: 0; 2033: 68.1731; 2034: 0; 2035: 0; 2036: 0; 2039: 0; 2040: 0
2018-12-18 19:00 | 12 | 18 | 3 | 0 | 1 | 0 | 1.5076 | 3.0152 | 0 | 21.7915 | 12.0437 | 17.0341 | 17.0341 | 65.7053 | 0 | 0 | 2024: 65.7053; 2025: 0; 2026: 0; 2027: 0; 2028: 0; 2029: 0; 2030: 3.0152; 2031: 0; 2032: 0; 2033: 65.7053; 2034: 0; 2035: 0; 2036: 0; 2039: 0; 2040: 0
2018-12-18 20:00 | 12 | 19 | 3 | 0 | 0 | 0 | 1.4193 | 2.8386 | 0 | 20.3125 | 10.5647 | 17.0341 | 17.0341 | 57.6582 | 0 | 0 | 2024: 57.6582; 2025: 0; 2026: 0; 2027: 0; 2028: 0; 2029: 0; 2030: 2.8386; 2031: 0; 2032: 0; 2033: 57.6582; 2034: 0; 2035: 0; 2036: 0; 2039: 0; 2040: 0
2018-12-18 21:00 | 12 | 20 | 3 | 0 | 0 | 0 | 1.2951 | 2.5903 | 0 | 20.3125 | 10.5647 | 17.0341 | 17.0341 | 52.6149 | 0 | 0 | 2024: 52.6149; 2025: 0; 2026: 0; 2027: 0; 2028: 0; 2029: 0; 2030: 2.5903; 2031: 0; 2032: 0; 2033: 52.6149; 2034: 0; 2035: 0; 2036: 0; 2039: 0; 2040: 0
2018-12-18 22:00 | 12 | 21 | 3 | 0 | 0 | 0 | 1.0855 | 2.171 | 0 | 20.3125 | 10.5647 | 17.0341 | 17.0341 | 44.0984 | 0 | 0 | 2024: 44.0984; 2025: 0; 2026: 0; 2027: 0; 2028: 0; 2029: 0; 2030: 2.171; 2031: 0; 2032: 0; 2033: 44.0984; 2034: 0; 2035: 0; 2036: 0; 2039: 0; 2040: 0
2018-12-18 23:00 | 12 | 22 | 3 | 0 | 0 | 0 | 0.8372 | 1.6744 | 0 | 20.3125 | 10.5647 | 17.0341 | 17.0341 | 34.0114 | 0 | 0 | 2024: 34.0114; 2025: 0; 2026: 0; 2027: 0; 2028: 0; 2029: 0; 2030: 1.6744; 2031: 0; 2032: 0; 2033: 34.0114; 2034: 0; 2035: 0; 2036: 0; 2039: 0; 2040: 0
2018-12-19 | 12 | 23 | 3 | 0 | 0 | 0 | 0.78705 | 1.5741 | 0 | 20.3125 | 10.5647 | 17.0341 | 17.0341 | 31.974 | 0 | 0 | 2024: 31.974; 2025: 0; 2026: 0; 2027: 0; 2028: 0; 2029: 0; 2030: 1.5741; 2031: 0; 2032: 0; 2033: 31.974; 2034: 0; 2035: 0; 2036: 0; 2039: 0; 2040: 0
2018-12-19 01:00 | 12 | 0 | 4 | 0 | 0 | 0 | 0.7268 | 1.4536 | 0 | 20.3125 | 10.5647 | 17.0341 | 17.0341 | 29.5262 | 0 | 0 | 2024: 29.5262; 2025: 0; 2026: 0; 2027: 0; 2028: 0; 2029: 0; 2030: 1.4536; 2031: 0; 2032: 0; 2033: 29.5262; 2034: 0; 2035: 0; 2036: 0; 2039: 0; 2040: 0
2018-12-19 02:00 | 12 | 1 | 4 | 0 | 0 | 0 | 0.75726 | 1.5145 | 0 | 20.3125 | 10.5647 | 17.0341 | 17.0341 | 30.7638 | 0 | 0 | 2024: 30.7638; 2025: 0; 2026: 0; 2027: 0; 2028: 0; 2029: 0; 2030: 1.5145; 2031: 0; 2032: 0; 2033: 30.7638; 2034: 0; 2035: 0; 2036: 0; 2039: 0; 2040: 0
2018-12-19 03:00 | 12 | 2 | 4 | 0 | 0 | 0 | 0.76398 | 1.528 | 0 | 20.3125 | 10.5647 | 17.0341 | 17.0341 | 31.0367 | 0 | 0 | 2024: 31.0367; 2025: 0; 2026: 0; 2027: 0; 2028: 0; 2029: 0; 2030: 1.528; 2031: 0; 2032: 0; 2033: 31.0367; 2034: 0; 2035: 0; 2036: 0; 2039: 0; 2040: 0
2018-12-19 04:00 | 12 | 3 | 4 | 0 | 0 | 0 | 0.76215 | 1.5243 | 0 | 20.3125 | 10.5647 | 17.0341 | 17.0341 | 30.9624 | 0 | 0 | 2024: 30.9624; 2025: 0; 2026: 0; 2027: 0; 2028: 0; 2029: 0; 2030: 1.5243; 2031: 0; 2032: 0; 2033: 30.9624; 2034: 0; 2035: 0; 2036: 0; 2039: 0; 2040: 0
2018-12-19 05:00 | 12 | 4 | 4 | 0 | 0 | 0 | 0.79419 | 1.5884 | 0 | 20.3125 | 10.5647 | 17.0341 | 17.0341 | 32.2641 | 0 | 0 | 2024: 32.2641; 2025: 0; 2026: 0; 2027: 0; 2028: 0; 2029: 0; 2030: 1.5884; 2031: 0; 2032: 0; 2033: 32.2641; 2034: 0; 2035: 0; 2036: 0; 2039: 0; 2040: 0
2018-12-19 06:00 | 12 | 5 | 4 | 0 | 0 | 0 | 0.99381 | 1.9876 | 0 | 20.3125 | 10.5647 | 17.0341 | 17.0341 | 40.3735 | 0 | 0 | 2024: 40.3735; 2025: 0; 2026: 0; 2027: 0; 2028: 0; 2029: 0; 2030: 1.9876; 2031: 0; 2032: 0; 2033: 40.3735; 2034: 0; 2035: 0; 2036: 0; 2039: 0; 2040: 0
2018-12-19 07:00 | 12 | 6 | 4 | 0 | 0 | 0 | 1.1536 | 2.3072 | 0 | 20.3125 | 10.5647 | 17.0341 | 17.0341 | 46.8643 | 0 | 0 | 2024: 46.8643; 2025: 0; 2026: 0; 2027: 0; 2028: 0; 2029: 0; 2030: 2.3072; 2031: 0; 2032: 0; 2033: 46.8643; 2034: 0; 2035: 0; 2036: 0; 2039: 0; 2040: 0
2018-12-19 08:00 | 12 | 7 | 4 | 0 | 0 | 0.048471 | 1.218 | 2.4361 | 0.38776 | 20.3125 | 10.5647 | 17.0341 | 17.0341 | 49.4827 | 0.38776 | 0 | 2024: 41.6062; 2025: 7.8765; 2026: 0; 2027: 6.6052; 2028: 0; 2029: 0; 2030: 2.0483; 2031: 0; 2032: 0; 2033: 41.6062; 2034: 7.8765; 2035: 0; 2036: 6.6052; 2039: 0.048471; 2040: 0.039705
2018-12-19 09:00 | 12 | 8 | 4 | 0 | 0 | 0.025589 | 1.2307 | 2.4615 | 0.20471 | 20.3125 | 10.5647 | 17.0341 | 17.0341 | 49.999 | 0.20471 | 0 | 2024: 45.8408; 2025: 4.1582; 2026: 0; 2027: 3.4871; 2028: 0; 2029: 0; 2030: 2.2568; 2031: 0; 2032: 0; 2033: 45.8408; 2034: 4.1582; 2035: 0; 2036: 3.4871; 2039: 0.025589; 2040: 0.13427
2018-12-19 10:00 | 12 | 9 | 4 | 0 | 0 | 0.049982 | 1.1969 | 2.3939 | 0.39986 | 20.3125 | 10.5647 | 17.0341 | 17.0341 | 48.626 | 0.39986 | 0 | 2024: 40.5039; 2025: 8.1221; 2026: 0; 2027: 6.8112; 2028: 0; 2029: 0; 2030: 1.994; 2031: 0; 2032: 0; 2033: 40.5039; 2034: 8.1221; 2035: 0; 2036: 6.8112; 2039: 0.049982; 2040: 0.23194
2018-12-19 11:00 | 12 | 10 | 4 | 0 | 0 | 0.21504 | 1.1943 | 2.3887 | 1.7203 | 20.3125 | 10.5647 | 17.0341 | 17.0341 | 48.5203 | 1.7203 | 0 | 2024: 13.5761; 2025: 34.9442; 2026: 0; 2027: 29.3043; 2028: 0; 2029: 0; 2030: 0.66836; 2031: 0; 2032: 0; 2033: 13.5761; 2034: 34.9442; 2035: 0; 2036: 29.3043; 2039: 0.21504; 2040: 0.28135
2018-12-19 12:00 | 12 | 11 | 4 | 0 | 0 | 0.50858 | 1.1406 | 2.2811 | 4.0687 | 20.3125 | 10.5647 | 17.0341 | 17.0341 | 46.3354 | 2.2811 | 1.7876 | 2024: 0; 2025: 46.3354; 2026: 18.885; 2027: 69.3065; 2028: 1.7876; 2029: 1.7876; 2030: 0; 2031: 0; 2032: 0; 2033: 0; 2034: 46.3354; 2035: 0; 2036: 69.3065; 2039: 0.50858; 2040: 0.30417
2018-12-19 13:00 | 12 | 12 | 4 | 0 | 0 | 0.37685 | 1.1018 | 2.2035 | 3.0148 | 20.3125 | 10.5647 | 17.0341 | 17.0341 | 44.7586 | 2.2035 | 0.81133 | 2024: 0; 2025: 44.7586; 2026: 8.5715; 2027: 51.3551; 2028: 0.81133; 2029: 2.5989; 2030: 0; 2031: 0; 2032: 0; 2033: 0; 2034: 44.7586; 2035: 0; 2036: 51.3551; 2039: 0.37685; 2040: 0.27038
2018-12-19 14:00 | 12 | 13 | 4 | 0 | 0 | 0.047771 | 1.0358 | 2.0717 | 0.38217 | 20.3125 | 10.5647 | 17.0341 | 17.0341 | 42.0809 | 0.38217 | 0 | 2024: 34.3181; 2025: 7.7628; 2026: 0; 2027: 6.5099; 2028: 0; 2029: 2.5989; 2030: 1.6895; 2031: 1.6895; 2032: 0; 2033: 0; 2034: 42.0809; 2035: 0; 2036: 6.5099; 2039: 0.047771; 2040: 0.23572
2018-12-19 15:00 | 12 | 14 | 4 | 0 | 0 | 0.037234 | 1.0712 | 2.1424 | 0.29787 | 20.3125 | 10.5647 | 17.0341 | 17.0341 | 43.5184 | 0.29787 | 0 | 2024: 37.4678; 2025: 6.0506; 2026: 0; 2027: 5.074; 2028: 0; 2029: 0.76247; 2030: 1.8446; 2031: 0.70147; 2032: 0; 2033: 23.2192; 2034: 20.2992; 2035: 0; 2036: 5.074; 2039: 0.037234; 2040: 0.27329
2018-12-19 16:00 | 12 | 15 | 4 | 0 | 1 | 0.0055723 | 1.1725 | 2.345 | 0.044579 | 21.7915 | 12.0437 | 17.0341 | 17.0341 | 51.1016 | 0.044579 | 0 | 2024: 50.1302; 2025: 0.97143; 2026: 0; 2027: 0.75936; 2028: 0; 2029: 0; 2030: 2.3004; 2031: 0; 2032: 0; 2033: 50.1302; 2034: 0.97143; 2035: 0; 2036: 0.75936; 2039: 0.0055723; 2040: 0.075026
2018-12-19 17:00 | 12 | 16 | 4 | 0 | 1 | 0 | 1.3346 | 2.6693 | 0 | 21.7915 | 12.0437 | 17.0341 | 17.0341 | 58.1677 | 0 | 0 | 2024: 58.1677; 2025: 0; 2026: 0; 2027: 0; 2028: 0; 2029: 0; 2030: 2.6693; 2031: 0; 2032: 0; 2033: 58.1677; 2034: 0; 2035: 0; 2036: 0; 2039: 0; 2040: 0
2018-12-19 18:00 | 12 | 17 | 4 | 0 | 1 | 0 | 1.5724 | 3.1447 | 0 | 21.7915 | 12.0437 | 17.0341 | 17.0341 | 68.5286 | 0 | 0 | 2024: 68.5286; 2025: 0; 2026: 0; 2027: 0; 2028: 0; 2029: 0; 2030: 3.1447; 2031: 0; 2032: 0; 2033: 68.5286; 2034: 0; 2035: 0; 2036: 0; 2039: 0; 2040: 0
2018-12-19 19:00 | 12 | 18 | 4 | 0 | 1 | 0 | 1.5222 | 3.0445 | 0 | 21.7915 | 12.0437 | 17.0341 | 17.0341 | 66.3432 | 0 | 0 | 2024: 66.3432; 2025: 0; 2026: 0; 2027: 0; 2028: 0; 2029: 0; 2030: 3.0445; 2031: 0; 2032: 0; 2033: 66.3432; 2034: 0; 2035: 0; 2036: 0; 2039: 0; 2040: 0
2018-12-19 20:00 | 12 | 19 | 4 | 0 | 0 | 0 | 1.4592 | 2.9184 | 0 | 20.3125 | 10.5647 | 17.0341 | 17.0341 | 59.2808 | 0 | 0 | 2024: 59.2808; 2025: 0; 2026: 0; 2027: 0; 2028: 0; 2029: 0; 2030: 2.9184; 2031: 0; 2032: 0; 2033: 59.2808; 2034: 0; 2035: 0; 2036: 0; 2039: 0; 2040: 0
2018-12-19 21:00 | 12 | 20 | 4 | 0 | 0 | 0 | 1.3366 | 2.6732 | 0 | 20.3125 | 10.5647 | 17.0341 | 17.0341 | 54.2989 | 0 | 0 | 2024: 54.2989; 2025: 0; 2026: 0; 2027: 0; 2028: 0; 2029: 0; 2030: 2.6732; 2031: 0; 2032: 0; 2033: 54.2989; 2034: 0; 2035: 0; 2036: 0; 2039: 0; 2040: 0
2018-12-19 22:00 | 12 | 21 | 4 | 0 | 0 | 0 | 1.2302 | 2.4605 | 0 | 20.3125 | 10.5647 | 17.0341 | 17.0341 | 49.9779 | 0 | 0 | 2024: 49.9779; 2025: 0; 2026: 0; 2027: 0; 2028: 0; 2029: 0; 2030: 2.4605; 2031: 0; 2032: 0; 2033: 49.9779; 2034: 0; 2035: 0; 2036: 0; 2039: 0; 2040: 0
2018-12-19 23:00 | 12 | 22 | 4 | 0 | 0 | 0 | 1.0672 | 2.1344 | 0 | 20.3125 | 10.5647 | 17.0341 | 17.0341 | 43.3554 | 0 | 0 | 2024: 43.3554; 2025: 0; 2026: 0; 2027: 0; 2028: 0; 2029: 0; 2030: 2.1344; 2031: 0; 2032: 0; 2033: 43.3554; 2034: 0; 2035: 0; 2036: 0; 2039: 0; 2040: 0
2018-12-20 | 12 | 23 | 4 | 0 | 0 | 0 | 0.92793 | 1.8559 | 0 | 20.3125 | 10.5647 | 17.0341 | 17.0341 | 37.697 | 0 | 0 | 2024: 37.697; 2025: 0; 2026: 0; 2027: 0; 2028: 0; 2029: 0; 2030: 1.8559; 2031: 0; 2032: 0; 2033: 37.697; 2034: 0; 2035: 0; 2036: 0; 2039: 0; 2040: 0
2018-12-20 01:00 | 12 | 0 | 5 | 0 | 0 | 0 | 0.87893 | 1.7579 | 0 | 20.3125 | 10.5647 | 17.0341 | 17.0341 | 35.7064 | 0 | 0 | 2024: 35.7064; 2025: 0; 2026: 0; 2027: 0; 2028: 0; 2029: 0; 2030: 1.7579; 2031: 0; 2032: 0; 2033: 35.7064; 2034: 0; 2035: 0; 2036: 0; 2039: 0; 2040: 0
2018-12-20 02:00 | 12 | 1 | 5 | 0 | 0 | 0 | 0.88446 | 1.7689 | 0 | 20.3125 | 10.5647 | 17.0341 | 17.0341 | 35.9311 | 0 | 0 | 2024: 35.9311; 2025: 0; 2026: 0; 2027: 0; 2028: 0; 2029: 0; 2030: 1.7689; 2031: 0; 2032: 0; 2033: 35.9311; 2034: 0; 2035: 0; 2036: 0; 2039: 0; 2040: 0
2018-12-20 03:00 | 12 | 2 | 5 | 0 | 0 | 0 | 0.88567 | 1.7713 | 0 | 20.3125 | 10.5647 | 17.0341 | 17.0341 | 35.9804 | 0 | 0 | 2024: 35.9804; 2025: 0; 2026: 0; 2027: 0; 2028: 0; 2029: 0; 2030: 1.7713; 2031: 0; 2032: 0; 2033: 35.9804; 2034: 0; 2035: 0; 2036: 0; 2039: 0; 2040: 0
2018-12-20 04:00 | 12 | 3 | 5 | 0 | 0 | 0 | 0.90287 | 1.8057 | 0 | 20.3125 | 10.5647 | 17.0341 | 17.0341 | 36.679 | 0 | 0 | 2024: 36.679; 2025: 0; 2026: 0; 2027: 0; 2028: 0; 2029: 0; 2030: 1.8057; 2031: 0; 2032: 0; 2033: 36.679; 2034: 0; 2035: 0; 2036: 0; 2039: 0; 2040: 0
2018-12-20 05:00 | 12 | 4 | 5 | 0 | 0 | 0 | 0.97068 | 1.9414 | 0 | 20.3125 | 10.5647 | 17.0341 | 17.0341 | 39.4341 | 0 | 0 | 2024: 39.4341; 2025: 0; 2026: 0; 2027: 0; 2028: 0; 2029: 0; 2030: 1.9414; 2031: 0; 2032: 0; 2033: 39.4341; 2034: 0; 2035: 0; 2036: 0; 2039: 0; 2040: 0
2018-12-20 06:00 | 12 | 5 | 5 | 0 | 0 | 0 | 1.101 | 2.2021 | 0 | 20.3125 | 10.5647 | 17.0341 | 17.0341 | 44.7299 | 0 | 0 | 2024: 44.7299; 2025: 0; 2026: 0; 2027: 0; 2028: 0; 2029: 0; 2030: 2.2021; 2031: 0; 2032: 0; 2033: 44.7299; 2034: 0; 2035: 0; 2036: 0; 2039: 0; 2040: 0
2018-12-20 07:00 | 12 | 6 | 5 | 0 | 0 | 0 | 1.2979 | 2.5957 | 0 | 20.3125 | 10.5647 | 17.0341 | 17.0341 | 52.7252 | 0 | 0 | 2024: 52.7252; 2025: 0; 2026: 0; 2027: 0; 2028: 0; 2029: 0; 2030: 2.5957; 2031: 0; 2032: 0; 2033: 52.7252; 2034: 0; 2035: 0; 2036: 0; 2039: 0; 2040: 0
2018-12-20 08:00 | 12 | 7 | 5 | 0 | 0 | 0.0050582 | 1.3244 | 2.6488 | 0.040465 | 20.3125 | 10.5647 | 17.0341 | 17.0341 | 53.8032 | 0.040465 | 0 | 2024: 52.9812; 2025: 0.82195; 2026: 0; 2027: 0.68929; 2028: 0; 2029: 0; 2030: 2.6083; 2031: 0; 2032: 0; 2033: 52.9812; 2034: 0.82195; 2035: 0; 2036: 0.68929; 2039: 0.0050582; 2040: 0.037393
2018-12-20 09:00 | 12 | 8 | 5 | 0 | 0 | 0.013607 | 1.3609 | 2.7219 | 0.10885 | 20.3125 | 10.5647 | 17.0341 | 17.0341 | 55.2884 | 0.10885 | 0 | 2024: 53.0774; 2025: 2.2111; 2026: 0; 2027: 1.8542; 2028: 0; 2029: 0; 2030: 2.613; 2031: 0; 2032: 0; 2033: 53.0774; 2034: 2.2111; 2035: 0; 2036: 1.8542; 2039: 0.013607; 2040: 0.20022
2018-12-20 10:00 | 12 | 9 | 5 | 0 | 0 | 0.12922 | 1.3269 | 2.6538 | 1.0338 | 20.3125 | 10.5647 | 17.0341 | 17.0341 | 53.9055 | 1.0338 | 0 | 2024: 32.9067; 2025: 20.9987; 2026: 0; 2027: 17.6096; 2028: 0; 2029: 0; 2030: 1.62; 2031: 0; 2032: 0; 2033: 32.9067; 2034: 20.9987; 2035: 0; 2036: 17.6096; 2039: 0.12922; 2040: 0.32038
2018-12-20 11:00 | 12 | 10 | 5 | 0 | 0 | 0.14246 | 1.3009 | 2.6019 | 1.1397 | 20.3125 | 10.5647 | 17.0341 | 17.0341 | 52.8506 | 1.1397 | 0 | 2024: 29.7012; 2025: 23.1494; 2026: 0; 2027: 19.4132; 2028: 0; 2029: 0; 2030: 1.4622; 2031: 0; 2032: 0; 2033: 29.7012; 2034: 23.1494; 2035: 0; 2036: 19.4132; 2039: 0.14246; 2040: 0.39815
2018-12-20 12:00 | 12 | 11 | 5 | 0 | 0 | 0.15161 | 1.3155 | 2.631 | 1.2129 | 20.3125 | 10.5647 | 17.0341 | 17.0341 | 53.4427 | 1.2129 | 0 | 2024: 28.8054; 2025: 24.6373; 2026: 0; 2027: 20.6609; 2028: 0; 2029: 0; 2030: 1.4181; 2031: 0; 2032: 0; 2033: 28.8054; 2034: 24.6373; 2035: 0; 2036: 20.6609; 2039: 0.15161; 2040: 0.24453
2018-12-20 13:00 | 12 | 12 | 5 | 0 | 0 | 0.15165 | 1.2453 | 2.4905 | 1.2132 | 20.3125 | 10.5647 | 17.0341 | 17.0341 | 50.5889 | 1.2132 | 0 | 2024: 25.9458; 2025: 24.6431; 2026: 0; 2027: 20.6658; 2028: 0; 2029: 0; 2030: 1.2773; 2031: 0; 2032: 0; 2033: 25.9458; 2034: 24.6431; 2035: 0; 2036: 20.6658; 2039: 0.15165; 2040: 0.40344
2018-12-20 14:00 | 12 | 13 | 5 | 0 | 0 | 0.08425 | 1.1627 | 2.3253 | 0.674 | 20.3125 | 10.5647 | 17.0341 | 17.0341 | 47.2329 | 0.674 | 0 | 2024: 33.5423; 2025: 13.6906; 2026: 0; 2027: 11.481; 2028: 0; 2029: 0; 2030: 1.6513; 2031: 0; 2032: 0; 2033: 33.5423; 2034: 13.6906; 2035: 0; 2036: 11.481; 2039: 0.08425; 2040: 0.31679
2018-12-20 15:00 | 12 | 14 | 5 | 0 | 0 | 0.036273 | 1.1987 | 2.3974 | 0.29018 | 20.3125 | 10.5647 | 17.0341 | 17.0341 | 48.6974 | 0.29018 | 0 | 2024: 42.8031; 2025: 5.8943; 2026: 0; 2027: 4.943; 2028: 0; 2029: 0; 2030: 2.1072; 2031: 0; 2032: 0; 2033: 42.8031; 2034: 5.8943; 2035: 0; 2036: 4.943; 2039: 0.036273; 2040: 0.22929
2018-12-20 16:00 | 12 | 15 | 5 | 0 | 1 | 0.0082727 | 1.3549 | 2.7098 | 0.066182 | 21.7915 | 12.0437 | 17.0341 | 17.0341 | 59.0511 | 0.066182 | 0 | 2024: 57.6089; 2025: 1.4422; 2026: 0; 2027: 1.1273; 2028: 0; 2029: 0; 2030: 2.6436; 2031: 0; 2032: 0; 2033: 57.6089; 2034: 1.4422; 2035: 0; 2036: 1.1273; 2039: 0.0082727; 2040: 0.057487
2018-12-20 17:00 | 12 | 16 | 5 | 0 | 1 | 0 | 1.4845 | 2.9689 | 0 | 21.7915 | 12.0437 | 17.0341 | 17.0341 | 64.6972 | 0 | 0 | 2024: 64.6972; 2025: 0; 2026: 0; 2027: 0; 2028: 0; 2029: 0; 2030: 2.9689; 2031: 0; 2032: 0; 2033: 64.6972; 2034: 0; 2035: 0; 2036: 0; 2039: 0; 2040: 0
2018-12-20 18:00 | 12 | 17 | 5 | 0 | 1 | 0 | 1.542 | 3.084 | 0 | 21.7915 | 12.0437 | 17.0341 | 17.0341 | 67.2046 | 0 | 0 | 2024: 67.2046; 2025: 0; 2026: 0; 2027: 0; 2028: 0; 2029: 0; 2030: 3.084; 2031: 0; 2032: 0; 2033: 67.2046; 2034: 0; 2035: 0; 2036: 0; 2039: 0; 2040: 0
2018-12-20 19:00 | 12 | 18 | 5 | 0 | 1 | 0 | 1.5797 | 3.1595 | 0 | 21.7915 | 12.0437 | 17.0341 | 17.0341 | 68.85 | 0 | 0 | 2024: 68.85; 2025: 0; 2026: 0; 2027: 0; 2028: 0; 2029: 0; 2030: 3.1595; 2031: 0; 2032: 0; 2033: 68.85; 2034: 0; 2035: 0; 2036: 0; 2039: 0; 2040: 0
2018-12-20 20:00 | 12 | 19 | 5 | 0 | 0 | 0 | 1.5421 | 3.0843 | 0 | 20.3125 | 10.5647 | 17.0341 | 17.0341 | 62.6494 | 0 | 0 | 2024: 62.6494; 2025: 0; 2026: 0; 2027: 0; 2028: 0; 2029: 0; 2030: 3.0843; 2031: 0; 2032: 0; 2033: 62.6494; 2034: 0; 2035: 0; 2036: 0; 2039: 0; 2040: 0
2018-12-20 21:00 | 12 | 20 | 5 | 0 | 0 | 0 | 1.3956 | 2.7912 | 0 | 20.3125 | 10.5647 | 17.0341 | 17.0341 | 56.6966 | 0 | 0 | 2024: 56.6966; 2025: 0; 2026: 0; 2027: 0; 2028: 0; 2029: 0; 2030: 2.7912; 2031: 0; 2032: 0; 2033: 56.6966; 2034: 0; 2035: 0; 2036: 0; 2039: 0; 2040: 0
2018-12-20 22:00 | 12 | 21 | 5 | 0 | 0 | 0 | 1.1927 | 2.3855 | 0 | 20.3125 | 10.5647 | 17.0341 | 17.0341 | 48.4549 | 0 | 0 | 2024: 48.4549; 2025: 0; 2026: 0; 2027: 0; 2028: 0; 2029: 0; 2030: 2.3855; 2031: 0; 2032: 0; 2033: 48.4549; 2034: 0; 2035: 0; 2036: 0; 2039: 0; 2040: 0
2018-12-20 23:00 | 12 | 22 | 5 | 0 | 0 | 0 | 0.98184 | 1.9637 | 0 | 20.3125 | 10.5647 | 17.0341 | 17.0341 | 39.8873 | 0 | 0 | 2024: 39.8873; 2025: 0; 2026: 0; 2027: 0; 2028: 0; 2029: 0; 2030: 1.9637; 2031: 0; 2032: 0; 2033: 39.8873; 2034: 0; 2035: 0; 2036: 0; 2039: 0; 2040: 0
2018-12-21 | 12 | 23 | 5 | 0 | 0 | 0 | 0.8807 | 1.7614 | 0 | 20.3125 | 10.5647 | 17.0341 | 17.0341 | 35.7786 | 0 | 0 | 2024: 35.7786; 2025: 0; 2026: 0; 2027: 0; 2028: 0; 2029: 0; 2030: 1.7614; 2031: 0; 2032: 0; 2033: 35.7786; 2034: 0; 2035: 0; 2036: 0; 2039: 0; 2040: 0
2018-12-21 01:00 | 12 | 0 | 6 | 0 | 0 | 0 | 0.81635 | 1.6327 | 0 | 20.3125 | 10.5647 | 17.0341 | 17.0341 | 33.1641 | 0 | 0 | 2024: 33.1641; 2025: 0; 2026: 0; 2027: 0; 2028: 0; 2029: 0; 2030: 1.6327; 2031: 0; 2032: 0; 2033: 33.1641; 2034: 0; 2035: 0; 2036: 0; 2039: 0; 2040: 0
2018-12-21 02:00 | 12 | 1 | 6 | 0 | 0 | 0 | 0.78488 | 1.5698 | 0 | 20.3125 | 10.5647 | 17.0341 | 17.0341 | 31.8857 | 0 | 0 | 2024: 31.8857; 2025: 0; 2026: 0; 2027: 0; 2028: 0; 2029: 0; 2030: 1.5698; 2031: 0; 2032: 0; 2033: 31.8857; 2034: 0; 2035: 0; 2036: 0; 2039: 0; 2040: 0
2018-12-21 03:00 | 12 | 2 | 6 | 0 | 0 | 0 | 0.77732 | 1.5546 | 0 | 20.3125 | 10.5647 | 17.0341 | 17.0341 | 31.5786 | 0 | 0 | 2024: 31.5786; 2025: 0; 2026: 0; 2027: 0; 2028: 0; 2029: 0; 2030: 1.5546; 2031: 0; 2032: 0; 2033: 31.5786; 2034: 0; 2035: 0; 2036: 0; 2039: 0; 2040: 0
2018-12-21 04:00 | 12 | 3 | 6 | 0 | 0 | 0 | 0.81017 | 1.6203 | 0 | 20.3125 | 10.5647 | 17.0341 | 17.0341 | 32.9131 | 0 | 0 | 2024: 32.9131; 2025: 0; 2026: 0; 2027: 0; 2028: 0; 2029: 0; 2030: 1.6203; 2031: 0; 2032: 0; 2033: 32.9131; 2034: 0; 2035: 0; 2036: 0; 2039: 0; 2040: 0
2018-12-21 05:00 | 12 | 4 | 6 | 0 | 0 | 0 | 0.86584 | 1.7317 | 0 | 20.3125 | 10.5647 | 17.0341 | 17.0341 | 35.1749 | 0 | 0 | 2024: 35.1749; 2025: 0; 2026: 0; 2027: 0; 2028: 0; 2029: 0; 2030: 1.7317; 2031: 0; 2032: 0; 2033: 35.1749; 2034: 0; 2035: 0; 2036: 0; 2039: 0; 2040: 0
2018-12-21 06:00 | 12 | 5 | 6 | 0 | 0 | 0 | 1.0049 | 2.0098 | 0 | 20.3125 | 10.5647 | 17.0341 | 17.0341 | 40.8242 | 0 | 0 | 2024: 40.8242; 2025: 0; 2026: 0; 2027: 0; 2028: 0; 2029: 0; 2030: 2.0098; 2031: 0; 2032: 0; 2033: 40.8242; 2034: 0; 2035: 0; 2036: 0; 2039: 0; 2040: 0
2018-12-21 07:00 | 12 | 6 | 6 | 0 | 0 | 0 | 1.1233 | 2.2466 | 0 | 20.3125 | 10.5647 | 17.0341 | 17.0341 | 45.6338 | 0 | 0 | 2024: 45.6338; 2025: 0; 2026: 0; 2027: 0; 2028: 0; 2029: 0; 2030: 2.2466; 2031: 0; 2032: 0; 2033: 45.6338; 2034: 0; 2035: 0; 2036: 0; 2039: 0; 2040: 0
2018-12-21 08:00 | 12 | 7 | 6 | 0 | 0 | 0.00060777 | 1.1746 | 2.3491 | 0.0048622 | 20.3125 | 10.5647 | 17.0341 | 17.0341 | 47.7163 | 0.0048622 | 0 | 2024: 47.6175; 2025: 0.098763; 2026: 0; 2027: 0.082823; 2028: 0; 2029: 0; 2030: 2.3442; 2031: 0; 2032: 0; 2033: 47.6175; 2034: 0.098763; 2035: 0; 2036: 0.082823; 2039: 0.00060777; 2040: 0.019383
2018-12-21 09:00 | 12 | 8 | 6 | 0 | 0 | 0.010404 | 1.1833 | 2.3667 | 0.083231 | 20.3125 | 10.5647 | 17.0341 | 17.0341 | 48.0729 | 0.083231 | 0 | 2024: 46.3823; 2025: 1.6906; 2026: 0; 2027: 1.4178; 2028: 0; 2029: 0; 2030: 2.2834; 2031: 0; 2032: 0; 2033: 46.3823; 2034: 1.6906; 2035: 0; 2036: 1.4178; 2039: 0.010404; 2040: 0.1532
2018-12-21 10:00 | 12 | 9 | 6 | 0 | 0 | 0.0027383 | 1.1296 | 2.2593 | 0.021906 | 20.3125 | 10.5647 | 17.0341 | 17.0341 | 45.8916 | 0.021906 | 0 | 2024: 45.4466; 2025: 0.44497; 2026: 0; 2027: 0.37315; 2028: 0; 2029: 0; 2030: 2.2374; 2031: 0; 2032: 0; 2033: 45.4466; 2034: 0.44497; 2035: 0; 2036: 0.37315; 2039: 0.0027383; 2040: 0.27709
2018-12-21 11:00 | 12 | 10 | 6 | 0 | 0 | 0.074703 | 1.1381 | 2.2762 | 0.59762 | 20.3125 | 10.5647 | 17.0341 | 17.0341 | 46.2361 | 0.59762 | 0 | 2024: 34.0968; 2025: 12.1392; 2026: 0; 2027: 10.18; 2028: 0; 2029: 0; 2030: 1.6786; 2031: 0; 2032: 0; 2033: 34.0968; 2034: 12.1392; 2035: 0; 2036: 10.18; 2039: 0.074703; 2040: 0.41414
2018-12-21 12:00 | 12 | 11 | 6 | 0 | 0 | 0.070899 | 1.146 | 2.2921 | 0.56719 | 20.3125 | 10.5647 | 17.0341 | 17.0341 | 46.5578 | 0.56719 | 0 | 2024: 35.0368; 2025: 11.5211; 2026: 0; 2027: 9.6616; 2028: 0; 2029: 0; 2030: 1.7249; 2031: 0; 2032: 0; 2033: 35.0368; 2034: 11.5211; 2035: 0; 2036: 9.6616; 2039: 0.070899; 2040: 0.44649
2018-12-21 13:00 | 12 | 12 | 6 | 0 | 0 | 0.10121 | 1.1326 | 2.2652 | 0.80965 | 20.3125 | 10.5647 | 17.0341 | 17.0341 | 46.0116 | 0.80965 | 0 | 2024: 29.5656; 2025: 16.446; 2026: 0; 2027: 13.7917; 2028: 0; 2029: 0; 2030: 1.4555; 2031: 0; 2032: 0; 2033: 29.5656; 2034: 16.446; 2035: 0; 2036: 13.7917; 2039: 0.10121; 2040: 0.38898
2018-12-21 14:00 | 12 | 13 | 6 | 0 | 0 | 0.012602 | 1.0562 | 2.1124 | 0.10082 | 20.3125 | 10.5647 | 17.0341 | 17.0341 | 42.9086 | 0.10082 | 0 | 2024: 40.8607; 2025: 2.0479; 2026: 0; 2027: 1.7174; 2028: 0; 2029: 0; 2030: 2.0116; 2031: 0; 2032: 0; 2033: 40.8607; 2034: 2.0479; 2035: 0; 2036: 1.7174; 2039: 0.012602; 2040: 0.31226
2018-12-21 15:00 | 12 | 14 | 6 | 0 | 0 | 0.0055261 | 1.0929 | 2.1858 | 0.044209 | 20.3125 | 10.5647 | 17.0341 | 17.0341 | 44.3999 | 0.044209 | 0 | 2024: 43.5019; 2025: 0.898; 2026: 0; 2027: 0.75306; 2028: 0; 2029: 0; 2030: 2.1416; 2031: 0; 2032: 0; 2033: 43.5019; 2034: 0.898; 2035: 0; 2036: 0.75306; 2039: 0.0055261; 2040: 0.19485
2018-12-21 16:00 | 12 | 15 | 6 | 0 | 1 | 0.0017138 | 1.2548 | 2.5095 | 0.01371 | 21.7915 | 12.0437 | 17.0341 | 17.0341 | 54.6863 | 0.01371 | 0 | 2024: 54.3875; 2025: 0.29876; 2026: 0; 2027: 0.23354; 2028: 0; 2029: 0; 2030: 2.4958; 2031: 0; 2032: 0; 2033: 54.3875; 2034: 0.29876; 2035: 0; 2036: 0.23354; 2039: 0.0017138; 2040: 0.068846
2018-12-21 17:00 | 12 | 16 | 6 | 0 | 1 | 0 | 1.4272 | 2.8545 | 0 | 21.7915 | 12.0437 | 17.0341 | 17.0341 | 62.2034 | 0 | 0 | 2024: 62.2034; 2025: 0; 2026: 0; 2027: 0; 2028: 0; 2029: 0; 2030: 2.8545; 2031: 0; 2032: 0; 2033: 62.2034; 2034: 0; 2035: 0; 2036: 0; 2039: 0; 2040: 0
2018-12-21 18:00 | 12 | 17 | 6 | 0 | 1 | 0 | 1.6239 | 3.2478 | 0 | 21.7915 | 12.0437 | 17.0341 | 17.0341 | 70.7745 | 0 | 0 | 2024: 70.7745; 2025: 0; 2026: 0; 2027: 0; 2028: 0; 2029: 0; 2030: 3.2478; 2031: 0; 2032: 0; 2033: 70.7745; 2034: 0; 2035: 0; 2036: 0; 2039: 0; 2040: 0
2018-12-21 19:00 | 12 | 18 | 6 | 0 | 1 | 0 | 1.653 | 3.3061 | 0 | 21.7915 | 12.0437 | 17.0341 | 17.0341 | 72.044 | 0 | 0 | 2024: 72.044; 2025: 0; 2026: 0; 2027: 0; 2028: 0; 2029: 0; 2030: 3.3061; 2031: 0; 2032: 0; 2033: 72.044; 2034: 0; 2035: 0; 2036: 0; 2039: 0; 2040: 0
2018-12-21 20:00 | 12 | 19 | 6 | 0 | 0 | 0 | 1.5982 | 3.1964 | 0 | 20.3125 | 10.5647 | 17.0341 | 17.0341 | 64.9274 | 0 | 0 | 2024: 64.9274; 2025: 0; 2026: 0; 2027: 0; 2028: 0; 2029: 0; 2030: 3.1964; 2031: 0; 2032: 0; 2033: 64.9274; 2034: 0; 2035: 0; 2036: 0; 2039: 0; 2040: 0
2018-12-21 21:00 | 12 | 20 | 6 | 0 | 0 | 0 | 1.4976 | 2.9952 | 0 | 20.3125 | 10.5647 | 17.0341 | 17.0341 | 60.8393 | 0 | 0 | 2024: 60.8393; 2025: 0; 2026: 0; 2027: 0; 2028: 0; 2029: 0; 2030: 2.9952; 2031: 0; 2032: 0; 2033: 60.8393; 2034: 0; 2035: 0; 2036: 0; 2039: 0; 2040: 0
2018-12-21 22:00 | 12 | 21 | 6 | 0 | 0 | 0 | 1.2937 | 2.5873 | 0 | 20.3125 | 10.5647 | 17.0341 | 17.0341 | 52.5546 | 0 | 0 | 2024: 52.5546; 2025: 0; 2026: 0; 2027: 0; 2028: 0; 2029: 0; 2030: 2.5873; 2031: 0; 2032: 0; 2033: 52.5546; 2034: 0; 2035: 0; 2036: 0; 2039: 0; 2040: 0
2018-12-21 23:00 | 12 | 22 | 6 | 0 | 0 | 0 | 1.1519 | 2.3038 | 0 | 20.3125 | 10.5647 | 17.0341 | 17.0341 | 46.7965 | 0 | 0 | 2024: 46.7965; 2025: 0; 2026: 0; 2027: 0; 2028: 0; 2029: 0; 2030: 2.3038; 2031: 0; 2032: 0; 2033: 46.7965; 2034: 0; 2035: 0; 2036: 0; 2039: 0; 2040: 0
2018-12-22 | 12 | 23 | 6 | 0 | 0 | 0 | 1.0998 | 2.1996 | 0 | 20.3125 | 10.5647 | 17.0341 | 17.0341 | 44.6794 | 0 | 0 | 2024: 44.6794; 2025: 0; 2026: 0; 2027: 0; 2028: 0; 2029: 0; 2030: 2.1996; 2031: 0; 2032: 0; 2033: 44.6794; 2034: 0; 2035: 0; 2036: 0; 2039: 0; 2040: 0
2018-12-22 01:00 | 12 | 0 | 7 | 0 | 0 | 0 | 1.0648 | 2.1295 | 0 | 20.3125 | 10.5647 | 17.0341 | 17.0341 | 43.2564 | 0 | 0 | 2024: 43.2564; 2025: 0; 2026: 0; 2027: 0; 2028: 0; 2029: 0; 2030: 2.1295; 2031: 0; 2032: 0; 2033: 43.2564; 2034: 0; 2035: 0; 2036: 0; 2039: 0; 2040: 0
2018-12-22 02:00 | 12 | 1 | 7 | 0 | 0 | 0 | 1.0786 | 2.1571 | 0 | 20.3125 | 10.5647 | 17.0341 | 17.0341 | 43.8164 | 0 | 0 | 2024: 43.8164; 2025: 0; 2026: 0; 2027: 0; 2028: 0; 2029: 0; 2030: 2.1571; 2031: 0; 2032: 0; 2033: 43.8164; 2034: 0; 2035: 0; 2036: 0; 2039: 0; 2040: 0
2018-12-22 03:00 | 12 | 2 | 7 | 0 | 0 | 0 | 1.1118 | 2.2236 | 0 | 20.3125 | 10.5647 | 17.0341 | 17.0341 | 45.1665 | 0 | 0 | 2024: 45.1665; 2025: 0; 2026: 0; 2027: 0; 2028: 0; 2029: 0; 2030: 2.2236; 2031: 0; 2032: 0; 2033: 45.1665; 2034: 0; 2035: 0; 2036: 0; 2039: 0; 2040: 0
2018-12-22 04:00 | 12 | 3 | 7 | 0 | 0 | 0 | 1.2013 | 2.4025 | 0 | 20.3125 | 10.5647 | 17.0341 | 17.0341 | 48.8008 | 0 | 0 | 2024: 48.8008; 2025: 0; 2026: 0; 2027: 0; 2028: 0; 2029: 0; 2030: 2.4025; 2031: 0; 2032: 0; 2033: 48.8008; 2034: 0; 2035: 0; 2036: 0; 2039: 0; 2040: 0
2018-12-22 05:00 | 12 | 4 | 7 | 0 | 0 | 0 | 1.2909 | 2.5817 | 0 | 20.3125 | 10.5647 | 17.0341 | 17.0341 | 52.4411 | 0 | 0 | 2024: 52.4411; 2025: 0; 2026: 0; 2027: 0; 2028: 0; 2029: 0; 2030: 2.5817; 2031: 0; 2032: 0; 2033: 52.4411; 2034: 0; 2035: 0; 2036: 0; 2039: 0; 2040: 0
2018-12-22 06:00 | 12 | 5 | 7 | 0 | 0 | 0 | 1.4316 | 2.8633 | 0 | 20.3125 | 10.5647 | 17.0341 | 17.0341 | 58.1605 | 0 | 0 | 2024: 58.1605; 2025: 0; 2026: 0; 2027: 0; 2028: 0; 2029: 0; 2030: 2.8633; 2031: 0; 2032: 0; 2033: 58.1605; 2034: 0; 2035: 0; 2036: 0; 2039: 0; 2040: 0
2018-12-22 07:00 | 12 | 6 | 7 | 0 | 0 | 0 | 1.6198 | 3.2396 | 0 | 20.3125 | 10.5647 | 17.0341 | 17.0341 | 65.805 | 0 | 0 | 2024: 65.805; 2025: 0; 2026: 0; 2027: 0; 2028: 0; 2029: 0; 2030: 3.2396; 2031: 0; 2032: 0; 2033: 65.805; 2034: 0; 2035: 0; 2036: 0; 2039: 0; 2040: 0
2018-12-22 08:00 | 12 | 7 | 7 | 0 | 0 | 0.019257 | 1.8694 | 3.7388 | 0.15406 | 20.3125 | 10.5647 | 17.0341 | 17.0341 | 75.9452 | 0.15406 | 0 | 2024: 72.8159; 2025: 3.1293; 2026: 0; 2027: 2.6242; 2028: 0; 2029: 0; 2030: 3.5848; 2031: 0; 2032: 0; 2033: 72.8159; 2034: 3.1293; 2035: 0; 2036: 2.6242; 2039: 0.019257; 2040: 0.027994
2018-12-22 09:00 | 12 | 8 | 7 | 0 | 0 | 0.13637 | 1.9529 | 3.9057 | 1.0909 | 20.3125 | 10.5647 | 17.0341 | 17.0341 | 79.3352 | 1.0909 | 0 | 2024: 57.1754; 2025: 22.1598; 2026: 0; 2027: 18.5833; 2028: 0; 2029: 0; 2030: 2.8148; 2031: 0; 2032: 0; 2033: 57.1754; 2034: 22.1598; 2035: 0; 2036: 18.5833; 2039: 0.13637; 2040: 0.17623
2018-12-22 10:00 | 12 | 9 | 7 | 0 | 0 | 0.14524 | 1.9305 | 3.861 | 1.1619 | 20.3125 | 10.5647 | 17.0341 | 17.0341 | 78.4266 | 1.1619 | 0 | 2024: 54.8251; 2025: 23.6015; 2026: 0; 2027: 19.7923; 2028: 0; 2029: 0; 2030: 2.6991; 2031: 0; 2032: 0; 2033: 54.8251; 2034: 23.6015; 2035: 0; 2036: 19.7923; 2039: 0.14524; 2040: 0.26927
2018-12-22 11:00 | 12 | 10 | 7 | 0 | 0 | 0.10537 | 1.8346 | 3.6693 | 0.84299 | 20.3125 | 10.5647 | 17.0341 | 17.0341 | 74.5326 | 0.84299 | 0 | 2024: 57.4094; 2025: 17.1233; 2026: 0; 2027: 14.3596; 2028: 0; 2029: 0; 2030: 2.8263; 2031: 0; 2032: 0; 2033: 57.4094; 2034: 17.1233; 2035: 0; 2036: 14.3596; 2039: 0.10537; 2040: 0.2937
2018-12-22 12:00 | 12 | 11 | 7 | 0 | 0 | 0.15104 | 1.8943 | 3.7886 | 1.2083 | 20.3125 | 10.5647 | 17.0341 | 17.0341 | 76.9558 | 1.2083 | 0 | 2024: 52.4115; 2025: 24.5443; 2026: 0; 2027: 20.583; 2028: 0; 2029: 0; 2030: 2.5803; 2031: 0; 2032: 0; 2033: 52.4115; 2034: 24.5443; 2035: 0; 2036: 20.583; 2039: 0.15104; 2040: 0.36197
2018-12-22 13:00 | 12 | 12 | 7 | 0 | 0 | 0.11596 | 1.9025 | 3.805 | 0.92767 | 20.3125 | 10.5647 | 17.0341 | 17.0341 | 77.2897 | 0.92767 | 0 | 2024: 58.4464; 2025: 18.8433; 2026: 0; 2027: 15.8021; 2028: 0; 2029: 0; 2030: 2.8774; 2031: 0; 2032: 0; 2033: 58.4464; 2034: 18.8433; 2035: 0; 2036: 15.8021; 2039: 0.11596; 2040: 0.35816
2018-12-22 14:00 | 12 | 13 | 7 | 0 | 0 | 0.10108 | 1.8106 | 3.6211 | 0.80862 | 20.3125 | 10.5647 | 17.0341 | 17.0341 | 73.5537 | 0.80862 | 0 | 2024: 57.1285; 2025: 16.4252; 2026: 0; 2027: 13.7742; 2028: 0; 2029: 0; 2030: 2.8125; 2031: 0; 2032: 0; 2033: 57.1285; 2034: 16.4252; 2035: 0; 2036: 13.7742; 2039: 0.10108; 2040: 0.21957
2018-12-22 15:00 | 12 | 14 | 7 | 0 | 0 | 0.028572 | 1.841 | 3.682 | 0.22857 | 20.3125 | 10.5647 | 17.0341 | 17.0341 | 74.7898 | 0.22857 | 0 | 2024: 70.1469; 2025: 4.6429; 2026: 0; 2027: 3.8936; 2028: 0; 2029: 0; 2030: 3.4534; 2031: 0; 2032: 0; 2033: 70.1469; 2034: 4.6429; 2035: 0; 2036: 3.8936; 2039: 0.028572; 2040: 0.20764
2018-12-22 16:00 | 12 | 15 | 7 | 0 | 1 | 0.0017938 | 1.8392 | 3.6784 | 0.014351 | 21.7915 | 12.0437 | 17.0341 | 17.0341 | 80.1578 | 0.014351 | 0 | 2024: 79.8451; 2025: 0.31272; 2026: 0; 2027: 0.24445; 2028: 0; 2029: 0; 2030: 3.6641; 2031: 0; 2032: 0; 2033: 79.8451; 2034: 0.31272; 2035: 0; 2036: 0.24445; 2039: 0.0017938; 2040: 0.059109
2018-12-22 17:00 | 12 | 16 | 7 | 0 | 1 | 0 | 2.0658 | 4.1316 | 0 | 21.7915 | 12.0437 | 17.0341 | 17.0341 | 90.0336 | 0 | 0 | 2024: 90.0336; 2025: 0; 2026: 0; 2027: 0; 2028: 0; 2029: 0; 2030: 4.1316; 2031: 0; 2032: 0; 2033: 90.0336; 2034: 0; 2035: 0; 2036: 0; 2039: 0; 2040: 0
2018-12-22 18:00 | 12 | 17 | 7 | 0 | 1 | 0 | 2.2277 | 4.4555 | 0 | 21.7915 | 12.0437 | 17.0341 | 17.0341 | 97.0911 | 0 | 0 | 2024: 97.0911; 2025: 0; 2026: 0; 2027: 0; 2028: 0; 2029: 0; 2030: 4.4555; 2031: 0; 2032: 0; 2033: 97.0911; 2034: 0; 2035: 0; 2036: 0; 2039: 0; 2040: 0
2018-12-22 19:00 | 12 | 18 | 7 | 0 | 1 | 0 | 2.0953 | 4.1907 | 0 | 21.7915 | 12.0437 | 17.0341 | 17.0341 | 91.3205 | 0 | 0 | 2024: 91.3205; 2025: 0; 2026: 0; 2027: 0; 2028: 0; 2029: 0; 2030: 4.1907; 2031: 0; 2032: 0; 2033: 91.3205; 2034: 0; 2035: 0; 2036: 0; 2039: 0; 2040: 0
2018-12-22 20:00 | 12 | 19 | 7 | 0 | 0 | 0 | 1.9693 | 3.9387 | 0 | 20.3125 | 10.5647 | 17.0341 | 17.0341 | 80.004 | 0 | 0 | 2024: 80.004; 2025: 0; 2026: 0; 2027: 0; 2028: 0; 2029: 0; 2030: 3.9387; 2031: 0; 2032: 0; 2033: 80.004; 2034: 0; 2035: 0; 2036: 0; 2039: 0; 2040: 0
2018-12-22 21:00 | 12 | 20 | 7 | 0 | 0 | 0 | 1.9003 | 3.8006 | 0 | 20.3125 | 10.5647 | 17.0341 | 17.0341 | 77.199 | 0 | 0 | 2024: 77.199; 2025: 0; 2026: 0; 2027: 0; 2028: 0; 2029: 0; 2030: 3.8006; 2031: 0; 2032: 0; 2033: 77.199; 2034: 0; 2035: 0; 2036: 0; 2039: 0; 2040: 0
2018-12-22 22:00 | 12 | 21 | 7 | 0 | 0 | 0 | 1.7233 | 3.4467 | 0 | 20.3125 | 10.5647 | 17.0341 | 17.0341 | 70.011 | 0 | 0 | 2024: 70.011; 2025: 0; 2026: 0; 2027: 0; 2028: 0; 2029: 0; 2030: 3.4467; 2031: 0; 2032: 0; 2033: 70.011; 2034: 0; 2035: 0; 2036: 0; 2039: 0; 2040: 0
2018-12-22 23:00 | 12 | 22 | 7 | 0 | 0 | 0 | 1.5372 | 3.0743 | 0 | 20.3125 | 10.5647 | 17.0341 | 17.0341 | 62.447 | 0 | 0 | 2024: 62.447; 2025: 0; 2026: 0; 2027: 0; 2028: 0; 2029: 0; 2030: 3.0743; 2031: 0; 2032: 0; 2033: 62.447; 2034: 0; 2035: 0; 2036: 0; 2039: 0; 2040: 0
2018-12-23 | 12 | 23 | 7 | 0 | 0 | 0 | 1.4398 | 2.8797 | 0 | 20.3125 | 10.5647 | 17.0341 | 17.0341 | 58.4938 | 0 | 0 | 2024: 58.4938; 2025: 0; 2026: 0; 2027: 0; 2028: 0; 2029: 0; 2030: 2.8797; 2031: 0; 2032: 0; 2033: 58.4938; 2034: 0; 2035: 0; 2036: 0; 2039: 0; 2040: 0
2018-12-23 01:00 | 12 | 0 | 1 | 0 | 0 | 0 | 1.3529 | 2.7058 | 0 | 20.3125 | 10.5647 | 17.0341 | 17.0341 | 54.9609 | 0 | 0 | 2024: 54.9609; 2025: 0; 2026: 0; 2027: 0; 2028: 0; 2029: 0; 2030: 2.7058; 2031: 0; 2032: 0; 2033: 54.9609; 2034: 0; 2035: 0; 2036: 0; 2039: 0; 2040: 0
2018-12-23 02:00 | 12 | 1 | 1 | 0 | 0 | 0 | 1.3698 | 2.7395 | 0 | 20.3125 | 10.5647 | 17.0341 | 17.0341 | 55.647 | 0 | 0 | 2024: 55.647; 2025: 0; 2026: 0; 2027: 0; 2028: 0; 2029: 0; 2030: 2.7395; 2031: 0; 2032: 0; 2033: 55.647; 2034: 0; 2035: 0; 2036: 0; 2039: 0; 2040: 0
2018-12-23 03:00 | 12 | 2 | 1 | 0 | 0 | 0 | 1.3488 | 2.6976 | 0 | 20.3125 | 10.5647 | 17.0341 | 17.0341 | 54.7953 | 0 | 0 | 2024: 54.7953; 2025: 0; 2026: 0; 2027: 0; 2028: 0; 2029: 0; 2030: 2.6976; 2031: 0; 2032: 0; 2033: 54.7953; 2034: 0; 2035: 0; 2036: 0; 2039: 0; 2040: 0
2018-12-23 04:00 | 12 | 3 | 1 | 0 | 0 | 0 | 1.38 | 2.7599 | 0 | 20.3125 | 10.5647 | 17.0341 | 17.0341 | 56.0611 | 0 | 0 | 2024: 56.0611; 2025: 0; 2026: 0; 2027: 0; 2028: 0; 2029: 0; 2030: 2.7599; 2031: 0; 2032: 0; 2033: 56.0611; 2034: 0; 2035: 0; 2036: 0; 2039: 0; 2040: 0
2018-12-23 05:00 | 12 | 4 | 1 | 0 | 0 | 0 | 1.4458 | 2.8917 | 0 | 20.3125 | 10.5647 | 17.0341 | 17.0341 | 58.7368 | 0 | 0 | 2024: 58.7368; 2025: 0; 2026: 0; 2027: 0; 2028: 0; 2029: 0; 2030: 2.8917; 2031: 0; 2032: 0; 2033: 58.7368; 2034: 0; 2035: 0; 2036: 0; 2039: 0; 2040: 0
2018-12-23 06:00 | 12 | 5 | 1 | 0 | 0 | 0 | 1.5437 | 3.0874 | 0 | 20.3125 | 10.5647 | 17.0341 | 17.0341 | 62.7122 | 0 | 0 | 2024: 62.7122; 2025: 0; 2026: 0; 2027: 0; 2028: 0; 2029: 0; 2030: 3.0874; 2031: 0; 2032: 0; 2033: 62.7122; 2034: 0; 2035: 0; 2036: 0; 2039: 0; 2040: 0
2018-12-23 07:00 | 12 | 6 | 1 | 0 | 0 | 0 | 1.6455 | 3.2909 | 0 | 20.3125 | 10.5647 | 17.0341 | 17.0341 | 66.8469 | 0 | 0 | 2024: 66.8469; 2025: 0; 2026: 0; 2027: 0; 2028: 0; 2029: 0; 2030: 3.2909; 2031: 0; 2032: 0; 2033: 66.8469; 2034: 0; 2035: 0; 2036: 0; 2039: 0; 2040: 0
2018-12-23 08:00 | 12 | 7 | 1 | 0 | 0 | 0.069348 | 1.8159 | 3.6317 | 0.55479 | 20.3125 | 10.5647 | 17.0341 | 17.0341 | 73.7697 | 0.55479 | 0 | 2024: 62.5006; 2025: 11.2691; 2026: 0; 2027: 9.4503; 2028: 0; 2029: 0; 2030: 3.077; 2031: 0; 2032: 0; 2033: 62.5006; 2034: 11.2691; 2035: 0; 2036: 9.4503; 2039: 0.069348; 2040: 0.020884
2018-12-23 09:00 | 12 | 8 | 1 | 0 | 0 | 0.30736 | 1.8409 | 3.6818 | 2.4588 | 20.3125 | 10.5647 | 17.0341 | 17.0341 | 74.7858 | 2.4588 | 0 | 2024: 24.8404; 2025: 49.9454; 2026: 0; 2027: 41.8844; 2028: 0; 2029: 0; 2030: 1.2229; 2031: 0; 2032: 0; 2033: 24.8404; 2034: 49.9454; 2035: 0; 2036: 41.8844; 2039: 0.30736; 2040: 0.10739
2018-12-23 10:00 | 12 | 9 | 1 | 0 | 0 | 0.45572 | 1.763 | 3.5259 | 3.6458 | 20.3125 | 10.5647 | 17.0341 | 17.0341 | 71.6201 | 3.5259 | 0.11985 | 2024: 0; 2025: 71.6201; 2026: 1.2662; 2027: 62.1025; 2028: 0.11985; 2029: 0.11985; 2030: 0; 2031: 0; 2032: 0; 2033: 0; 2034: 71.6201; 2035: 0; 2036: 62.1025; 2039: 0.45572; 2040: 0.15028
2018-12-23 11:00 | 12 | 10 | 1 | 0 | 0 | 0.53896 | 1.7573 | 3.5145 | 4.3117 | 20.3125 | 10.5647 | 17.0341 | 17.0341 | 71.3891 | 3.5145 | 0.79716 | 2024: 0; 2025: 71.3891; 2026: 8.4218; 2027: 73.4461; 2028: 0.79716; 2029: 0.91701; 2030: 0; 2031: 0; 2032: 0; 2033: 0; 2034: 71.3891; 2035: 0; 2036: 73.4461; 2039: 0.53896; 2040: 0.1964
2018-12-23 12:00 | 12 | 11 | 1 | 0 | 0 | 0.18687 | 1.7059 | 3.4117 | 1.495 | 20.3125 | 10.5647 | 17.0341 | 17.0341 | 69.3007 | 1.495 | 0 | 2024: 38.934; 2025: 30.3667; 2026: 0; 2027: 25.4656; 2028: 0; 2029: 0.91701; 2030: 1.9168; 2031: 0.84365; 2032: 0; 2033: 21.7974; 2034: 47.5034; 2035: 0; 2036: 25.4656; 2039: 0.18687; 2040: 0.27314
2018-12-23 13:00 | 12 | 12 | 1 | 0 | 0 | 0.09545 | 1.5763 | 3.1525 | 0.7636 | 20.3125 | 10.5647 | 17.0341 | 17.0341 | 64.0354 | 0.7636 | 0 | 2024: 48.5247; 2025: 15.5107; 2026: 0; 2027: 13.0073; 2028: 0; 2029: 0; 2030: 2.3889; 2031: 0; 2032: 0; 2033: 48.5247; 2034: 15.5107; 2035: 0; 2036: 13.0073; 2039: 0.09545; 2040: 0.15002
2018-12-23 14:00 | 12 | 13 | 1 | 0 | 0 | 0.13254 | 1.5453 | 3.0905 | 1.0604 | 20.3125 | 10.5647 | 17.0341 | 17.0341 | 62.7761 | 1.0604 | 0 | 2024: 41.2377; 2025: 21.5384; 2026: 0; 2027: 18.0622; 2028: 0; 2029: 0; 2030: 2.0302; 2031: 0; 2032: 0; 2033: 41.2377; 2034: 21.5384; 2035: 0; 2036: 18.0622; 2039: 0.13254; 2040: 0.25866
2018-12-23 15:00 | 12 | 14 | 1 | 0 | 0 | 0.073313 | 1.5682 | 3.1364 | 0.5865 | 20.3125 | 10.5647 | 17.0341 | 17.0341 | 63.7078 | 0.5865 | 0 | 2024: 51.7944; 2025: 11.9133; 2026: 0; 2027: 9.9906; 2028: 0; 2029: 0; 2030: 2.5499; 2031: 0; 2032: 0; 2033: 51.7944; 2034: 11.9133; 2035: 0; 2036: 9.9906; 2039: 0.073313; 2040: 0.27563
2018-12-23 16:00 | 12 | 15 | 1 | 0 | 1 | 0.042043 | 1.6793 | 3.3587 | 0.33634 | 21.7915 | 12.0437 | 17.0341 | 17.0341 | 73.1905 | 0.33634 | 0 | 2024: 65.8611; 2025: 7.3294; 2026: 0; 2027: 5.7293; 2028: 0; 2029: 0; 2030: 3.0223; 2031: 0; 2032: 0; 2033: 65.8611; 2034: 7.3294; 2035: 0; 2036: 5.7293; 2039: 0.042043; 2040: 0.076253
2018-12-23 17:00 | 12 | 16 | 1 | 0 | 1 | 0 | 1.7891 | 3.5781 | 0 | 21.7915 | 12.0437 | 17.0341 | 17.0341 | 77.9722 | 0 | 0 | 2024: 77.9722; 2025: 0; 2026: 0; 2027: 0; 2028: 0; 2029: 0; 2030: 3.5781; 2031: 0; 2032: 0; 2033: 77.9722; 2034: 0; 2035: 0; 2036: 0; 2039: 0; 2040: 0
2018-12-23 18:00 | 12 | 17 | 1 | 0 | 1 | 0 | 1.9587 | 3.9175 | 0 | 21.7915 | 12.0437 | 17.0341 | 17.0341 | 85.3675 | 0 | 0 | 2024: 85.3675; 2025: 0; 2026: 0; 2027: 0; 2028: 0; 2029: 0; 2030: 3.9175; 2031: 0; 2032: 0; 2033: 85.3675; 2034: 0; 2035: 0; 2036: 0; 2039: 0; 2040: 0
2018-12-23 19:00 | 12 | 18 | 1 | 0 | 1 | 0 | 1.9941 | 3.9882 | 0 | 21.7915 | 12.0437 | 17.0341 | 17.0341 | 86.9078 | 0 | 0 | 2024: 86.9078; 2025: 0; 2026: 0; 2027: 0; 2028: 0; 2029: 0; 2030: 3.9882; 2031: 0; 2032: 0; 2033: 86.9078; 2034: 0; 2035: 0; 2036: 0; 2039: 0; 2040: 0
2018-12-23 20:00 | 12 | 19 | 1 | 0 | 0 | 0 | 1.8772 | 3.7545 | 0 | 20.3125 | 10.5647 | 17.0341 | 17.0341 | 76.2632 | 0 | 0 | 2024: 76.2632; 2025: 0; 2026: 0; 2027: 0; 2028: 0; 2029: 0; 2030: 3.7545; 2031: 0; 2032: 0; 2033: 76.2632; 2034: 0; 2035: 0; 2036: 0; 2039: 0; 2040: 0
2018-12-23 21:00 | 12 | 20 | 1 | 0 | 0 | 0 | 1.8292 | 3.6584 | 0 | 20.3125 | 10.5647 | 17.0341 | 17.0341 | 74.3107 | 0 | 0 | 2024: 74.3107; 2025: 0; 2026: 0; 2027: 0; 2028: 0; 2029: 0; 2030: 3.6584; 2031: 0; 2032: 0; 2033: 74.3107; 2034: 0; 2035: 0; 2036: 0; 2039: 0; 2040: 0
2018-12-23 22:00 | 12 | 21 | 1 | 0 | 0 | 0 | 1.5636 | 3.1272 | 0 | 20.3125 | 10.5647 | 17.0341 | 17.0341 | 63.5214 | 0 | 0 | 2024: 63.5214; 2025: 0; 2026: 0; 2027: 0; 2028: 0; 2029: 0; 2030: 3.1272; 2031: 0; 2032: 0; 2033: 63.5214; 2034: 0; 2035: 0; 2036: 0; 2039: 0; 2040: 0
2018-12-23 23:00 | 12 | 22 | 1 | 0 | 0 | 0 | 1.4154 | 2.8307 | 0 | 20.3125 | 10.5647 | 17.0341 | 17.0341 | 57.4986 | 0 | 0 | 2024: 57.4986; 2025: 0; 2026: 0; 2027: 0; 2028: 0; 2029: 0; 2030: 2.8307; 2031: 0; 2032: 0; 2033: 57.4986; 2034: 0; 2035: 0; 2036: 0; 2039: 0; 2040: 0
2018-12-24 | 12 | 23 | 1 | 0 | 0 | 0 | 1.3188 | 2.6376 | 0 | 20.3125 | 10.5647 | 17.0341 | 17.0341 | 53.5756 | 0 | 0 | 2024: 53.5756; 2025: 0; 2026: 0; 2027: 0; 2028: 0; 2029: 0; 2030: 2.6376; 2031: 0; 2032: 0; 2033: 53.5756; 2034: 0; 2035: 0; 2036: 0; 2039: 0; 2040: 0
2018-12-24 01:00 | 12 | 0 | 2 | 0 | 0 | 0 | 1.2504 | 2.5008 | 0 | 20.3125 | 10.5647 | 17.0341 | 17.0341 | 50.7973 | 0 | 0 | 2024: 50.7973; 2025: 0; 2026: 0; 2027: 0; 2028: 0; 2029: 0; 2030: 2.5008; 2031: 0; 2032: 0; 2033: 50.7973; 2034: 0; 2035: 0; 2036: 0; 2039: 0; 2040: 0
2018-12-24 02:00 | 12 | 1 | 2 | 0 | 0 | 0 | 1.2845 | 2.569 | 0 | 20.3125 | 10.5647 | 17.0341 | 17.0341 | 52.1828 | 0 | 0 | 2024: 52.1828; 2025: 0; 2026: 0; 2027: 0; 2028: 0; 2029: 0; 2030: 2.569; 2031: 0; 2032: 0; 2033: 52.1828; 2034: 0; 2035: 0; 2036: 0; 2039: 0; 2040: 0
2018-12-24 03:00 | 12 | 2 | 2 | 0 | 0 | 0 | 1.3028 | 2.6057 | 0 | 20.3125 | 10.5647 | 17.0341 | 17.0341 | 52.9273 | 0 | 0 | 2024: 52.9273; 2025: 0; 2026: 0; 2027: 0; 2028: 0; 2029: 0; 2030: 2.6057; 2031: 0; 2032: 0; 2033: 52.9273; 2034: 0; 2035: 0; 2036: 0; 2039: 0; 2040: 0
2018-12-24 04:00 | 12 | 3 | 2 | 0 | 0 | 0 | 1.3245 | 2.6491 | 0 | 20.3125 | 10.5647 | 17.0341 | 17.0341 | 53.8094 | 0 | 0 | 2024: 53.8094; 2025: 0; 2026: 0; 2027: 0; 2028: 0; 2029: 0; 2030: 2.6491; 2031: 0; 2032: 0; 2033: 53.8094; 2034: 0; 2035: 0; 2036: 0; 2039: 0; 2040: 0
2018-12-24 05:00 | 12 | 4 | 2 | 0 | 0 | 0 | 1.4085 | 2.8169 | 0 | 20.3125 | 10.5647 | 17.0341 | 17.0341 | 57.2189 | 0 | 0 | 2024: 57.2189; 2025: 0; 2026: 0; 2027: 0; 2028: 0; 2029: 0; 2030: 2.8169; 2031: 0; 2032: 0; 2033: 57.2189; 2034: 0; 2035: 0; 2036: 0; 2039: 0; 2040: 0
2018-12-24 06:00 | 12 | 5 | 2 | 0 | 0 | 0 | 1.5952 | 3.1903 | 0 | 20.3125 | 10.5647 | 17.0341 | 17.0341 | 64.8037 | 0 | 0 | 2024: 64.8037; 2025: 0; 2026: 0; 2027: 0; 2028: 0; 2029: 0; 2030: 3.1903; 2031: 0; 2032: 0; 2033: 64.8037; 2034: 0; 2035: 0; 2036: 0; 2039: 0; 2040: 0
2018-12-24 07:00 | 12 | 6 | 2 | 0 | 0 | 0 | 1.6639 | 3.3279 | 0 | 20.3125 | 10.5647 | 17.0341 | 17.0341 | 67.5973 | 0 | 0 | 2024: 67.5973; 2025: 0; 2026: 0; 2027: 0; 2028: 0; 2029: 0; 2030: 3.3279; 2031: 0; 2032: 0; 2033: 67.5973; 2034: 0; 2035: 0; 2036: 0; 2039: 0; 2040: 0
2018-12-24 08:00 | 12 | 7 | 2 | 0 | 0 | 0.0064813 | 1.7625 | 3.525 | 0.051851 | 20.3125 | 10.5647 | 17.0341 | 17.0341 | 71.6012 | 0.051851 | 0 | 2024: 70.548; 2025: 1.0532; 2026: 0; 2027: 0.88323; 2028: 0; 2029: 0; 2030: 3.4731; 2031: 0; 2032: 0; 2033: 70.548; 2034: 1.0532; 2035: 0; 2036: 0.88323; 2039: 0.0064813; 2040: 0
2018-12-24 09:00 | 12 | 8 | 2 | 0 | 0 | 0.2837 | 1.67 | 3.3399 | 2.2696 | 20.3125 | 10.5647 | 17.0341 | 17.0341 | 67.8426 | 2.2696 | 0 | 2024: 21.7418; 2025: 46.1008; 2026: 0; 2027: 38.6603; 2028: 0; 2029: 0; 2030: 1.0704; 2031: 0; 2032: 0; 2033: 21.7418; 2034: 46.1008; 2035: 0; 2036: 38.6603; 2039: 0.2837; 2040: 0.011834
2018-12-24 10:00 | 12 | 9 | 2 | 0 | 0 | 0.43496 | 1.644 | 3.288 | 3.4796 | 20.3125 | 10.5647 | 17.0341 | 17.0341 | 66.7878 | 3.288 | 0.19163 | 2024: 0; 2025: 66.7878; 2026: 2.0245; 2027: 59.2728; 2028: 0.19163; 2029: 0.19163; 2030: 0; 2031: 0; 2032: 0; 2033: 0; 2034: 66.7878; 2035: 0; 2036: 59.2728; 2039: 0.43496; 2040: 0.055291
2018-12-24 11:00 | 12 | 10 | 2 | 0 | 0 | 0.52386 | 1.5398 | 3.0797 | 4.1909 | 20.3125 | 10.5647 | 17.0341 | 17.0341 | 62.5556 | 3.0797 | 1.1112 | 2024: 0; 2025: 62.5556; 2026: 11.74; 2027: 71.3885; 2028: 1.1112; 2029: 1.3029; 2030: 0; 2031: 0; 2032: 0; 2033: 0; 2034: 62.5556; 2035: 0; 2036: 71.3885; 2039: 0.52386; 2040: 0.065664
2018-12-24 12:00 | 12 | 11 | 2 | 0 | 0 | 0.55188 | 1.5011 | 3.0021 | 4.415 | 20.3125 | 10.5647 | 17.0341 | 17.0341 | 60.9809 | 3.0021 | 1.4129 | 2024: 0; 2025: 60.9809; 2026: 14.9265; 2027: 75.2057; 2028: 1.4129; 2029: 2.7157; 2030: 0; 2031: 0; 2032: 0; 2033: 0; 2034: 60.9809; 2035: 0; 2036: 75.2057; 2039: 0.55188; 2040: 0.035149
2018-12-24 13:00 | 12 | 12 | 2 | 0 | 0 | 0.28113 | 1.4229 | 2.8457 | 2.2491 | 20.3125 | 10.5647 | 17.0341 | 17.0341 | 57.8041 | 2.2491 | 0 | 2024: 12.1201; 2025: 45.684; 2026: 0; 2027: 38.3107; 2028: 0; 2029: 2.7157; 2030: 0.59668; 2031: 0.59668; 2032: 0; 2033: 0; 2034: 57.8041; 2035: 0; 2036: 38.3107; 2039: 0.28113; 2040: 0.04205
2018-12-24 14:00 | 12 | 13 | 2 | 0 | 0 | 0.063015 | 1.4043 | 2.8087 | 0.50412 | 20.3125 | 10.5647 | 17.0341 | 17.0341 | 57.0516 | 0.50412 | 0 | 2024: 46.8118; 2025: 10.2399; 2026: 0; 2027: 8.5872; 2028: 0; 2029: 2.0672; 2030: 2.3046; 2031: 1.9018; 2032: 0; 2033: 8.1815; 2034: 48.8701; 2035: 0; 2036: 8.5872; 2039: 0.063015; 2040: 0.059543
2018-12-24 15:00 | 12 | 14 | 2 | 0 | 0 | 0.29798 | 1.4349 | 2.8698 | 2.3839 | 20.3125 | 10.5647 | 17.0341 | 17.0341 | 58.2928 | 2.3839 | 0 | 2024: 9.8707; 2025: 48.4221; 2026: 0; 2027: 40.6069; 2028: 0; 2029: 0; 2030: 0.48594; 2031: 0; 2032: 0; 2033: 9.8707; 2034: 48.4221; 2035: 0; 2036: 40.6069; 2039: 0.29798; 2040: 0.047817
2018-12-24 16:00 | 12 | 15 | 2 | 0 | 1 | 0.008178 | 1.5315 | 3.063 | 0.065424 | 21.7915 | 12.0437 | 17.0341 | 17.0341 | 66.7464 | 0.065424 | 0 | 2024: 65.3207; 2025: 1.4257; 2026: 0; 2027: 1.1144; 2028: 0; 2029: 0; 2030: 2.9975; 2031: 0; 2032: 0; 2033: 65.3207; 2034: 1.4257; 2035: 0; 2036: 1.1144; 2039: 0.008178; 2040: 0.013593
2018-12-24 17:00 | 12 | 16 | 2 | 0 | 1 | 0 | 1.7277 | 3.4555 | 0 | 21.7915 | 12.0437 | 17.0341 | 17.0341 | 75.2994 | 0 | 0 | 2024: 75.2994; 2025: 0; 2026: 0; 2027: 0; 2028: 0; 2029: 0; 2030: 3.4555; 2031: 0; 2032: 0; 2033: 75.2994; 2034: 0; 2035: 0; 2036: 0; 2039: 0; 2040: 0
2018-12-24 18:00 | 12 | 17 | 2 | 0 | 1 | 0 | 1.8299 | 3.6599 | 0 | 21.7915 | 12.0437 | 17.0341 | 17.0341 | 79.754 | 0 | 0 | 2024: 79.754; 2025: 0; 2026: 0; 2027: 0; 2028: 0; 2029: 0; 2030: 3.6599; 2031: 0; 2032: 0; 2033: 79.754; 2034: 0; 2035: 0; 2036: 0; 2039: 0; 2040: 0
2018-12-24 19:00 | 12 | 18 | 2 | 0 | 1 | 0 | 1.8227 | 3.6453 | 0 | 21.7915 | 12.0437 | 17.0341 | 17.0341 | 79.437 | 0 | 0 | 2024: 79.437; 2025: 0; 2026: 0; 2027: 0; 2028: 0; 2029: 0; 2030: 3.6453; 2031: 0; 2032: 0; 2033: 79.437; 2034: 0; 2035: 0; 2036: 0; 2039: 0; 2040: 0
2018-12-24 20:00 | 12 | 19 | 2 | 0 | 0 | 0 | 1.8001 | 3.6002 | 0 | 20.3125 | 10.5647 | 17.0341 | 17.0341 | 73.1293 | 0 | 0 | 2024: 73.1293; 2025: 0; 2026: 0; 2027: 0; 2028: 0; 2029: 0; 2030: 3.6002; 2031: 0; 2032: 0; 2033: 73.1293; 2034: 0; 2035: 0; 2036: 0; 2039: 0; 2040: 0
2018-12-24 21:00 | 12 | 20 | 2 | 0 | 0 | 0 | 1.7116 | 3.4231 | 0 | 20.3125 | 10.5647 | 17.0341 | 17.0341 | 69.5326 | 0 | 0 | 2024: 69.5326; 2025: 0; 2026: 0; 2027: 0; 2028: 0; 2029: 0; 2030: 3.4231; 2031: 0; 2032: 0; 2033: 69.5326; 2034: 0; 2035: 0; 2036: 0; 2039: 0; 2040: 0
2018-12-24 22:00 | 12 | 21 | 2 | 0 | 0 | 0 | 1.6347 | 3.2694 | 0 | 20.3125 | 10.5647 | 17.0341 | 17.0341 | 66.4106 | 0 | 0 | 2024: 66.4106; 2025: 0; 2026: 0; 2027: 0; 2028: 0; 2029: 0; 2030: 3.2694; 2031: 0; 2032: 0; 2033: 66.4106; 2034: 0; 2035: 0; 2036: 0; 2039: 0; 2040: 0
2018-12-24 23:00 | 12 | 22 | 2 | 0 | 0 | 0 | 1.3949 | 2.7898 | 0 | 20.3125 | 10.5647 | 17.0341 | 17.0341 | 56.6668 | 0 | 0 | 2024: 56.6668; 2025: 0; 2026: 0; 2027: 0; 2028: 0; 2029: 0; 2030: 2.7898; 2031: 0; 2032: 0; 2033: 56.6668; 2034: 0; 2035: 0; 2036: 0; 2039: 0; 2040: 0
2018-12-25 | 12 | 23 | 2 | 0 | 0 | 0 | 1.2983 | 2.5966 | 0 | 20.3125 | 10.5647 | 17.0341 | 17.0341 | 52.7432 | 0 | 0 | 2024: 52.7432; 2025: 0; 2026: 0; 2027: 0; 2028: 0; 2029: 0; 2030: 2.5966; 2031: 0; 2032: 0; 2033: 52.7432; 2034: 0; 2035: 0; 2036: 0; 2039: 0; 2040: 0
2018-12-25 01:00 | 12 | 0 | 3 | 0 | 0 | 0 | 1.2645 | 2.529 | 0 | 20.3125 | 10.5647 | 17.0341 | 17.0341 | 51.3697 | 0 | 0 | 2024: 51.3697; 2025: 0; 2026: 0; 2027: 0; 2028: 0; 2029: 0; 2030: 2.529; 2031: 0; 2032: 0; 2033: 51.3697; 2034: 0; 2035: 0; 2036: 0; 2039: 0; 2040: 0
2018-12-25 02:00 | 12 | 1 | 3 | 0 | 0 | 0 | 1.289 | 2.578 | 0 | 20.3125 | 10.5647 | 17.0341 | 17.0341 | 52.3647 | 0 | 0 | 2024: 52.3647; 2025: 0; 2026: 0; 2027: 0; 2028: 0; 2029: 0; 2030: 2.578; 2031: 0; 2032: 0; 2033: 52.3647; 2034: 0; 2035: 0; 2036: 0; 2039: 0; 2040: 0
2018-12-25 03:00 | 12 | 2 | 3 | 0 | 0 | 0 | 1.2987 | 2.5974 | 0 | 20.3125 | 10.5647 | 17.0341 | 17.0341 | 52.7596 | 0 | 0 | 2024: 52.7596; 2025: 0; 2026: 0; 2027: 0; 2028: 0; 2029: 0; 2030: 2.5974; 2031: 0; 2032: 0; 2033: 52.7596; 2034: 0; 2035: 0; 2036: 0; 2039: 0; 2040: 0
2018-12-25 04:00 | 12 | 3 | 3 | 0 | 0 | 0 | 1.3227 | 2.6453 | 0 | 20.3125 | 10.5647 | 17.0341 | 17.0341 | 53.733 | 0 | 0 | 2024: 53.733; 2025: 0; 2026: 0; 2027: 0; 2028: 0; 2029: 0; 2030: 2.6453; 2031: 0; 2032: 0; 2033: 53.733; 2034: 0; 2035: 0; 2036: 0; 2039: 0; 2040: 0
2018-12-25 05:00 | 12 | 4 | 3 | 0 | 0 | 0 | 1.3584 | 2.7168 | 0 | 20.3125 | 10.5647 | 17.0341 | 17.0341 | 55.1858 | 0 | 0 | 2024: 55.1858; 2025: 0; 2026: 0; 2027: 0; 2028: 0; 2029: 0; 2030: 2.7168; 2031: 0; 2032: 0; 2033: 55.1858; 2034: 0; 2035: 0; 2036: 0; 2039: 0; 2040: 0
2018-12-25 06:00 | 12 | 5 | 3 | 0 | 0 | 0 | 1.492 | 2.9841 | 0 | 20.3125 | 10.5647 | 17.0341 | 17.0341 | 60.6144 | 0 | 0 | 2024: 60.6144; 2025: 0; 2026: 0; 2027: 0; 2028: 0; 2029: 0; 2030: 2.9841; 2031: 0; 2032: 0; 2033: 60.6144; 2034: 0; 2035: 0; 2036: 0; 2039: 0; 2040: 0
2018-12-25 07:00 | 12 | 6 | 3 | 0 | 0 | 0 | 1.6018 | 3.2036 | 0 | 20.3125 | 10.5647 | 17.0341 | 17.0341 | 65.0732 | 0 | 0 | 2024: 65.0732; 2025: 0; 2026: 0; 2027: 0; 2028: 0; 2029: 0; 2030: 3.2036; 2031: 0; 2032: 0; 2033: 65.0732; 2034: 0; 2035: 0; 2036: 0; 2039: 0; 2040: 0
2018-12-25 08:00 | 12 | 7 | 3 | 0 | 0 | 0.01045 | 1.6557 | 3.3114 | 0.083601 | 20.3125 | 10.5647 | 17.0341 | 17.0341 | 67.263 | 0.083601 | 0 | 2024: 65.5649; 2025: 1.6981; 2026: 0; 2027: 1.4241; 2028: 0; 2029: 0; 2030: 3.2278; 2031: 0; 2032: 0; 2033: 65.5649; 2034: 1.6981; 2035: 0; 2036: 1.4241; 2039: 0.01045; 2040: 0.022878
2018-12-25 09:00 | 12 | 8 | 3 | 0 | 0 | 0.1879 | 1.613 | 3.226 | 1.5032 | 20.3125 | 10.5647 | 17.0341 | 17.0341 | 65.5288 | 1.5032 | 0 | 2024: 34.9943; 2025: 30.5346; 2026: 0; 2027: 25.6064; 2028: 0; 2029: 0; 2030: 1.7228; 2031: 0; 2032: 0; 2033: 34.9943; 2034: 30.5346; 2035: 0; 2036: 25.6064; 2039: 0.1879; 2040: 0.045206
2018-12-25 10:00 | 12 | 9 | 3 | 0 | 0 | 0.31032 | 1.5381 | 3.0763 | 2.4826 | 20.3125 | 10.5647 | 17.0341 | 17.0341 | 62.4867 | 2.4826 | 0 | 2024: 12.0598; 2025: 50.4268; 2026: 0; 2027: 42.2881; 2028: 0; 2029: 0; 2030: 0.59371; 2031: 0; 2032: 0; 2033: 12.0598; 2034: 50.4268; 2035: 0; 2036: 42.2881; 2039: 0.31032; 2040: 0.09068
2018-12-25 11:00 | 12 | 10 | 3 | 0 | 0 | 0.51822 | 1.5017 | 3.0034 | 4.1457 | 20.3125 | 10.5647 | 17.0341 | 17.0341 | 61.0057 | 3.0034 | 1.1424 | 2024: 0; 2025: 61.0057; 2026: 12.0689; 2027: 70.6191; 2028: 1.1424; 2029: 1.1424; 2030: 0; 2031: 0; 2032: 0; 2033: 0; 2034: 61.0057; 2035: 0; 2036: 70.6191; 2039: 0.51822; 2040: 0.15333
2018-12-25 12:00 | 12 | 11 | 3 | 0 | 0 | 0.44117 | 1.4314 | 2.8627 | 3.5294 | 20.3125 | 10.5647 | 17.0341 | 17.0341 | 58.1492 | 2.8627 | 0.66667 | 2024: 0; 2025: 58.1492; 2026: 7.0432; 2027: 60.1203; 2028: 0.66667; 2029: 1.809; 2030: 0; 2031: 0; 2032: 0; 2033: 0; 2034: 58.1492; 2035: 0; 2036: 60.1203; 2039: 0.44117; 2040: 0.17104
2018-12-25 13:00 | 12 | 12 | 3 | 0 | 0 | 0.22892 | 1.3188 | 2.6376 | 1.8314 | 20.3125 | 10.5647 | 17.0341 | 17.0341 | 53.5766 | 1.8314 | 0 | 2024: 16.3771; 2025: 37.1995; 2026: 0; 2027: 31.1957; 2028: 0; 2029: 1.809; 2030: 0.80626; 2031: 0.80626; 2032: 0; 2033: 0; 2034: 53.5766; 2035: 0; 2036: 31.1957; 2039: 0.22892; 2040: 0.14633
2018-12-25 14:00 | 12 | 13 | 3 | 0 | 0 | 0.093404 | 1.2406 | 2.4812 | 0.74723 | 20.3125 | 10.5647 | 17.0341 | 17.0341 | 50.3986 | 0.74723 | 0 | 2024: 35.2204; 2025: 15.1782; 2026: 0; 2027: 12.7285; 2028: 0; 2029: 0.93268; 2030: 1.7339; 2031: 0.85807; 2032: 0; 2033: 17.7909; 2034: 32.6076; 2035: 0; 2036: 12.7285; 2039: 0.093404; 2040: 0.1839
2018-12-25 15:00 | 12 | 14 | 3 | 0 | 0 | 0.0069874 | 1.2978 | 2.5956 | 0.055899 | 20.3125 | 10.5647 | 17.0341 | 17.0341 | 52.7232 | 0.055899 | 0 | 2024: 51.5877; 2025: 1.1354; 2026: 0; 2027: 0.95219; 2028: 0; 2029: 0; 2030: 2.5397; 2031: 0; 2032: 0; 2033: 51.5877; 2034: 1.1354; 2035: 0; 2036: 0.95219; 2039: 0.0069874; 2040: 0.21368
2018-12-25 16:00 | 12 | 15 | 3 | 0 | 1 | 0.0019893 | 1.4258 | 2.8516 | 0.015915 | 21.7915 | 12.0437 | 17.0341 | 17.0341 | 62.1406 | 0.015915 | 0 | 2024: 61.7938; 2025: 0.3468; 2026: 0; 2027: 0.27109; 2028: 0; 2029: 0; 2030: 2.8357; 2031: 0; 2032: 0; 2033: 61.7938; 2034: 0.3468; 2035: 0; 2036: 0.27109; 2039: 0.0019893; 2040: 0.059273
2018-12-25 17:00 | 12 | 16 | 3 | 0 | 1 | 0 | 1.6489 | 3.2978 | 0 | 21.7915 | 12.0437 | 17.0341 | 17.0341 | 71.8649 | 0 | 0 | 2024: 71.8649; 2025: 0; 2026: 0; 2027: 0; 2028: 0; 2029: 0; 2030: 3.2978; 2031: 0; 2032: 0; 2033: 71.8649; 2034: 0; 2035: 0; 2036: 0; 2039: 0; 2040: 0
2018-12-25 18:00 | 12 | 17 | 3 | 0 | 1 | 0 | 1.6742 | 3.3485 | 0 | 21.7915 | 12.0437 | 17.0341 | 17.0341 | 72.9685 | 0 | 0 | 2024: 72.9685; 2025: 0; 2026: 0; 2027: 0; 2028: 0; 2029: 0; 2030: 3.3485; 2031: 0; 2032: 0; 2033: 72.9685; 2034: 0; 2035: 0; 2036: 0; 2039: 0; 2040: 0
2018-12-25 19:00 | 12 | 18 | 3 | 0 | 1 | 0 | 1.6978 | 3.3956 | 0 | 21.7915 | 12.0437 | 17.0341 | 17.0341 | 73.9957 | 0 | 0 | 2024: 73.9957; 2025: 0; 2026: 0; 2027: 0; 2028: 0; 2029: 0; 2030: 3.3956; 2031: 0; 2032: 0; 2033: 73.9957; 2034: 0; 2035: 0; 2036: 0; 2039: 0; 2040: 0
2018-12-25 20:00 | 12 | 19 | 3 | 0 | 0 | 0 | 1.7059 | 3.4118 | 0 | 20.3125 | 10.5647 | 17.0341 | 17.0341 | 69.3031 | 0 | 0 | 2024: 69.3031; 2025: 0; 2026: 0; 2027: 0; 2028: 0; 2029: 0; 2030: 3.4118; 2031: 0; 2032: 0; 2033: 69.3031; 2034: 0; 2035: 0; 2036: 0; 2039: 0; 2040: 0
2018-12-25 21:00 | 12 | 20 | 3 | 0 | 0 | 0 | 1.5614 | 3.1227 | 0 | 20.3125 | 10.5647 | 17.0341 | 17.0341 | 63.4302 | 0 | 0 | 2024: 63.4302; 2025: 0; 2026: 0; 2027: 0; 2028: 0; 2029: 0; 2030: 3.1227; 2031: 0; 2032: 0; 2033: 63.4302; 2034: 0; 2035: 0; 2036: 0; 2039: 0; 2040: 0
2018-12-25 22:00 | 12 | 21 | 3 | 0 | 0 | 0 | 1.3839 | 2.7678 | 0 | 20.3125 | 10.5647 | 17.0341 | 17.0341 | 56.2217 | 0 | 0 | 2024: 56.2217; 2025: 0; 2026: 0; 2027: 0; 2028: 0; 2029: 0; 2030: 2.7678; 2031: 0; 2032: 0; 2033: 56.2217; 2034: 0; 2035: 0; 2036: 0; 2039: 0; 2040: 0
2018-12-25 23:00 | 12 | 22 | 3 | 0 | 0 | 0 | 1.2174 | 2.4349 | 0 | 20.3125 | 10.5647 | 17.0341 | 17.0341 | 49.4582 | 0 | 0 | 2024: 49.4582; 2025: 0; 2026: 0; 2027: 0; 2028: 0; 2029: 0; 2030: 2.4349; 2031: 0; 2032: 0; 2033: 49.4582; 2034: 0; 2035: 0; 2036: 0; 2039: 0; 2040: 0
2018-12-26 | 12 | 23 | 3 | 0 | 0 | 0 | 1.1413 | 2.2825 | 0 | 20.3125 | 10.5647 | 17.0341 | 17.0341 | 46.3642 | 0 | 0 | 2024: 46.3642; 2025: 0; 2026: 0; 2027: 0; 2028: 0; 2029: 0; 2030: 2.2825; 2031: 0; 2032: 0; 2033: 46.3642; 2034: 0; 2035: 0; 2036: 0; 2039: 0; 2040: 0
2018-12-26 01:00 | 12 | 0 | 4 | 0 | 0 | 0 | 1.0773 | 2.1547 | 0 | 20.3125 | 10.5647 | 17.0341 | 17.0341 | 43.7673 | 0 | 0 | 2024: 43.7673; 2025: 0; 2026: 0; 2027: 0; 2028: 0; 2029: 0; 2030: 2.1547; 2031: 0; 2032: 0; 2033: 43.7673; 2034: 0; 2035: 0; 2036: 0; 2039: 0; 2040: 0
2018-12-26 02:00 | 12 | 1 | 4 | 0 | 0 | 0 | 1.0675 | 2.135 | 0 | 20.3125 | 10.5647 | 17.0341 | 17.0341 | 43.3663 | 0 | 0 | 2024: 43.3663; 2025: 0; 2026: 0; 2027: 0; 2028: 0; 2029: 0; 2030: 2.135; 2031: 0; 2032: 0; 2033: 43.3663; 2034: 0; 2035: 0; 2036: 0; 2039: 0; 2040: 0
2018-12-26 03:00 | 12 | 2 | 4 | 0 | 0 | 0 | 1.0811 | 2.1621 | 0 | 20.3125 | 10.5647 | 17.0341 | 17.0341 | 43.9179 | 0 | 0 | 2024: 43.9179; 2025: 0; 2026: 0; 2027: 0; 2028: 0; 2029: 0; 2030: 2.1621; 2031: 0; 2032: 0; 2033: 43.9179; 2034: 0; 2035: 0; 2036: 0; 2039: 0; 2040: 0
2018-12-26 04:00 | 12 | 3 | 4 | 0 | 0 | 0 | 1.1199 | 2.2398 | 0 | 20.3125 | 10.5647 | 17.0341 | 17.0341 | 45.4953 | 0 | 0 | 2024: 45.4953; 2025: 0; 2026: 0; 2027: 0; 2028: 0; 2029: 0; 2030: 2.2398; 2031: 0; 2032: 0; 2033: 45.4953; 2034: 0; 2035: 0; 2036: 0; 2039: 0; 2040: 0
2018-12-26 05:00 | 12 | 4 | 4 | 0 | 0 | 0 | 1.1901 | 2.3802 | 0 | 20.3125 | 10.5647 | 17.0341 | 17.0341 | 48.348 | 0 | 0 | 2024: 48.348; 2025: 0; 2026: 0; 2027: 0; 2028: 0; 2029: 0; 2030: 2.3802; 2031: 0; 2032: 0; 2033: 48.348; 2034: 0; 2035: 0; 2036: 0; 2039: 0; 2040: 0
2018-12-26 06:00 | 12 | 5 | 4 | 0 | 0 | 0 | 1.3528 | 2.7057 | 0 | 20.3125 | 10.5647 | 17.0341 | 17.0341 | 54.9595 | 0 | 0 | 2024: 54.9595; 2025: 0; 2026: 0; 2027: 0; 2028: 0; 2029: 0; 2030: 2.7057; 2031: 0; 2032: 0; 2033: 54.9595; 2034: 0; 2035: 0; 2036: 0; 2039: 0; 2040: 0
2018-12-26 07:00 | 12 | 6 | 4 | 0 | 0 | 0 | 1.4718 | 2.9435 | 0 | 20.3125 | 10.5647 | 17.0341 | 17.0341 | 59.7908 | 0 | 0 | 2024: 59.7908; 2025: 0; 2026: 0; 2027: 0; 2028: 0; 2029: 0; 2030: 2.9435; 2031: 0; 2032: 0; 2033: 59.7908; 2034: 0; 2035: 0; 2036: 0; 2039: 0; 2040: 0
2018-12-26 08:00 | 12 | 7 | 4 | 0 | 0 | 0.059899 | 1.5087 | 3.0173 | 0.47919 | 20.3125 | 10.5647 | 17.0341 | 17.0341 | 61.2889 | 0.47919 | 0 | 2024: 51.5554; 2025: 9.7335; 2026: 0; 2027: 8.1626; 2028: 0; 2029: 0; 2030: 2.5381; 2031: 0; 2032: 0; 2033: 51.5554; 2034: 9.7335; 2035: 0; 2036: 8.1626; 2039: 0.059899; 2040: 0.040424
2018-12-26 09:00 | 12 | 8 | 4 | 0 | 0 | 0.2844 | 1.5028 | 3.0056 | 2.2752 | 20.3125 | 10.5647 | 17.0341 | 17.0341 | 61.0507 | 2.2752 | 0 | 2024: 14.8355; 2025: 46.2152; 2026: 0; 2027: 38.7562; 2028: 0; 2029: 0; 2030: 0.73036; 2031: 0; 2032: 0; 2033: 14.8355; 2034: 46.2152; 2035: 0; 2036: 38.7562; 2039: 0.2844; 2040: 0.2381
2018-12-26 10:00 | 12 | 9 | 4 | 0 | 0 | 0.42784 | 1.4458 | 2.8915 | 3.4228 | 20.3125 | 10.5647 | 17.0341 | 17.0341 | 58.7343 | 2.8915 | 0.53122 | 2024: 0; 2025: 58.7343; 2026: 5.6122; 2027: 58.3037; 2028: 0.53122; 2029: 0.53122; 2030: 0; 2031: 0; 2032: 0; 2033: 0; 2034: 58.7343; 2035: 0; 2036: 58.3037; 2039: 0.42784; 2040: 0.34169
2018-12-26 11:00 | 12 | 10 | 4 | 0 | 0 | 0.51471 | 1.3979 | 2.7959 | 4.1177 | 20.3125 | 10.5647 | 17.0341 | 17.0341 | 56.7915 | 2.7959 | 1.3218 | 2024: 0; 2025: 56.7915; 2026: 13.9641; 2027: 70.1407; 2028: 1.3218; 2029: 1.853; 2030: 0; 2031: 0; 2032: 0; 2033: 0; 2034: 56.7915; 2035: 0; 2036: 70.1407; 2039: 0.51471; 2040: 0.41264
2018-12-26 12:00 | 12 | 11 | 4 | 0 | 0 | 0.54819 | 1.3541 | 2.7083 | 4.3856 | 20.3125 | 10.5647 | 17.0341 | 17.0341 | 55.0117 | 2.7083 | 1.6773 | 2024: 0; 2025: 55.0117; 2026: 17.7201; 2027: 74.7041; 2028: 1.6773; 2029: 3.5303; 2030: 0; 2031: 0; 2032: 0; 2033: 0; 2034: 55.0117; 2035: 0; 2036: 74.7041; 2039: 0.54819; 2040: 0.42738
2018-12-26 13:00 | 12 | 12 | 4 | 0 | 0 | 0.52435 | 1.2162 | 2.4325 | 4.1948 | 20.3125 | 10.5647 | 17.0341 | 17.0341 | 49.4095 | 2.4325 | 1.7623 | 2024: 0; 2025: 49.4095; 2026: 18.6183; 2027: 71.4544; 2028: 1.7623; 2029: 5.2926; 2030: 0; 2031: 0; 2032: 0; 2033: 0; 2034: 49.4095; 2035: 0; 2036: 71.4544; 2039: 0.52435; 2040: 0.40824
2018-12-26 14:00 | 12 | 13 | 4 | 0 | 0 | 0.44848 | 1.2371 | 2.4742 | 3.5878 | 20.3125 | 10.5647 | 17.0341 | 17.0341 | 50.258 | 2.4742 | 1.1136 | 2024: 0; 2025: 50.258; 2026: 11.7647; 2027: 61.1155; 2028: 1.1136; 2029: 6.4062; 2030: 0; 2031: 0; 2032: 0; 2033: 0; 2034: 50.258; 2035: 0; 2036: 61.1155; 2039: 0.44848; 2040: 0.37659
2018-12-26 15:00 | 12 | 14 | 4 | 0 | 0 | 0.31209 | 1.2575 | 2.515 | 2.4967 | 20.3125 | 10.5647 | 17.0341 | 17.0341 | 51.0862 | 2.4967 | 0 | 2024: 0.37201; 2025: 50.7141; 2026: 0; 2027: 42.5291; 2028: 0; 2029: 6.4062; 2030: 0.018314; 2031: 0.018314; 2032: 0; 2033: 0; 2034: 51.0862; 2035: 0; 2036: 42.5291; 2039: 0.31209; 2040: 0.2555
2018-12-26 16:00 | 12 | 15 | 4 | 0 | 1 | 0.11025 | 1.3881 | 2.7763 | 0.88198 | 21.7915 | 12.0437 | 17.0341 | 17.0341 | 60.4992 | 0.88198 | 0 | 2024: 41.2797; 2025: 19.2196; 2026: 0; 2027: 15.0237; 2028: 0; 2029: 6.3863; 2030: 1.8943; 2031: 1.8943; 2032: 0; 2033: 0; 2034: 60.4992; 2035: 0; 2036: 15.0237; 2039: 0.11025; 2040: 0.077841
2018-12-26 17:00 | 12 | 16 | 4 | 0 | 1 | 0 | 1.5989 | 3.1977 | 0 | 21.7915 | 12.0437 | 17.0341 | 17.0341 | 69.6833 | 0 | 0 | 2024: 69.6833; 2025: 0; 2026: 0; 2027: 0; 2028: 0; 2029: 4.3272; 2030: 3.1977; 2031: 3.1977; 2032: 0; 2033: 0; 2034: 69.6833; 2035: 0; 2036: 0; 2039: 0; 2040: 0
2018-12-26 18:00 | 12 | 17 | 4 | 0 | 1 | 0 | 1.7568 | 3.5136 | 0 | 21.7915 | 12.0437 | 17.0341 | 17.0341 | 76.5661 | 0 | 0 | 2024: 76.5661; 2025: 0; 2026: 0; 2027: 0; 2028: 0; 2029: 0.85143; 2030: 3.5136; 2031: 0.78332; 2032: 0; 2033: 59.4965; 2034: 17.0696; 2035: 0; 2036: 0; 2039: 0; 2040: 0
2018-12-26 19:00 | 12 | 18 | 4 | 0 | 1 | 0 | 1.7942 | 3.5884 | 0 | 21.7915 | 12.0437 | 17.0341 | 17.0341 | 78.1967 | 0 | 0 | 2024: 78.1967; 2025: 0; 2026: 0; 2027: 0; 2028: 0; 2029: 0; 2030: 3.5884; 2031: 0; 2032: 0; 2033: 78.1967; 2034: 0; 2035: 0; 2036: 0; 2039: 0; 2040: 0
2018-12-26 20:00 | 12 | 19 | 4 | 0 | 0 | 0 | 1.7917 | 3.5835 | 0 | 20.3125 | 10.5647 | 17.0341 | 17.0341 | 72.7891 | 0 | 0 | 2024: 72.7891; 2025: 0; 2026: 0; 2027: 0; 2028: 0; 2029: 0; 2030: 3.5835; 2031: 0; 2032: 0; 2033: 72.7891; 2034: 0; 2035: 0; 2036: 0; 2039: 0; 2040: 0
2018-12-26 21:00 | 12 | 20 | 4 | 0 | 0 | 0 | 1.6446 | 3.2892 | 0 | 20.3125 | 10.5647 | 17.0341 | 17.0341 | 66.8121 | 0 | 0 | 2024: 66.8121; 2025: 0; 2026: 0; 2027: 0; 2028: 0; 2029: 0; 2030: 3.2892; 2031: 0; 2032: 0; 2033: 66.8121; 2034: 0; 2035: 0; 2036: 0; 2039: 0; 2040: 0
2018-12-26 22:00 | 12 | 21 | 4 | 0 | 0 | 0 | 1.5411 | 3.0821 | 0 | 20.3125 | 10.5647 | 17.0341 | 17.0341 | 62.6055 | 0 | 0 | 2024: 62.6055; 2025: 0; 2026: 0; 2027: 0; 2028: 0; 2029: 0; 2030: 3.0821; 2031: 0; 2032: 0; 2033: 62.6055; 2034: 0; 2035: 0; 2036: 0; 2039: 0; 2040: 0
2018-12-26 23:00 | 12 | 22 | 4 | 0 | 0 | 0 | 1.3448 | 2.6896 | 0 | 20.3125 | 10.5647 | 17.0341 | 17.0341 | 54.6328 | 0 | 0 | 2024: 54.6328; 2025: 0; 2026: 0; 2027: 0; 2028: 0; 2029: 0; 2030: 2.6896; 2031: 0; 2032: 0; 2033: 54.6328; 2034: 0; 2035: 0; 2036: 0; 2039: 0; 2040: 0
2018-12-27 | 12 | 23 | 4 | 0 | 0 | 0 | 1.2525 | 2.5051 | 0 | 20.3125 | 10.5647 | 17.0341 | 17.0341 | 50.8846 | 0 | 0 | 2024: 50.8846; 2025: 0; 2026: 0; 2027: 0; 2028: 0; 2029: 0; 2030: 2.5051; 2031: 0; 2032: 0; 2033: 50.8846; 2034: 0; 2035: 0; 2036: 0; 2039: 0; 2040: 0
2018-12-27 01:00 | 12 | 0 | 5 | 0 | 0 | 0 | 1.118 | 2.2359 | 0 | 20.3125 | 10.5647 | 17.0341 | 17.0341 | 45.4176 | 0 | 0 | 2024: 45.4176; 2025: 0; 2026: 0; 2027: 0; 2028: 0; 2029: 0; 2030: 2.2359; 2031: 0; 2032: 0; 2033: 45.4176; 2034: 0; 2035: 0; 2036: 0; 2039: 0; 2040: 0
2018-12-27 02:00 | 12 | 1 | 5 | 0 | 0 | 0 | 1.0723 | 2.1447 | 0 | 20.3125 | 10.5647 | 17.0341 | 17.0341 | 43.5633 | 0 | 0 | 2024: 43.5633; 2025: 0; 2026: 0; 2027: 0; 2028: 0; 2029: 0; 2030: 2.1447; 2031: 0; 2032: 0; 2033: 43.5633; 2034: 0; 2035: 0; 2036: 0; 2039: 0; 2040: 0
2018-12-27 03:00 | 12 | 2 | 5 | 0 | 0 | 0 | 1.0634 | 2.1267 | 0 | 20.3125 | 10.5647 | 17.0341 | 17.0341 | 43.199 | 0 | 0 | 2024: 43.199; 2025: 0; 2026: 0; 2027: 0; 2028: 0; 2029: 0; 2030: 2.1267; 2031: 0; 2032: 0; 2033: 43.199; 2034: 0; 2035: 0; 2036: 0; 2039: 0; 2040: 0
2018-12-27 04:00 | 12 | 3 | 5 | 0 | 0 | 0 | 1.0663 | 2.1325 | 0 | 20.3125 | 10.5647 | 17.0341 | 17.0341 | 43.3169 | 0 | 0 | 2024: 43.3169; 2025: 0; 2026: 0; 2027: 0; 2028: 0; 2029: 0; 2030: 2.1325; 2031: 0; 2032: 0; 2033: 43.3169; 2034: 0; 2035: 0; 2036: 0; 2039: 0; 2040: 0
2018-12-27 05:00 | 12 | 4 | 5 | 0 | 0 | 0 | 1.1087 | 2.2174 | 0 | 20.3125 | 10.5647 | 17.0341 | 17.0341 | 45.0415 | 0 | 0 | 2024: 45.0415; 2025: 0; 2026: 0; 2027: 0; 2028: 0; 2029: 0; 2030: 2.2174; 2031: 0; 2032: 0; 2033: 45.0415; 2034: 0; 2035: 0; 2036: 0; 2039: 0; 2040: 0
2018-12-27 06:00 | 12 | 5 | 5 | 0 | 0 | 0 | 1.2457 | 2.4915 | 0 | 20.3125 | 10.5647 | 17.0341 | 17.0341 | 50.6086 | 0 | 0 | 2024: 50.6086; 2025: 0; 2026: 0; 2027: 0; 2028: 0; 2029: 0; 2030: 2.4915; 2031: 0; 2032: 0; 2033: 50.6086; 2034: 0; 2035: 0; 2036: 0; 2039: 0; 2040: 0
2018-12-27 07:00 | 12 | 6 | 5 | 0 | 0 | 0 | 1.3942 | 2.7884 | 0 | 20.3125 | 10.5647 | 17.0341 | 17.0341 | 56.64 | 0 | 0 | 2024: 56.64; 2025: 0; 2026: 0; 2027: 0; 2028: 0; 2029: 0; 2030: 2.7884; 2031: 0; 2032: 0; 2033: 56.64; 2034: 0; 2035: 0; 2036: 0; 2039: 0; 2040: 0
2018-12-27 08:00 | 12 | 7 | 5 | 0 | 0 | 0.0031404 | 1.5183 | 3.0366 | 0.025123 | 20.3125 | 10.5647 | 17.0341 | 17.0341 | 61.6803 | 0.025123 | 0 | 2024: 61.17; 2025: 0.51031; 2026: 0; 2027: 0.42795; 2028: 0; 2029: 0; 2030: 3.0114; 2031: 0; 2032: 0; 2033: 61.17; 2034: 0.51031; 2035: 0; 2036: 0.42795; 2039: 0.0031404; 2040: 0.019904
2018-12-27 09:00 | 12 | 8 | 5 | 0 | 0 | 0.064777 | 1.5086 | 3.0171 | 0.51821 | 20.3125 | 10.5647 | 17.0341 | 17.0341 | 61.2853 | 0.51821 | 0 | 2024: 50.7591; 2025: 10.5262; 2026: 0; 2027: 8.8273; 2028: 0; 2029: 0; 2030: 2.4989; 2031: 0; 2032: 0; 2033: 50.7591; 2034: 10.5262; 2035: 0; 2036: 8.8273; 2039: 0.064777; 2040: 0.12135
2018-12-27 10:00 | 12 | 9 | 5 | 0 | 0 | 0.10183 | 1.4035 | 2.807 | 0.81462 | 20.3125 | 10.5647 | 17.0341 | 17.0341 | 57.0176 | 0.81462 | 0 | 2024: 40.4707; 2025: 16.5469; 2026: 0; 2027: 13.8763; 2028: 0; 2029: 0; 2030: 1.9924; 2031: 0; 2032: 0; 2033: 40.4707; 2034: 16.5469; 2035: 0; 2036: 13.8763; 2039: 0.10183; 2040: 0.19269
2018-12-27 11:00 | 12 | 10 | 5 | 0 | 0 | 0.021852 | 1.3395 | 2.679 | 0.17481 | 20.3125 | 10.5647 | 17.0341 | 17.0341 | 54.4163 | 0.17481 | 0 | 2024: 50.8654; 2025: 3.5509; 2026: 0; 2027: 2.9778; 2028: 0; 2029: 0; 2030: 2.5041; 2031: 0; 2032: 0; 2033: 50.8654; 2034: 3.5509; 2035: 0; 2036: 2.9778; 2039: 0.021852; 2040: 0.20798
2018-12-27 12:00 | 12 | 11 | 5 | 0 | 0 | 0.042747 | 1.3183 | 2.6365 | 0.34198 | 20.3125 | 10.5647 | 17.0341 | 17.0341 | 53.5539 | 0.34198 | 0 | 2024: 46.6075; 2025: 6.9465; 2026: 0; 2027: 5.8253; 2028: 0; 2029: 0; 2030: 2.2945; 2031: 0; 2032: 0; 2033: 46.6075; 2034: 6.9465; 2035: 0; 2036: 5.8253; 2039: 0.042747; 2040: 0.23924
2018-12-27 13:00 | 12 | 12 | 5 | 0 | 0 | 0.05366 | 1.2414 | 2.4827 | 0.42928 | 20.3125 | 10.5647 | 17.0341 | 17.0341 | 50.43 | 0.42928 | 0 | 2024: 41.7103; 2025: 8.7197; 2026: 0; 2027: 7.3124; 2028: 0; 2029: 0; 2030: 2.0534; 2031: 0; 2032: 0; 2033: 41.7103; 2034: 8.7197; 2035: 0; 2036: 7.3124; 2039: 0.05366; 2040: 0.24306
2018-12-27 14:00 | 12 | 13 | 5 | 0 | 0 | 0.02422 | 1.1222 | 2.2444 | 0.19376 | 20.3125 | 10.5647 | 17.0341 | 17.0341 | 45.5903 | 0.19376 | 0 | 2024: 41.6545; 2025: 3.9358; 2026: 0; 2027: 3.3006; 2028: 0; 2029: 0; 2030: 2.0507; 2031: 0; 2032: 0; 2033: 41.6545; 2034: 3.9358; 2035: 0; 2036: 3.3006; 2039: 0.02422; 2040: 0.19151
2018-12-27 15:00 | 12 | 14 | 5 | 0 | 0 | 0.025646 | 1.2085 | 2.4169 | 0.20517 | 20.3125 | 10.5647 | 17.0341 | 17.0341 | 49.0942 | 0.20517 | 0 | 2024: 44.9267; 2025: 4.1676; 2026: 0; 2027: 3.4949; 2028: 0; 2029: 0; 2030: 2.2118; 2031: 0; 2032: 0; 2033: 44.9267; 2034: 4.1676; 2035: 0; 2036: 3.4949; 2039: 0.025646; 2040: 0.20799
2018-12-27 16:00 | 12 | 15 | 5 | 0 | 1 | 0.011357 | 1.3105 | 2.621 | 0.090854 | 21.7915 | 12.0437 | 17.0341 | 17.0341 | 57.1162 | 0.090854 | 0 | 2024: 55.1363; 2025: 1.9799; 2026: 0; 2027: 1.5476; 2028: 0; 2029: 0; 2030: 2.5302; 2031: 0; 2032: 0; 2033: 55.1363; 2034: 1.9799; 2035: 0; 2036: 1.5476; 2039: 0.011357; 2040: 0.061539
2018-12-27 17:00 | 12 | 16 | 5 | 0 | 1 | 0 | 1.481 | 2.962 | 0 | 21.7915 | 12.0437 | 17.0341 | 17.0341 | 64.5473 | 0 | 0 | 2024: 64.5473; 2025: 0; 2026: 0; 2027: 0; 2028: 0; 2029: 0; 2030: 2.962; 2031: 0; 2032: 0; 2033: 64.5473; 2034: 0; 2035: 0; 2036: 0; 2039: 0; 2040: 0
2018-12-27 18:00 | 12 | 17 | 5 | 0 | 1 | 0 | 1.6275 | 3.2549 | 0 | 21.7915 | 12.0437 | 17.0341 | 17.0341 | 70.9292 | 0 | 0 | 2024: 70.9292; 2025: 0; 2026: 0; 2027: 0; 2028: 0; 2029: 0; 2030: 3.2549; 2031: 0; 2032: 0; 2033: 70.9292; 2034: 0; 2035: 0; 2036: 0; 2039: 0; 2040: 0
2018-12-27 19:00 | 12 | 18 | 5 | 0 | 1 | 0 | 1.5852 | 3.1703 | 0 | 21.7915 | 12.0437 | 17.0341 | 17.0341 | 69.0865 | 0 | 0 | 2024: 69.0865; 2025: 0; 2026: 0; 2027: 0; 2028: 0; 2029: 0; 2030: 3.1703; 2031: 0; 2032: 0; 2033: 69.0865; 2034: 0; 2035: 0; 2036: 0; 2039: 0; 2040: 0
2018-12-27 20:00 | 12 | 19 | 5 | 0 | 0 | 0 | 1.5675 | 3.1349 | 0 | 20.3125 | 10.5647 | 17.0341 | 17.0341 | 63.6785 | 0 | 0 | 2024: 63.6785; 2025: 0; 2026: 0; 2027: 0; 2028: 0; 2029: 0; 2030: 3.1349; 2031: 0; 2032: 0; 2033: 63.6785; 2034: 0; 2035: 0; 2036: 0; 2039: 0; 2040: 0
2018-12-27 21:00 | 12 | 20 | 5 | 0 | 0 | 0 | 1.4792 | 2.9584 | 0 | 20.3125 | 10.5647 | 17.0341 | 17.0341 | 60.0928 | 0 | 0 | 2024: 60.0928; 2025: 0; 2026: 0; 2027: 0; 2028: 0; 2029: 0; 2030: 2.9584; 2031: 0; 2032: 0; 2033: 60.0928; 2034: 0; 2035: 0; 2036: 0; 2039: 0; 2040: 0
2018-12-27 22:00 | 12 | 21 | 5 | 0 | 0 | 0 | 1.2382 | 2.4763 | 0 | 20.3125 | 10.5647 | 17.0341 | 17.0341 | 50.3004 | 0 | 0 | 2024: 50.3004; 2025: 0; 2026: 0; 2027: 0; 2028: 0; 2029: 0; 2030: 2.4763; 2031: 0; 2032: 0; 2033: 50.3004; 2034: 0; 2035: 0; 2036: 0; 2039: 0; 2040: 0
2018-12-27 23:00 | 12 | 22 | 5 | 0 | 0 | 0 | 1.028 | 2.0561 | 0 | 20.3125 | 10.5647 | 17.0341 | 17.0341 | 41.7642 | 0 | 0 | 2024: 41.7642; 2025: 0; 2026: 0; 2027: 0; 2028: 0; 2029: 0; 2030: 2.0561; 2031: 0; 2032: 0; 2033: 41.7642; 2034: 0; 2035: 0; 2036: 0; 2039: 0; 2040: 0
2018-12-28 | 12 | 23 | 5 | 0 | 0 | 0 | 0.9795 | 1.959 | 0 | 20.3125 | 10.5647 | 17.0341 | 17.0341 | 39.792 | 0 | 0 | 2024: 39.792; 2025: 0; 2026: 0; 2027: 0; 2028: 0; 2029: 0; 2030: 1.959; 2031: 0; 2032: 0; 2033: 39.792; 2034: 0; 2035: 0; 2036: 0; 2039: 0; 2040: 0
2018-12-28 01:00 | 12 | 0 | 6 | 0 | 0 | 0 | 0.93531 | 1.8706 | 0 | 20.3125 | 10.5647 | 17.0341 | 17.0341 | 37.997 | 0 | 0 | 2024: 37.997; 2025: 0; 2026: 0; 2027: 0; 2028: 0; 2029: 0; 2030: 1.8706; 2031: 0; 2032: 0; 2033: 37.997; 2034: 0; 2035: 0; 2036: 0; 2039: 0; 2040: 0
2018-12-28 02:00 | 12 | 1 | 6 | 0 | 0 | 0 | 0.91715 | 1.8343 | 0 | 20.3125 | 10.5647 | 17.0341 | 17.0341 | 37.2592 | 0 | 0 | 2024: 37.2592; 2025: 0; 2026: 0; 2027: 0; 2028: 0; 2029: 0; 2030: 1.8343; 2031: 0; 2032: 0; 2033: 37.2592; 2034: 0; 2035: 0; 2036: 0; 2039: 0; 2040: 0
2018-12-28 03:00 | 12 | 2 | 6 | 0 | 0 | 0 | 0.97161 | 1.9432 | 0 | 20.3125 | 10.5647 | 17.0341 | 17.0341 | 39.4717 | 0 | 0 | 2024: 39.4717; 2025: 0; 2026: 0; 2027: 0; 2028: 0; 2029: 0; 2030: 1.9432; 2031: 0; 2032: 0; 2033: 39.4717; 2034: 0; 2035: 0; 2036: 0; 2039: 0; 2040: 0
2018-12-28 04:00 | 12 | 3 | 6 | 0 | 0 | 0 | 1.0895 | 2.1791 | 0 | 20.3125 | 10.5647 | 17.0341 | 17.0341 | 44.2628 | 0 | 0 | 2024: 44.2628; 2025: 0; 2026: 0; 2027: 0; 2028: 0; 2029: 0; 2030: 2.1791; 2031: 0; 2032: 0; 2033: 44.2628; 2034: 0; 2035: 0; 2036: 0; 2039: 0; 2040: 0
2018-12-28 05:00 | 12 | 4 | 6 | 0 | 0 | 0 | 1.199 | 2.3979 | 0 | 20.3125 | 10.5647 | 17.0341 | 17.0341 | 48.7082 | 0 | 0 | 2024: 48.7082; 2025: 0; 2026: 0; 2027: 0; 2028: 0; 2029: 0; 2030: 2.3979; 2031: 0; 2032: 0; 2033: 48.7082; 2034: 0; 2035: 0; 2036: 0; 2039: 0; 2040: 0
2018-12-28 06:00 | 12 | 5 | 6 | 0 | 0 | 0 | 1.3712 | 2.7424 | 0 | 20.3125 | 10.5647 | 17.0341 | 17.0341 | 55.7049 | 0 | 0 | 2024: 55.7049; 2025: 0; 2026: 0; 2027: 0; 2028: 0; 2029: 0; 2030: 2.7424; 2031: 0; 2032: 0; 2033: 55.7049; 2034: 0; 2035: 0; 2036: 0; 2039: 0; 2040: 0
2018-12-28 07:00 | 12 | 6 | 6 | 0 | 0 | 0 | 1.5551 | 3.1103 | 0 | 20.3125 | 10.5647 | 17.0341 | 17.0341 | 63.1775 | 0 | 0 | 2024: 63.1775; 2025: 0; 2026: 0; 2027: 0; 2028: 0; 2029: 0; 2030: 3.1103; 2031: 0; 2032: 0; 2033: 63.1775; 2034: 0; 2035: 0; 2036: 0; 2039: 0; 2040: 0
2018-12-28 08:00 | 12 | 7 | 6 | 0 | 0 | 0.030532 | 1.5594 | 3.1188 | 0.24425 | 20.3125 | 10.5647 | 17.0341 | 17.0341 | 63.3506 | 0.24425 | 0 | 2024: 58.3892; 2025: 4.9614; 2026: 0; 2027: 4.1607; 2028: 0; 2029: 0; 2030: 2.8745; 2031: 0; 2032: 0; 2033: 58.3892; 2034: 4.9614; 2035: 0; 2036: 4.1607; 2039: 0.030532; 2040: 0.0053303
2018-12-28 09:00 | 12 | 8 | 6 | 0 | 0 | 0.21699 | 1.5089 | 3.0179 | 1.736 | 20.3125 | 10.5647 | 17.0341 | 17.0341 | 61.301 | 1.736 | 0 | 2024: 26.0395; 2025: 35.2615; 2026: 0; 2027: 29.5705; 2028: 0; 2029: 0; 2030: 1.2819; 2031: 0; 2032: 0; 2033: 26.0395; 2034: 35.2615; 2035: 0; 2036: 29.5705; 2039: 0.21699; 2040: 0.072269
2018-12-28 10:00 | 12 | 9 | 6 | 0 | 0 | 0.38971 | 1.3848 | 2.7697 | 3.1177 | 20.3125 | 10.5647 | 17.0341 | 17.0341 | 56.2591 | 2.7697 | 0.34799 | 2024: 0; 2025: 56.2591; 2026: 3.6764; 2027: 53.1067; 2028: 0.34799; 2029: 0.34799; 2030: 0; 2031: 0; 2032: 0; 2033: 0; 2034: 56.2591; 2035: 0; 2036: 53.1067; 2039: 0.38971; 2040: 0.20168
2018-12-28 11:00 | 12 | 10 | 6 | 0 | 0 | 0.45506 | 1.2044 | 2.4089 | 3.6405 | 20.3125 | 10.5647 | 17.0341 | 17.0341 | 48.9307 | 2.4089 | 1.2316 | 2024: 0; 2025: 48.9307; 2026: 13.0111; 2027: 62.0121; 2028: 1.2316; 2029: 1.5795; 2030: 0; 2031: 0; 2032: 0; 2033: 0; 2034: 48.9307; 2035: 0; 2036: 62.0121; 2039: 0.45506; 2040: 0.23345
2018-12-28 12:00 | 12 | 11 | 6 | 0 | 0 | 0.59946 | 1.1901 | 2.3803 | 4.7957 | 20.3125 | 10.5647 | 17.0341 | 17.0341 | 48.3494 | 2.3803 | 2.4154 | 2024: 0; 2025: 48.3494; 2026: 25.5181; 2027: 81.6903; 2028: 2.4154; 2029: 3.9949; 2030: 0; 2031: 0; 2032: 0; 2033: 0; 2034: 48.3494; 2035: 0; 2036: 81.6903; 2039: 0.59946; 2040: 0.23584
2018-12-28 13:00 | 12 | 12 | 6 | 0 | 0 | 0.56604 | 1.0822 | 2.1645 | 4.5284 | 20.3125 | 10.5647 | 17.0341 | 17.0341 | 43.966 | 2.1645 | 2.3639 | 2024: 0; 2025: 43.966; 2026: 24.9737; 2027: 77.1366; 2028: 2.3639; 2029: 6.3588; 2030: 0; 2031: 0; 2032: 0; 2033: 0; 2034: 43.966; 2035: 0; 2036: 77.1366; 2039: 0.56604; 2040: 0.26692
2018-12-28 14:00 | 12 | 13 | 6 | 0 | 0 | 0.48356 | 1.0247 | 2.0494 | 3.8684 | 20.3125 | 10.5647 | 17.0341 | 17.0341 | 41.6278 | 2.0494 | 1.8191 | 2024: 0; 2025: 41.6278; 2026: 19.218; 2027: 65.8956; 2028: 1.8191; 2029: 8.1779; 2030: 0; 2031: 0; 2032: 0; 2033: 0; 2034: 41.6278; 2035: 0; 2036: 65.8956; 2039: 0.48356; 2040: 0.17805
2018-12-28 15:00 | 12 | 14 | 6 | 0 | 0 | 0.33763 | 0.99404 | 1.9881 | 2.701 | 20.3125 | 10.5647 | 17.0341 | 17.0341 | 40.383 | 1.9881 | 0.71296 | 2024: 0; 2025: 40.383; 2026: 7.5323; 2027: 46.01; 2028: 0.71296; 2029: 8.8909; 2030: 0; 2031: 0; 2032: 0; 2033: 0; 2034: 40.383; 2035: 0; 2036: 46.01; 2039: 0.33763; 2040: 0.29961
2018-12-28 16:00 | 12 | 15 | 6 | 0 | 1 | 0.12434 | 1.1062 | 2.2125 | 0.99473 | 21.7915 | 12.0437 | 17.0341 | 17.0341 | 48.2132 | 0.99473 | 0 | 2024: 26.5366; 2025: 21.6766; 2026: 0; 2027: 16.9443; 2028: 0; 2029: 8.8909; 2030: 1.2178; 2031: 1.2178; 2032: 0; 2033: 0; 2034: 48.2132; 2035: 0; 2036: 16.9443; 2039: 0.12434; 2040: 0.099578
2018-12-28 17:00 | 12 | 16 | 6 | 0 | 1 | 0 | 1.3517 | 2.7035 | 0 | 21.7915 | 12.0437 | 17.0341 | 17.0341 | 58.9122 | 0 | 0 | 2024: 58.9122; 2025: 0; 2026: 0; 2027: 0; 2028: 0; 2029: 7.5672; 2030: 2.7035; 2031: 2.7035; 2032: 0; 2033: 0; 2034: 58.9122; 2035: 0; 2036: 0; 2039: 0; 2040: 0
2018-12-28 18:00 | 12 | 17 | 6 | 0 | 1 | 0 | 1.5206 | 3.0413 | 0 | 21.7915 | 12.0437 | 17.0341 | 17.0341 | 66.2742 | 0 | 0 | 2024: 66.2742; 2025: 0; 2026: 0; 2027: 0; 2028: 0; 2029: 4.6287; 2030: 3.0413; 2031: 3.0413; 2032: 0; 2033: 0; 2034: 66.2742; 2035: 0; 2036: 0; 2039: 0; 2040: 0
2018-12-28 19:00 | 12 | 18 | 6 | 0 | 1 | 0 | 1.5966 | 3.1933 | 0 | 21.7915 | 12.0437 | 17.0341 | 17.0341 | 69.5858 | 0 | 0 | 2024: 69.5858; 2025: 0; 2026: 0; 2027: 0; 2028: 0; 2029: 1.3229; 2030: 3.1933; 2031: 1.2171; 2032: 0; 2033: 43.0636; 2034: 26.5221; 2035: 0; 2036: 0; 2039: 0; 2040: 0
2018-12-28 20:00 | 12 | 19 | 6 | 0 | 0 | 0 | 1.5558 | 3.1117 | 0 | 20.3125 | 10.5647 | 17.0341 | 17.0341 | 63.2059 | 0 | 0 | 2024: 63.2059; 2025: 0; 2026: 0; 2027: 0; 2028: 0; 2029: 0; 2030: 3.1117; 2031: 0; 2032: 0; 2033: 63.2059; 2034: 0; 2035: 0; 2036: 0; 2039: 0; 2040: 0
2018-12-28 21:00 | 12 | 20 | 6 | 0 | 0 | 0 | 1.4529 | 2.9058 | 0 | 20.3125 | 10.5647 | 17.0341 | 17.0341 | 59.0245 | 0 | 0 | 2024: 59.0245; 2025: 0; 2026: 0; 2027: 0; 2028: 0; 2029: 0; 2030: 2.9058; 2031: 0; 2032: 0; 2033: 59.0245; 2034: 0; 2035: 0; 2036: 0; 2039: 0; 2040: 0
2018-12-28 22:00 | 12 | 21 | 6 | 0 | 0 | 0 | 1.2286 | 2.4573 | 0 | 20.3125 | 10.5647 | 17.0341 | 17.0341 | 49.9139 | 0 | 0 | 2024: 49.9139; 2025: 0; 2026: 0; 2027: 0; 2028: 0; 2029: 0; 2030: 2.4573; 2031: 0; 2032: 0; 2033: 49.9139; 2034: 0; 2035: 0; 2036: 0; 2039: 0; 2040: 0
2018-12-28 23:00 | 12 | 22 | 6 | 0 | 0 | 0 | 1.0406 | 2.0812 | 0 | 20.3125 | 10.5647 | 17.0341 | 17.0341 | 42.2748 | 0 | 0 | 2024: 42.2748; 2025: 0; 2026: 0; 2027: 0; 2028: 0; 2029: 0; 2030: 2.0812; 2031: 0; 2032: 0; 2033: 42.2748; 2034: 0; 2035: 0; 2036: 0; 2039: 0; 2040: 0
2018-12-29 | 12 | 23 | 6 | 0 | 0 | 0 | 0.95018 | 1.9004 | 0 | 20.3125 | 10.5647 | 17.0341 | 17.0341 | 38.6009 | 0 | 0 | 2024: 38.6009; 2025: 0; 2026: 0; 2027: 0; 2028: 0; 2029: 0; 2030: 1.9004; 2031: 0; 2032: 0; 2033: 38.6009; 2034: 0; 2035: 0; 2036: 0; 2039: 0; 2040: 0
2018-12-29 01:00 | 12 | 0 | 7 | 0 | 0 | 0 | 0.89676 | 1.7935 | 0 | 20.3125 | 10.5647 | 17.0341 | 17.0341 | 36.431 | 0 | 0 | 2024: 36.431; 2025: 0; 2026: 0; 2027: 0; 2028: 0; 2029: 0; 2030: 1.7935; 2031: 0; 2032: 0; 2033: 36.431; 2034: 0; 2035: 0; 2036: 0; 2039: 0; 2040: 0
2018-12-29 02:00 | 12 | 1 | 7 | 0 | 0 | 0 | 0.88152 | 1.763 | 0 | 20.3125 | 10.5647 | 17.0341 | 17.0341 | 35.8118 | 0 | 0 | 2024: 35.8118; 2025: 0; 2026: 0; 2027: 0; 2028: 0; 2029: 0; 2030: 1.763; 2031: 0; 2032: 0; 2033: 35.8118; 2034: 0; 2035: 0; 2036: 0; 2039: 0; 2040: 0
2018-12-29 03:00 | 12 | 2 | 7 | 0 | 0 | 0 | 0.88104 | 1.7621 | 0 | 20.3125 | 10.5647 | 17.0341 | 17.0341 | 35.7923 | 0 | 0 | 2024: 35.7923; 2025: 0; 2026: 0; 2027: 0; 2028: 0; 2029: 0; 2030: 1.7621; 2031: 0; 2032: 0; 2033: 35.7923; 2034: 0; 2035: 0; 2036: 0; 2039: 0; 2040: 0
2018-12-29 04:00 | 12 | 3 | 7 | 0 | 0 | 0 | 0.89234 | 1.7847 | 0 | 20.3125 | 10.5647 | 17.0341 | 17.0341 | 36.2512 | 0 | 0 | 2024: 36.2512; 2025: 0; 2026: 0; 2027: 0; 2028: 0; 2029: 0; 2030: 1.7847; 2031: 0; 2032: 0; 2033: 36.2512; 2034: 0; 2035: 0; 2036: 0; 2039: 0; 2040: 0
2018-12-29 05:00 | 12 | 4 | 7 | 0 | 0 | 0 | 0.93479 | 1.8696 | 0 | 20.3125 | 10.5647 | 17.0341 | 17.0341 | 37.9758 | 0 | 0 | 2024: 37.9758; 2025: 0; 2026: 0; 2027: 0; 2028: 0; 2029: 0; 2030: 1.8696; 2031: 0; 2032: 0; 2033: 37.9758; 2034: 0; 2035: 0; 2036: 0; 2039: 0; 2040: 0
2018-12-29 06:00 | 12 | 5 | 7 | 0 | 0 | 0 | 1.0018 | 2.0037 | 0 | 20.3125 | 10.5647 | 17.0341 | 17.0341 | 40.7001 | 0 | 0 | 2024: 40.7001; 2025: 0; 2026: 0; 2027: 0; 2028: 0; 2029: 0; 2030: 2.0037; 2031: 0; 2032: 0; 2033: 40.7001; 2034: 0; 2035: 0; 2036: 0; 2039: 0; 2040: 0
2018-12-29 07:00 | 12 | 6 | 7 | 0 | 0 | 0 | 1.1807 | 2.3614 | 0 | 20.3125 | 10.5647 | 17.0341 | 17.0341 | 47.9668 | 0 | 0 | 2024: 47.9668; 2025: 0; 2026: 0; 2027: 0; 2028: 0; 2029: 0; 2030: 2.3614; 2031: 0; 2032: 0; 2033: 47.9668; 2034: 0; 2035: 0; 2036: 0; 2039: 0; 2040: 0
2018-12-29 08:00 | 12 | 7 | 7 | 0 | 0 | 0.0060454 | 1.397 | 2.794 | 0.048363 | 20.3125 | 10.5647 | 17.0341 | 17.0341 | 56.7539 | 0.048363 | 0 | 2024: 55.7716; 2025: 0.98238; 2026: 0; 2027: 0.82383; 2028: 0; 2029: 0; 2030: 2.7457; 2031: 0; 2032: 0; 2033: 55.7716; 2034: 0.98238; 2035: 0; 2036: 0.82383; 2039: 0.0060454; 2040: 0.015405
2018-12-29 09:00 | 12 | 8 | 7 | 0 | 0 | 0.076038 | 1.4634 | 2.9269 | 0.60831 | 20.3125 | 10.5647 | 17.0341 | 17.0341 | 59.4521 | 0.60831 | 0 | 2024: 47.0959; 2025: 12.3563; 2026: 0; 2027: 10.362; 2028: 0; 2029: 0; 2030: 2.3186; 2031: 0; 2032: 0; 2033: 47.0959; 2034: 12.3563; 2035: 0; 2036: 10.362; 2039: 0.076038; 2040: 0.072082
2018-12-29 10:00 | 12 | 9 | 7 | 0 | 0 | 0.038103 | 1.4159 | 2.8317 | 0.30482 | 20.3125 | 10.5647 | 17.0341 | 17.0341 | 57.5195 | 0.30482 | 0 | 2024: 51.3278; 2025: 6.1917; 2026: 0; 2027: 5.1924; 2028: 0; 2029: 0; 2030: 2.5269; 2031: 0; 2032: 0; 2033: 51.3278; 2034: 6.1917; 2035: 0; 2036: 5.1924; 2039: 0.038103; 2040: 0.1267
2018-12-29 11:00 | 12 | 10 | 7 | 0 | 0 | 0.0541 | 1.3527 | 2.7053 | 0.4328 | 20.3125 | 10.5647 | 17.0341 | 17.0341 | 54.9516 | 0.4328 | 0 | 2024: 46.1603; 2025: 8.7913; 2026: 0; 2027: 7.3724; 2028: 0; 2029: 0; 2030: 2.2725; 2031: 0; 2032: 0; 2033: 46.1603; 2034: 8.7913; 2035: 0; 2036: 7.3724; 2039: 0.0541; 2040: 0.15948
2018-12-29 12:00 | 12 | 11 | 7 | 0 | 0 | 0.046712 | 1.3137 | 2.6274 | 0.37369 | 20.3125 | 10.5647 | 17.0341 | 17.0341 | 53.3685 | 0.37369 | 0 | 2024: 45.7778; 2025: 7.5907; 2026: 0; 2027: 6.3656; 2028: 0; 2029: 0; 2030: 2.2537; 2031: 0; 2032: 0; 2033: 45.7778; 2034: 7.5907; 2035: 0; 2036: 6.3656; 2039: 0.046712; 2040: 0.21307
2018-12-29 13:00 | 12 | 12 | 7 | 0 | 0 | 0.21753 | 1.3099 | 2.6199 | 1.7402 | 20.3125 | 10.5647 | 17.0341 | 17.0341 | 53.2162 | 1.7402 | 0 | 2024: 17.8676; 2025: 35.3486; 2026: 0; 2027: 29.6435; 2028: 0; 2029: 0; 2030: 0.87963; 2031: 0; 2032: 0; 2033: 17.8676; 2034: 35.3486; 2035: 0; 2036: 29.6435; 2039: 0.21753; 2040: 0.2194
2018-12-29 14:00 | 12 | 13 | 7 | 0 | 0 | 0.20491 | 1.3093 | 2.6186 | 1.6393 | 20.3125 | 10.5647 | 17.0341 | 17.0341 | 53.1905 | 1.6393 | 0 | 2024: 19.8929; 2025: 33.2976; 2026: 0; 2027: 27.9235; 2028: 0; 2029: 0; 2030: 0.97934; 2031: 0; 2032: 0; 2033: 19.8929; 2034: 33.2976; 2035: 0; 2036: 27.9235; 2039: 0.20491; 2040: 0.18327
2018-12-29 15:00 | 12 | 14 | 7 | 0 | 0 | 0.0036012 | 1.3249 | 2.6498 | 0.02881 | 20.3125 | 10.5647 | 17.0341 | 17.0341 | 53.8247 | 0.02881 | 0 | 2024: 53.2395; 2025: 0.5852; 2026: 0; 2027: 0.49075; 2028: 0; 2029: 0; 2030: 2.621; 2031: 0; 2032: 0; 2033: 53.2395; 2034: 0.5852; 2035: 0; 2036: 0.49075; 2039: 0.0036012; 2040: 0.13531
2018-12-29 16:00 | 12 | 15 | 7 | 0 | 1 | 0.10235 | 1.4624 | 2.9248 | 0.81882 | 21.7915 | 12.0437 | 17.0341 | 17.0341 | 63.7348 | 0.81882 | 0 | 2024: 45.8914; 2025: 17.8434; 2026: 0; 2027: 13.948; 2028: 0; 2029: 0; 2030: 2.1059; 2031: 0; 2032: 0; 2033: 45.8914; 2034: 17.8434; 2035: 0; 2036: 13.948; 2039: 0.10235; 2040: 0.047371
2018-12-29 17:00 | 12 | 16 | 7 | 0 | 1 | 0 | 1.5961 | 3.1921 | 0 | 21.7915 | 12.0437 | 17.0341 | 17.0341 | 69.5616 | 0 | 0 | 2024: 69.5616; 2025: 0; 2026: 0; 2027: 0; 2028: 0; 2029: 0; 2030: 3.1921; 2031: 0; 2032: 0; 2033: 69.5616; 2034: 0; 2035: 0; 2036: 0; 2039: 0; 2040: 0
2018-12-29 18:00 | 12 | 17 | 7 | 0 | 1 | 0 | 1.7719 | 3.5439 | 0 | 21.7915 | 12.0437 | 17.0341 | 17.0341 | 77.2265 | 0 | 0 | 2024: 77.2265; 2025: 0; 2026: 0; 2027: 0; 2028: 0; 2029: 0; 2030: 3.5439; 2031: 0; 2032: 0; 2033: 77.2265; 2034: 0; 2035: 0; 2036: 0; 2039: 0; 2040: 0
2018-12-29 19:00 | 12 | 18 | 7 | 0 | 1 | 0 | 1.9599 | 3.9198 | 0 | 21.7915 | 12.0437 | 17.0341 | 17.0341 | 85.4181 | 0 | 0 | 2024: 85.4181; 2025: 0; 2026: 0; 2027: 0; 2028: 0; 2029: 0; 2030: 3.9198; 2031: 0; 2032: 0; 2033: 85.4181; 2034: 0; 2035: 0; 2036: 0; 2039: 0; 2040: 0
2018-12-29 20:00 | 12 | 19 | 7 | 0 | 0 | 0 | 1.7989 | 3.5979 | 0 | 20.3125 | 10.5647 | 17.0341 | 17.0341 | 73.0818 | 0 | 0 | 2024: 73.0818; 2025: 0; 2026: 0; 2027: 0; 2028: 0; 2029: 0; 2030: 3.5979; 2031: 0; 2032: 0; 2033: 73.0818; 2034: 0; 2035: 0; 2036: 0; 2039: 0; 2040: 0
2018-12-29 21:00 | 12 | 20 | 7 | 0 | 0 | 0 | 1.7287 | 3.4575 | 0 | 20.3125 | 10.5647 | 17.0341 | 17.0341 | 70.2304 | 0 | 0 | 2024: 70.2304; 2025: 0; 2026: 0; 2027: 0; 2028: 0; 2029: 0; 2030: 3.4575; 2031: 0; 2032: 0; 2033: 70.2304; 2034: 0; 2035: 0; 2036: 0; 2039: 0; 2040: 0
2018-12-29 22:00 | 12 | 21 | 7 | 0 | 0 | 0 | 1.6516 | 3.3031 | 0 | 20.3125 | 10.5647 | 17.0341 | 17.0341 | 67.0943 | 0 | 0 | 2024: 67.0943; 2025: 0; 2026: 0; 2027: 0; 2028: 0; 2029: 0; 2030: 3.3031; 2031: 0; 2032: 0; 2033: 67.0943; 2034: 0; 2035: 0; 2036: 0; 2039: 0; 2040: 0
2018-12-29 23:00 | 12 | 22 | 7 | 0 | 0 | 0 | 1.4448 | 2.8896 | 0 | 20.3125 | 10.5647 | 17.0341 | 17.0341 | 58.6954 | 0 | 0 | 2024: 58.6954; 2025: 0; 2026: 0; 2027: 0; 2028: 0; 2029: 0; 2030: 2.8896; 2031: 0; 2032: 0; 2033: 58.6954; 2034: 0; 2035: 0; 2036: 0; 2039: 0; 2040: 0
2018-12-30 | 12 | 23 | 7 | 0 | 0 | 0 | 1.3485 | 2.697 | 0 | 20.3125 | 10.5647 | 17.0341 | 17.0341 | 54.7832 | 0 | 0 | 2024: 54.7832; 2025: 0; 2026: 0; 2027: 0; 2028: 0; 2029: 0; 2030: 2.697; 2031: 0; 2032: 0; 2033: 54.7832; 2034: 0; 2035: 0; 2036: 0; 2039: 0; 2040: 0
2018-12-30 01:00 | 12 | 0 | 1 | 0 | 0 | 0 | 1.3087 | 2.6174 | 0 | 20.3125 | 10.5647 | 17.0341 | 17.0341 | 53.1666 | 0 | 0 | 2024: 53.1666; 2025: 0; 2026: 0; 2027: 0; 2028: 0; 2029: 0; 2030: 2.6174; 2031: 0; 2032: 0; 2033: 53.1666; 2034: 0; 2035: 0; 2036: 0; 2039: 0; 2040: 0
2018-12-30 02:00 | 12 | 1 | 1 | 0 | 0 | 0 | 1.2892 | 2.5785 | 0 | 20.3125 | 10.5647 | 17.0341 | 17.0341 | 52.3751 | 0 | 0 | 2024: 52.3751; 2025: 0; 2026: 0; 2027: 0; 2028: 0; 2029: 0; 2030: 2.5785; 2031: 0; 2032: 0; 2033: 52.3751; 2034: 0; 2035: 0; 2036: 0; 2039: 0; 2040: 0
2018-12-30 03:00 | 12 | 2 | 1 | 0 | 0 | 0 | 1.29 | 2.5799 | 0 | 20.3125 | 10.5647 | 17.0341 | 17.0341 | 52.4047 | 0 | 0 | 2024: 52.4047; 2025: 0; 2026: 0; 2027: 0; 2028: 0; 2029: 0; 2030: 2.5799; 2031: 0; 2032: 0; 2033: 52.4047; 2034: 0; 2035: 0; 2036: 0; 2039: 0; 2040: 0
2018-12-30 04:00 | 12 | 3 | 1 | 0 | 0 | 0 | 1.3245 | 2.6491 | 0 | 20.3125 | 10.5647 | 17.0341 | 17.0341 | 53.8097 | 0 | 0 | 2024: 53.8097; 2025: 0; 2026: 0; 2027: 0; 2028: 0; 2029: 0; 2030: 2.6491; 2031: 0; 2032: 0; 2033: 53.8097; 2034: 0; 2035: 0; 2036: 0; 2039: 0; 2040: 0
2018-12-30 05:00 | 12 | 4 | 1 | 0 | 0 | 0 | 1.3471 | 2.6941 | 0 | 20.3125 | 10.5647 | 17.0341 | 17.0341 | 54.7248 | 0 | 0 | 2024: 54.7248; 2025: 0; 2026: 0; 2027: 0; 2028: 0; 2029: 0; 2030: 2.6941; 2031: 0; 2032: 0; 2033: 54.7248; 2034: 0; 2035: 0; 2036: 0; 2039: 0; 2040: 0
2018-12-30 06:00 | 12 | 5 | 1 | 0 | 0 | 0 | 1.4744 | 2.9488 | 0 | 20.3125 | 10.5647 | 17.0341 | 17.0341 | 59.8967 | 0 | 0 | 2024: 59.8967; 2025: 0; 2026: 0; 2027: 0; 2028: 0; 2029: 0; 2030: 2.9488; 2031: 0; 2032: 0; 2033: 59.8967; 2034: 0; 2035: 0; 2036: 0; 2039: 0; 2040: 0
2018-12-30 07:00 | 12 | 6 | 1 | 0 | 0 | 0 | 1.5972 | 3.1945 | 0 | 20.3125 | 10.5647 | 17.0341 | 17.0341 | 64.8875 | 0 | 0 | 2024: 64.8875; 2025: 0; 2026: 0; 2027: 0; 2028: 0; 2029: 0; 2030: 3.1945; 2031: 0; 2032: 0; 2033: 64.8875; 2034: 0; 2035: 0; 2036: 0; 2039: 0; 2040: 0
2018-12-30 08:00 | 12 | 7 | 1 | 0 | 0 | 0.0030614 | 1.7718 | 3.5436 | 0.024491 | 20.3125 | 10.5647 | 17.0341 | 17.0341 | 71.9792 | 0.024491 | 0 | 2024: 71.4817; 2025: 0.49747; 2026: 0; 2027: 0.41718; 2028: 0; 2029: 0; 2030: 3.5191; 2031: 0; 2032: 0; 2033: 71.4817; 2034: 0.49747; 2035: 0; 2036: 0.41718; 2039: 0.0030614; 2040: 0.02695
2018-12-30 09:00 | 12 | 8 | 1 | 0 | 0 | 0.0070381 | 1.8528 | 3.7056 | 0.056305 | 20.3125 | 10.5647 | 17.0341 | 17.0341 | 75.2695 | 0.056305 | 0 | 2024: 74.1258; 2025: 1.1437; 2026: 0; 2027: 0.95911; 2028: 0; 2029: 0; 2030: 3.6493; 2031: 0; 2032: 0; 2033: 74.1258; 2034: 1.1437; 2035: 0; 2036: 0.95911; 2039: 0.0070381; 2040: 0.18639
2018-12-30 10:00 | 12 | 9 | 1 | 0 | 0 | 0.00077045 | 1.9154 | 3.8307 | 0.0061636 | 20.3125 | 10.5647 | 17.0341 | 17.0341 | 77.8117 | 0.0061636 | 0 | 2024: 77.6865; 2025: 0.1252; 2026: 0; 2027: 0.10499; 2028: 0; 2029: 0; 2030: 3.8246; 2031: 0; 2032: 0; 2033: 77.6865; 2034: 0.1252; 2035: 0; 2036: 0.10499; 2039: 0.00077045; 2040: 0.22669
2018-12-30 11:00 | 12 | 10 | 1 | 0 | 0 | 0.0070691 | 1.8391 | 3.6781 | 0.056552 | 20.3125 | 10.5647 | 17.0341 | 17.0341 | 74.7114 | 0.056552 | 0 | 2024: 73.5627; 2025: 1.1487; 2026: 0; 2027: 0.96332; 2028: 0; 2029: 0; 2030: 3.6215; 2031: 0; 2032: 0; 2033: 73.5627; 2034: 1.1487; 2035: 0; 2036: 0.96332; 2039: 0.0070691; 2040: 0.33603
2018-12-30 12:00 | 12 | 11 | 1 | 0 | 0 | 0.028807 | 1.6604 | 3.3209 | 0.23046 | 20.3125 | 10.5647 | 17.0341 | 17.0341 | 67.4553 | 0.23046 | 0 | 2024: 62.7742; 2025: 4.6811; 2026: 0; 2027: 3.9256; 2028: 0; 2029: 0; 2030: 3.0904; 2031: 0; 2032: 0; 2033: 62.7742; 2034: 4.6811; 2035: 0; 2036: 3.9256; 2039: 0.028807; 2040: 0.2051
2018-12-30 13:00 | 12 | 12 | 1 | 0 | 0 | 0.023651 | 1.6532 | 3.3063 | 0.18921 | 20.3125 | 10.5647 | 17.0341 | 17.0341 | 67.1599 | 0.18921 | 0 | 2024: 63.3165; 2025: 3.8434; 2026: 0; 2027: 3.2231; 2028: 0; 2029: 0; 2030: 3.1171; 2031: 0; 2032: 0; 2033: 63.3165; 2034: 3.8434; 2035: 0; 2036: 3.2231; 2039: 0.023651; 2040: 0.1296
2018-12-30 14:00 | 12 | 13 | 1 | 0 | 0 | 0.042237 | 1.7768 | 3.5536 | 0.3379 | 20.3125 | 10.5647 | 17.0341 | 17.0341 | 72.182 | 0.3379 | 0 | 2024: 65.3184; 2025: 6.8635; 2026: 0; 2027: 5.7558; 2028: 0; 2029: 0; 2030: 3.2157; 2031: 0; 2032: 0; 2033: 65.3184; 2034: 6.8635; 2035: 0; 2036: 5.7558; 2039: 0.042237; 2040: 0.068926
2018-12-30 15:00 | 12 | 14 | 1 | 0 | 0 | 0.022901 | 1.7392 | 3.4783 | 0.1832 | 20.3125 | 10.5647 | 17.0341 | 17.0341 | 70.6533 | 0.1832 | 0 | 2024: 66.932; 2025: 3.7213; 2026: 0; 2027: 3.1207; 2028: 0; 2029: 0; 2030: 3.2951; 2031: 0; 2032: 0; 2033: 66.932; 2034: 3.7213; 2035: 0; 2036: 3.1207; 2039: 0.022901; 2040: 0.14122
2018-12-30 16:00 | 12 | 15 | 1 | 0 | 1 | 0.0087107 | 1.7431 | 3.4861 | 0.069686 | 21.7915 | 12.0437 | 17.0341 | 17.0341 | 75.9676 | 0.069686 | 0 | 2024: 74.4491; 2025: 1.5186; 2026: 0; 2027: 1.187; 2028: 0; 2029: 0; 2030: 3.4164; 2031: 0; 2032: 0; 2033: 74.4491; 2034: 1.5186; 2035: 0; 2036: 1.187; 2039: 0.0087107; 2040: 0.047833
2018-12-30 17:00 | 12 | 16 | 1 | 0 | 1 | 0 | 1.8929 | 3.7858 | 0 | 21.7915 | 12.0437 | 17.0341 | 17.0341 | 82.4991 | 0 | 0 | 2024: 82.4991; 2025: 0; 2026: 0; 2027: 0; 2028: 0; 2029: 0; 2030: 3.7858; 2031: 0; 2032: 0; 2033: 82.4991; 2034: 0; 2035: 0; 2036: 0; 2039: 0; 2040: 0
2018-12-30 18:00 | 12 | 17 | 1 | 0 | 1 | 0 | 1.9573 | 3.9147 | 0 | 21.7915 | 12.0437 | 17.0341 | 17.0341 | 85.3061 | 0 | 0 | 2024: 85.3061; 2025: 0; 2026: 0; 2027: 0; 2028: 0; 2029: 0; 2030: 3.9147; 2031: 0; 2032: 0; 2033: 85.3061; 2034: 0; 2035: 0; 2036: 0; 2039: 0; 2040: 0
2018-12-30 19:00 | 12 | 18 | 1 | 0 | 1 | 0 | 1.9804 | 3.9608 | 0 | 21.7915 | 12.0437 | 17.0341 | 17.0341 | 86.3126 | 0 | 0 | 2024: 86.3126; 2025: 0; 2026: 0; 2027: 0; 2028: 0; 2029: 0; 2030: 3.9608; 2031: 0; 2032: 0; 2033: 86.3126; 2034: 0; 2035: 0; 2036: 0; 2039: 0; 2040: 0
2018-12-30 20:00 | 12 | 19 | 1 | 0 | 0 | 0 | 1.9147 | 3.8294 | 0 | 20.3125 | 10.5647 | 17.0341 | 17.0341 | 77.7849 | 0 | 0 | 2024: 77.7849; 2025: 0; 2026: 0; 2027: 0; 2028: 0; 2029: 0; 2030: 3.8294; 2031: 0; 2032: 0; 2033: 77.7849; 2034: 0; 2035: 0; 2036: 0; 2039: 0; 2040: 0
2018-12-30 21:00 | 12 | 20 | 1 | 0 | 0 | 0 | 1.7376 | 3.4753 | 0 | 20.3125 | 10.5647 | 17.0341 | 17.0341 | 70.5919 | 0 | 0 | 2024: 70.5919; 2025: 0; 2026: 0; 2027: 0; 2028: 0; 2029: 0; 2030: 3.4753; 2031: 0; 2032: 0; 2033: 70.5919; 2034: 0; 2035: 0; 2036: 0; 2039: 0; 2040: 0
2018-12-30 22:00 | 12 | 21 | 1 | 0 | 0 | 0 | 1.519 | 3.0381 | 0 | 20.3125 | 10.5647 | 17.0341 | 17.0341 | 61.7105 | 0 | 0 | 2024: 61.7105; 2025: 0; 2026: 0; 2027: 0; 2028: 0; 2029: 0; 2030: 3.0381; 2031: 0; 2032: 0; 2033: 61.7105; 2034: 0; 2035: 0; 2036: 0; 2039: 0; 2040: 0
2018-12-30 23:00 | 12 | 22 | 1 | 0 | 0 | 0 | 1.3503 | 2.7005 | 0 | 20.3125 | 10.5647 | 17.0341 | 17.0341 | 54.8542 | 0 | 0 | 2024: 54.8542; 2025: 0; 2026: 0; 2027: 0; 2028: 0; 2029: 0; 2030: 2.7005; 2031: 0; 2032: 0; 2033: 54.8542; 2034: 0; 2035: 0; 2036: 0; 2039: 0; 2040: 0
2018-12-31 | 12 | 23 | 1 | 0 | 0 | 0 | 1.264 | 2.5279 | 0 | 20.3125 | 10.5647 | 17.0341 | 17.0341 | 51.3483 | 0 | 0 | 2024: 51.3483; 2025: 0; 2026: 0; 2027: 0; 2028: 0; 2029: 0; 2030: 2.5279; 2031: 0; 2032: 0; 2033: 51.3483; 2034: 0; 2035: 0; 2036: 0; 2039: 0; 2040: 0
2018-12-31 01:00 | 12 | 0 | 2 | 0 | 0 | 0 | 1.1804 | 2.3607 | 0 | 20.3125 | 10.5647 | 17.0341 | 17.0341 | 47.9526 | 0 | 0 | 2024: 47.9526; 2025: 0; 2026: 0; 2027: 0; 2028: 0; 2029: 0; 2030: 2.3607; 2031: 0; 2032: 0; 2033: 47.9526; 2034: 0; 2035: 0; 2036: 0; 2039: 0; 2040: 0
2018-12-31 02:00 | 12 | 1 | 2 | 0 | 0 | 0 | 1.1757 | 2.3513 | 0 | 20.3125 | 10.5647 | 17.0341 | 17.0341 | 47.7611 | 0 | 0 | 2024: 47.7611; 2025: 0; 2026: 0; 2027: 0; 2028: 0; 2029: 0; 2030: 2.3513; 2031: 0; 2032: 0; 2033: 47.7611; 2034: 0; 2035: 0; 2036: 0; 2039: 0; 2040: 0
2018-12-31 03:00 | 12 | 2 | 2 | 0 | 0 | 0 | 1.2006 | 2.4012 | 0 | 20.3125 | 10.5647 | 17.0341 | 17.0341 | 48.775 | 0 | 0 | 2024: 48.775; 2025: 0; 2026: 0; 2027: 0; 2028: 0; 2029: 0; 2030: 2.4012; 2031: 0; 2032: 0; 2033: 48.775; 2034: 0; 2035: 0; 2036: 0; 2039: 0; 2040: 0
2018-12-31 04:00 | 12 | 3 | 2 | 0 | 0 | 0 | 1.2586 | 2.5172 | 0 | 20.3125 | 10.5647 | 17.0341 | 17.0341 | 51.1303 | 0 | 0 | 2024: 51.1303; 2025: 0; 2026: 0; 2027: 0; 2028: 0; 2029: 0; 2030: 2.5172; 2031: 0; 2032: 0; 2033: 51.1303; 2034: 0; 2035: 0; 2036: 0; 2039: 0; 2040: 0
2018-12-31 05:00 | 12 | 4 | 2 | 0 | 0 | 0 | 1.3344 | 2.6689 | 0 | 20.3125 | 10.5647 | 17.0341 | 17.0341 | 54.2112 | 0 | 0 | 2024: 54.2112; 2025: 0; 2026: 0; 2027: 0; 2028: 0; 2029: 0; 2030: 2.6689; 2031: 0; 2032: 0; 2033: 54.2112; 2034: 0; 2035: 0; 2036: 0; 2039: 0; 2040: 0
2018-12-31 06:00 | 12 | 5 | 2 | 0 | 0 | 0 | 1.5076 | 3.0152 | 0 | 20.3125 | 10.5647 | 17.0341 | 17.0341 | 61.2468 | 0 | 0 | 2024: 61.2468; 2025: 0; 2026: 0; 2027: 0; 2028: 0; 2029: 0; 2030: 3.0152; 2031: 0; 2032: 0; 2033: 61.2468; 2034: 0; 2035: 0; 2036: 0; 2039: 0; 2040: 0
2018-12-31 07:00 | 12 | 6 | 2 | 0 | 0 | 0 | 1.5687 | 3.1374 | 0 | 20.3125 | 10.5647 | 17.0341 | 17.0341 | 63.7277 | 0 | 0 | 2024: 63.7277; 2025: 0; 2026: 0; 2027: 0; 2028: 0; 2029: 0; 2030: 3.1374; 2031: 0; 2032: 0; 2033: 63.7277; 2034: 0; 2035: 0; 2036: 0; 2039: 0; 2040: 0
2018-12-31 08:00 | 12 | 7 | 2 | 0 | 0 | 0.0020894 | 1.5882 | 3.1765 | 0.016715 | 20.3125 | 10.5647 | 17.0341 | 17.0341 | 64.5226 | 0.016715 | 0 | 2024: 64.1831; 2025: 0.33952; 2026: 0; 2027: 0.28473; 2028: 0; 2029: 0; 2030: 3.1598; 2031: 0; 2032: 0; 2033: 64.1831; 2034: 0.33952; 2035: 0; 2036: 0.28473; 2039: 0.0020894; 2040: 0.02664
2018-12-31 09:00 | 12 | 8 | 2 | 0 | 0 | 0.017805 | 1.6102 | 3.2204 | 0.14244 | 20.3125 | 10.5647 | 17.0341 | 17.0341 | 65.4135 | 0.14244 | 0 | 2024: 62.5202; 2025: 2.8933; 2026: 0; 2027: 2.4263; 2028: 0; 2029: 0; 2030: 3.0779; 2031: 0; 2032: 0; 2033: 62.5202; 2034: 2.8933; 2035: 0; 2036: 2.4263; 2039: 0.017805; 2040: 0.19124
2018-12-31 10:00 | 12 | 9 | 2 | 0 | 0 | 0.045638 | 1.6256 | 3.2512 | 0.36511 | 20.3125 | 10.5647 | 17.0341 | 17.0341 | 66.0394 | 0.36511 | 0 | 2024: 58.6232; 2025: 7.4163; 2026: 0; 2027: 6.2193; 2028: 0; 2029: 0; 2030: 2.8861; 2031: 0; 2032: 0; 2033: 58.6232; 2034: 7.4163; 2035: 0; 2036: 6.2193; 2039: 0.045638; 2040: 0.28736
2018-12-31 11:00 | 12 | 10 | 2 | 0 | 0 | 0.078231 | 1.5838 | 3.1677 | 0.62585 | 20.3125 | 10.5647 | 17.0341 | 17.0341 | 64.3431 | 0.62585 | 0 | 2024: 51.6305; 2025: 12.7126; 2026: 0; 2027: 10.6608; 2028: 0; 2029: 0; 2030: 2.5418; 2031: 0; 2032: 0; 2033: 51.6305; 2034: 12.7126; 2035: 0; 2036: 10.6608; 2039: 0.078231; 2040: 0.38135
2018-12-31 12:00 | 12 | 11 | 2 | 0 | 0 | 0.042591 | 1.6031 | 3.2061 | 0.34072 | 20.3125 | 10.5647 | 17.0341 | 17.0341 | 65.1247 | 0.34072 | 0 | 2024: 58.2037; 2025: 6.921; 2026: 0; 2027: 5.8039; 2028: 0; 2029: 0; 2030: 2.8654; 2031: 0; 2032: 0; 2033: 58.2037; 2034: 6.921; 2035: 0; 2036: 5.8039; 2039: 0.042591; 2040: 0.46791
2018-12-31 13:00 | 12 | 12 | 2 | 0 | 0 | 0.044051 | 1.5576 | 3.1153 | 0.3524 | 20.3125 | 10.5647 | 17.0341 | 17.0341 | 63.2787 | 0.3524 | 0 | 2024: 56.1205; 2025: 7.1582; 2026: 0; 2027: 6.0029; 2028: 0; 2029: 0; 2030: 2.7629; 2031: 0; 2032: 0; 2033: 56.1205; 2034: 7.1582; 2035: 0; 2036: 6.0029; 2039: 0.044051; 2040: 0.43838
2018-12-31 14:00 | 12 | 13 | 2 | 0 | 0 | 0.039799 | 1.522 | 3.044 | 0.31839 | 20.3125 | 10.5647 | 17.0341 | 17.0341 | 61.8309 | 0.31839 | 0 | 2024: 55.3635; 2025: 6.4674; 2026: 0; 2027: 5.4235; 2028: 0; 2029: 0; 2030: 2.7256; 2031: 0; 2032: 0; 2033: 55.3635; 2034: 6.4674; 2035: 0; 2036: 5.4235; 2039: 0.039799; 2040: 0.29356
2018-12-31 15:00 | 12 | 14 | 2 | 0 | 0 | 0.30788 | 1.5612 | 3.1225 | 2.463 | 20.3125 | 10.5647 | 17.0341 | 17.0341 | 63.4258 | 2.463 | 0 | 2024: 13.3961; 2025: 50.0297; 2026: 0; 2027: 41.9551; 2028: 0; 2029: 0; 2030: 0.6595; 2031: 0; 2032: 0; 2033: 13.3961; 2034: 50.0297; 2035: 0; 2036: 41.9551; 2039: 0.30788; 2040: 0.26296
2018-12-31 16:00 | 12 | 15 | 2 | 0 | 1 | 0.12082 | 1.7454 | 3.4908 | 0.96652 | 21.7915 | 12.0437 | 17.0341 | 17.0341 | 76.0691 | 0.96652 | 0 | 2024: 55.0072; 2025: 21.0619; 2026: 0; 2027: 16.4638; 2028: 0; 2029: 0; 2030: 2.5243; 2031: 0; 2032: 0; 2033: 55.0072; 2034: 21.0619; 2035: 0; 2036: 16.4638; 2039: 0.12082; 2040: 0.098441
2018-12-31 17:00 | 12 | 16 | 2 | 0 | 1 | 0 | 1.8835 | 3.7671 | 0 | 21.7915 | 12.0437 | 17.0341 | 17.0341 | 82.0904 | 0 | 0 | 2024: 82.0904; 2025: 0; 2026: 0; 2027: 0; 2028: 0; 2029: 0; 2030: 3.7671; 2031: 0; 2032: 0; 2033: 82.0904; 2034: 0; 2035: 0; 2036: 0; 2039: 0; 2040: 0
2018-12-31 18:00 | 12 | 17 | 2 | 0 | 1 | 0 | 1.9786 | 3.9573 | 0 | 21.7915 | 12.0437 | 17.0341 | 17.0341 | 86.2351 | 0 | 0 | 2024: 86.2351; 2025: 0; 2026: 0; 2027: 0; 2028: 0; 2029: 0; 2030: 3.9573; 2031: 0; 2032: 0; 2033: 86.2351; 2034: 0; 2035: 0; 2036: 0; 2039: 0; 2040: 0
2018-12-31 19:00 | 12 | 18 | 2 | 0 | 1 | 0 | 1.9685 | 3.9371 | 0 | 21.7915 | 12.0437 | 17.0341 | 17.0341 | 85.7946 | 0 | 0 | 2024: 85.7946; 2025: 0; 2026: 0; 2027: 0; 2028: 0; 2029: 0; 2030: 3.9371; 2031: 0; 2032: 0; 2033: 85.7946; 2034: 0; 2035: 0; 2036: 0; 2039: 0; 2040: 0
2018-12-31 20:00 | 12 | 19 | 2 | 0 | 0 | 0 | 1.8779 | 3.7557 | 0 | 20.3125 | 10.5647 | 17.0341 | 17.0341 | 76.2883 | 0 | 0 | 2024: 76.2883; 2025: 0; 2026: 0; 2027: 0; 2028: 0; 2029: 0; 2030: 3.7557; 2031: 0; 2032: 0; 2033: 76.2883; 2034: 0; 2035: 0; 2036: 0; 2039: 0; 2040: 0
2018-12-31 21:00 | 12 | 20 | 2 | 0 | 0 | 0 | 1.7353 | 3.4706 | 0 | 20.3125 | 10.5647 | 17.0341 | 17.0341 | 70.4965 | 0 | 0 | 2024: 70.4965; 2025: 0; 2026: 0; 2027: 0; 2028: 0; 2029: 0; 2030: 3.4706; 2031: 0; 2032: 0; 2033: 70.4965; 2034: 0; 2035: 0; 2036: 0; 2039: 0; 2040: 0
2018-12-31 22:00 | 12 | 21 | 2 | 0 | 0 | 0 | 1.5884 | 3.1769 | 0 | 20.3125 | 10.5647 | 17.0341 | 17.0341 | 64.5301 | 0 | 0 | 2024: 64.5301; 2025: 0; 2026: 0; 2027: 0; 2028: 0; 2029: 0; 2030: 3.1769; 2031: 0; 2032: 0; 2033: 64.5301; 2034: 0; 2035: 0; 2036: 0; 2039: 0; 2040: 0
2018-12-31 23:00 | 12 | 22 | 2 | 0 | 0 | 0 | 1.3667 | 2.7335 | 0 | 20.3125 | 10.5647 | 17.0341 | 17.0341 | 55.5241 | 0 | 0 | 2024: 55.5241; 2025: 0; 2026: 0; 2027: 0; 2028: 0; 2029: 0; 2030: 2.7335; 2031: 0; 2032: 0; 2033: 55.5241; 2034: 0; 2035: 0; 2036: 0; 2039: 0; 2040: 0
Note on C15: [Threaded comment] Your version of Excel allows you to read this threaded comment; however, any edits to it will get removed if the file is opened in a newer version of Excel. Learn more: https://go.microsoft.com/fwlink/?linkid=870924 Comment: Diesel generator - $12,000 for 12kW gen
Note on K21: [Threaded comment] Your version of Excel allows you to read this threaded comment; however, any edits to it will get removed if the file is opened in a newer version of Excel. Learn more: https://go.microsoft.com/fwlink/?linkid=870924 Comment: Cost of buying energy from DTE
Note on L21: [Threaded comment] Your version of Excel allows you to read this threaded comment; however, any edits to it will get removed if the file is opened in a newer version of Excel. Learn more: https://go.microsoft.com/fwlink/?linkid=870924 Comment: Price of selling energy to the grid (DTE)

## CBA Res Enhanced
This tab calculates the benefits for ratepayers based on a given rate (under the Enhanced TOU tariff)
Customer Analysis Enhanced TOU
| 2028 | Year
[17 empty] | 2024 | 2025 | 2026 | 2027 | 2028 | 2029 | 2030 | 2031 | 2032 | 2033 | 2034 | 2035 | 2036 | 2037 | 2038 | 2039 | 2040 | 2041 | 2042 | 2043 | 2044 | 2045 | 2046 | 2047 | 2048 | 2049 | 2050
| 8 | Solar size (kW) |  |  | 2 | Load adjuster | [8 empty] | Inflow | June Sept On Peak | 25.6094 | 26.1472 | 26.6963 | 27.2569 | 27.8293 | 28.4137 | 29.0104 | 29.6196 | 30.2416 | 30.8767 | 31.5251 | 32.1872 | 32.8631 | 33.5532 | 34.2578 | 34.9772 | 35.7118 | 36.4617 | 37.2274 | 38.0092 | 38.8074 | 39.6223 | 40.4544 | 41.3039 | 42.1713 | 43.0569 | 43.9611
| 5 | Storage power (kW) |  |  | 5.1391 | Load power (kW) | [9 empty] | June Sept Off Peak | 15.2354 | 15.5553 | 15.882 | 16.2155 | 16.5561 | 16.9037 | 17.2587 | 17.6211 | 17.9912 | 18.369 | 18.7548 | 19.1486 | 19.5507 | 19.9613 | 20.3805 | 20.8085 | 21.2454 | 21.6916 | 22.1471 | 22.6122 | 23.0871 | 23.5719 | 24.0669 | 24.5723 | 25.0883 | 25.6152 | 26.1531
| 2.5 | Storage duration (hrs) |  |  | 18589.4198 | Load energy (kWh) | [9 empty] | Oct - May On Peak | 23.1804 | 23.6672 | 24.1642 | 24.6716 | 25.1898 | 25.7187 | 26.2588 | 26.8103 | 27.3733 | 27.9481 | 28.535 | 29.1343 | 29.7461 | 30.3708 | 31.0085 | 31.6597 | 32.3246 | 33.0034 | 33.6965 | 34.4041 | 35.1266 | 35.8642 | 36.6174 | 37.3863 | 38.1715 | 38.9731 | 39.7915
| 92% | Storage efficiency (one-way) | [13 empty] | Oct - May Off Peak | 14.5371 | 14.8424 | 15.1541 | 15.4723 | 15.7972 | 16.129 | 16.4677 | 16.8135 | 17.1666 | 17.5271 | 17.8951 | 18.2709 | 18.6546 | 19.0464 | 19.4464 | 19.8547 | 20.2717 | 20.6974 | 21.132 | 21.5758 | 22.0289 | 22.4915 | 22.9638 | 23.4461 | 23.9384 | 24.4411 | 24.9544
[5 empty] | 3774.3934 | DTE baseline cost ($/year) | [8 empty] | Outflow | June Sept On Peak | 16.766 | 17.1181 | 17.4776 | 17.8446 | 18.2193 | 18.6019 | 18.9926 | 19.3914 | 19.7986 | 20.2144 | 20.6389 | 21.0723 | 21.5149 | 21.9667 | 22.428 | 22.899 | 23.3798 | 23.8708 | 24.3721 | 24.8839 | 25.4065 | 25.94 | 26.4847 | 27.0409 | 27.6088 | 28.1886 | 28.7805
| 0.17034 | PV rate ($/kWh) |  |  | 3540.7023 | SEU PV cost ($/year) | [9 empty] | June Sept Off Peak | 6.392 | 6.5262 | 6.6633 | 6.8032 | 6.9461 | 7.0919 | 7.2409 | 7.3929 | 7.5482 | 7.7067 | 7.8685 | 8.0338 | 8.2025 | 8.3747 | 8.5506 | 8.7302 | 8.9135 | 9.1007 | 9.2918 | 9.4869 | 9.6862 | 9.8896 | 10.0972 | 10.3093 | 10.5258 | 10.7468 | 10.9725
| 0.17034 | PVS rate ($/kWh) - solar portion |  |  | 3329.7472 | SEU PVS cost ($/year) | [9 empty] | Oct - May On Peak | 14.337 | 14.6381 | 14.9455 | 15.2593 | 15.5798 | 15.907 | 16.241 | 16.5821 | 16.9303 | 17.2858 | 17.6488 | 18.0194 | 18.3979 | 18.7842 | 19.1787 | 19.5814 | 19.9926 | 20.4125 | 20.8411 | 21.2788 | 21.7257 | 22.1819 | 22.6477 | 23.1233 | 23.6089 | 24.1047 | 24.6109
| 2.1% | Inflation (applied to DTE rates) | [5 empty] | 2.112% | [7 empty] | Oct - May Off Peak | 6.186 | 6.3159 | 6.4485 | 6.584 | 6.7222 | 6.8634 | 7.0075 | 7.1547 | 7.3049 | 7.4583 | 7.615 | 7.7749 | 7.9381 | 8.1048 | 8.275 | 8.4488 | 8.6262 | 8.8074 | 8.9924 | 9.1812 | 9.374 | 9.5708 | 9.7718 | 9.977 | 10.1866 | 10.4005 | 10.6189
[5 empty] | 233.6911 | PV savings ($/year) |  | 6.191%
| 1000 | e.g. Diesel gen sample ($/kW) |  |  | 444.6462 | PVS bill savings ($/year) before storage cost
| 5000 | Generator cost ($) |  |  | -603.6789 | Bill savings net of storage cost ($/year)
| 449.7055 | Gen replacement cost ($/year) |  |  | -153.9734 | Resiliency savings ($/year) |  | -4.079%
| *not including fuel costs | [15 empty] | 2024: $/year; 2033: $/year
[17 empty] | 234884.4069 | 136051.1077 | 38506.1629 | 157691.9829 | [5 empty] | 186856.1718 | 187891.7165 | 11573.4337 | 157691.9829 | 3124.1272 | 1412.7518
[17 empty] | Solar |  |  |  | Solar + Storage
| Month | Hour | Weekday | Peak Month | Peak Hour | Solar Profile (kW) | Load Shape (kW) | Adjusted Load (kW) | Solar Gen (kW) | Inflow (¢/kWh) | Outflow (¢/kWh) | SEU PV Rate (¢/kWh) | SEU PVS Rate (¢/kWh) | DTE Baseline Cost (¢/kWh) | Solar to Load (kW) | Additional Solar (kW) | 2024: Inflow Cost (¢); 2025: Inflow Savings (¢); 2026: Outflow Rev (¢); 2027: SEU Payment (¢); 2028: Storage Charge (kW); 2029: Stored Energy (kW); 2030: Load After Solar (kW); 2031: Storage to Load (kW); 2032: Solar After Load and Storage (kW); 2033: Inflow Cost (¢); 2034: Inflow Savings (¢); 2035: Outflow Rev (¢); 2036: SEU Payment (¢); 2039: new solar profile; 2040: Old solar
2018-01-01 | 1 | 0 | 2 | 0 | 0 | 0 | 0.81752 | 1.635 | 0 | 16.5561 | 6.9461 | 17.0341 | 17.0341 | 27.0699 | 0 | 0 | 27.0699 | 0 | 0 | 0 | 0 | 2.5 | 1.635 | 1.635 | 0 | 0 | 27.0699 | 0 | 0 | 0 | 0 | 0 | 0
2018-01-01 01:00 | 1 | 1 | 2 | 0 | 0 | 0 | 0.91954 | 1.8391 | 0 | 16.5561 | 6.9461 | 17.0341 | 17.0341 | 30.4478 | 0 | 0 | 30.4478 | 0 | 0 | 0 | 0 | 0.72278 | 1.8391 | 0.66496 | 0 | 19.4388 | 11.009 | 0 | 0 | 0 | 0 | 0 | 0
2018-01-01 02:00 | 1 | 2 | 2 | 0 | 0 | 0 | 0.94509 | 1.8902 | 0 | 16.5561 | 6.9461 | 17.0341 | 17.0341 | 31.2938 | 0 | 0 | 31.2938 | 0 | 0 | 0 | 0 | 0 | 1.8902 | 0 | 0 | 31.2938 | 0 | 0 | 0 | 0 | 0 | 0 | 0
2018-01-01 03:00 | 1 | 3 | 2 | 0 | 0 | 0 | 0.95958 | 1.9192 | 0 | 16.5561 | 6.9461 | 17.0341 | 17.0341 | 31.7738 | 0 | 0 | 31.7738 | 0 | 0 | 0 | 0 | 0 | 1.9192 | 0 | 0 | 31.7738 | 0 | 0 | 0 | 0 | 0 | 0 | 0
2018-01-01 04:00 | 1 | 4 | 2 | 0 | 0 | 0 | 1.0185 | 2.0371 | 0 | 16.5561 | 6.9461 | 17.0341 | 17.0341 | 33.7255 | 0 | 0 | 33.7255 | 0 | 0 | 0 | 0 | 0 | 2.0371 | 0 | 0 | 33.7255 | 0 | 0 | 0 | 0 | 0 | 0 | 0
2018-01-01 05:00 | 1 | 5 | 2 | 0 | 0 | 0 | 1.0748 | 2.1495 | 0 | 16.5561 | 6.9461 | 17.0341 | 17.0341 | 35.5879 | 0 | 0 | 35.5879 | 0 | 0 | 0 | 0 | 0 | 2.1495 | 0 | 0 | 35.5879 | 0 | 0 | 0 | 0 | 0 | 0 | 0
2018-01-01 06:00 | 1 | 6 | 2 | 0 | 0 | 0 | 1.2482 | 2.4964 | 0 | 16.5561 | 6.9461 | 17.0341 | 17.0341 | 41.3304 | 0 | 0 | 41.3304 | 0 | 0 | 0 | 0 | 0 | 2.4964 | 0 | 0 | 41.3304 | 0 | 0 | 0 | 0 | 0 | 0 | 0
2018-01-01 07:00 | 1 | 7 | 2 | 0 | 0 | 0 | 1.417 | 2.834 | 0 | 16.5561 | 6.9461 | 17.0341 | 17.0341 | 46.9197 | 0 | 0 | 46.9197 | 0 | 0 | 0 | 0 | 0 | 2.834 | 0 | 0 | 46.9197 | 0 | 0 | 0 | 0 | 0 | 0 | 0
2018-01-01 08:00 | 1 | 8 | 2 | 0 | 0 | 0.0042987 | 1.4741 | 2.9481 | 0.034389 | 16.5561 | 6.9461 | 17.0341 | 17.0341 | 48.8093 | 0.034389 | 0 | 48.24 | 0.56935 | 0 | 0.58579 | 0 | 0 | 2.9137 | 0 | 0 | 48.24 | 0.56935 | 0 | 0.58579 | 0 | 0 | 0.0042987 | 0.021586
2018-01-01 09:00 | 1 | 9 | 2 | 0 | 0 | 0.031732 | 1.4819 | 2.9639 | 0.25386 | 16.5561 | 6.9461 | 17.0341 | 17.0341 | 49.0702 | 0.25386 | 0 | 44.8673 | 4.2029 | 0 | 4.3242 | 0 | 0 | 2.71 | 0 | 0 | 44.8673 | 4.2029 | 0 | 4.3242 | 0 | 0 | 0.031732 | 0.069415 |  | D1.2 Enhanced TOU
2018-01-01 10:00 | 1 | 10 | 2 | 0 | 0 | 0.08482 | 1.4264 | 2.8527 | 0.67856 | 16.5561 | 6.9461 | 17.0341 | 17.0341 | 47.2296 | 0.67856 | 0 | 35.9953 | 11.2343 | 0 | 11.5587 | 0 | 0 | 2.1741 | 0 | 0 | 35.9953 | 11.2343 | 0 | 11.5587 | 0 | 0 | 0.08482 | 0.13793 |  |  | Inflow | [5 empty] | Outflow
2018-01-01 11:00 | 1 | 11 | 2 | 0 | 1 | 0.070147 | 1.3527 | 2.7053 | 0.56118 | 25.1898 | 15.5798 | 17.0341 | 17.0341 | 68.147 | 0.56118 | 0 | 54.0111 | 14.1359 | 0 | 9.5592 | 0 | 0 | 2.1442 | 0 | 0 | 54.0111 | 14.1359 | 0 | 9.5592 | 0 | 0 | 0.070147 | 0.3762 |  |  | Capacity Energy Charge | Non-Capacity Energy Charge | Distribution Charge | Delivery Surcharges | Power Surcharges | Inflow Total | Outflow Total
2018-01-01 12:00 | 1 | 12 | 2 | 0 | 1 | 0.0484 | 1.3166 | 2.6332 | 0.3872 | 25.1898 | 15.5798 | 17.0341 | 17.0341 | 66.3289 | 0.3872 | 0 | 56.5754 | 9.7535 | 0 | 6.5956 | 0 | 0 | 2.246 | 0 | 0 | 56.5754 | 9.7535 | 0 | 6.5956 | 0 | 0 | 0.0484 | 0.41497 |  | June Oct On Peak | 1.69 | 13.949 | 8.137 | 0.5018 | 1.3316 | 25.6094 | 16.766
2018-01-01 13:00 | 1 | 13 | 2 | 0 | 1 | 0.033836 | 1.2193 | 2.4387 | 0.27069 | 25.1898 | 15.5798 | 17.0341 | 17.0341 | 61.4293 | 0.27069 | 0 | 54.6108 | 6.8185 | 0 | 4.6109 | 0 | 0 | 2.168 | 0 | 0 | 54.6108 | 6.8185 | 0 | 4.6109 | 0 | 0 | 0.033836 | 0.34235 |  | June Oct Off Peak | 0.569 | 4.696 | 8.137 | 0.5018 | 1.3316 | 15.2354 | 6.392
2018-01-01 14:00 | 1 | 14 | 2 | 0 | 1 | 0.024009 | 1.1506 | 2.3012 | 0.19208 | 25.1898 | 15.5798 | 17.0341 | 17.0341 | 57.9663 | 0.19208 | 0 | 53.1279 | 4.8383 | 0 | 3.2719 | 0 | 0 | 2.1091 | 0 | 0 | 53.1279 | 4.8383 | 0 | 3.2719 | 0 | 0 | 0.024009 | 0.40662 |  | Nov - May On Peak | 1.427 | 11.783 | 8.137 | 0.5018 | 1.3316 | 23.1804 | 14.337
2018-01-01 15:00 | 1 | 15 | 2 | 0 | 1 | 0.034757 | 1.1824 | 2.3647 | 0.27805 | 25.1898 | 15.5798 | 17.0341 | 17.0341 | 59.5667 | 0.27805 | 0 | 52.5626 | 7.0041 | 0 | 4.7364 | 0 | 0 | 2.0867 | 0 | 0 | 52.5626 | 7.0041 | 0 | 4.7364 | 0 | 0 | 0.034757 | 0.22817 |  | Nov - May Off Peak | 0.0547 | 4.512 | 8.137 | 0.5018 | 1.3316 | 14.5371 | 6.186
2018-01-01 16:00 | 1 | 16 | 2 | 0 | 1 | 0.011494 | 1.3141 | 2.6282 | 0.09195 | 25.1898 | 15.5798 | 17.0341 | 17.0341 | 66.2029 | 0.09195 | 0 | 63.8866 | 2.3162 | 0 | 1.5663 | 0 | 0 | 2.5362 | 0 | 0 | 63.8866 | 2.3162 | 0 | 1.5663 | 0 | 0 | 0.011494 | 0.11639
2018-01-01 17:00 | 1 | 17 | 2 | 0 | 1 | 0 | 1.5014 | 3.0029 | 0 | 25.1898 | 15.5798 | 17.0341 | 17.0341 | 75.6415 | 0 | 0 | 75.6415 | 0 | 0 | 0 | 0 | 0 | 3.0029 | 0 | 0 | 75.6415 | 0 | 0 | 0 | 0 | 0 | 0 | 0
2018-01-01 18:00 | 1 | 18 | 2 | 0 | 1 | 0 | 1.5563 | 3.1125 | 0 | 25.1898 | 15.5798 | 17.0341 | 17.0341 | 78.4033 | 0 | 0 | 78.4033 | 0 | 0 | 0 | 0 | 0 | 3.1125 | 0 | 0 | 78.4033 | 0 | 0 | 0 | 0 | 0 | 0 | 0
2018-01-01 19:00 | 1 | 19 | 2 | 0 | 0 | 0 | 1.5733 | 3.1465 | 0 | 16.5561 | 6.9461 | 17.0341 | 17.0341 | 52.0939 | 0 | 0 | 52.0939 | 0 | 0 | 0 | 0 | 0 | 3.1465 | 0 | 0 | 52.0939 | 0 | 0 | 0 | 0 | 0 | 0 | 0 |  | Power Supply Charges:
2018-01-01 20:00 | 1 | 20 | 2 | 0 | 0 | 0 | 1.4829 | 2.9659 | 0 | 16.5561 | 6.9461 | 17.0341 | 17.0341 | 49.1035 | 0 | 0 | 49.1035 | 0 | 0 | 0 | 0 | 0 | 2.9659 | 0 | 0 | 49.1035 | 0 | 0 | 0 | 0 | 0 | 0 | 0 |  |  | Capacity Energy Charge | Non-Capacity Energy Charge
2018-01-01 21:00 | 1 | 21 | 2 | 0 | 0 | 0 | 1.3774 | 2.7548 | 0 | 16.5561 | 6.9461 | 17.0341 | 17.0341 | 45.6085 | 0 | 0 | 45.6085 | 0 | 0 | 0 | 0 | 0 | 2.7548 | 0 | 0 | 45.6085 | 0 | 0 | 0 | 0 | 0 | 0 | 0 |  | June - Sept On Peak | 2.06 | 12.201
2018-01-01 22:00 | 1 | 22 | 2 | 0 | 0 | 0 | 1.1825 | 2.3649 | 0 | 16.5561 | 6.9461 | 17.0341 | 17.0341 | 39.154 | 0 | 0 | 39.154 | 0 | 0 | 0 | 0 | 0 | 2.3649 | 0 | 0 | 39.154 | 0 | 0 | 0 | 0 | 0 | 0 | 0 |  | June - Sept Off Peak | 1.241 | 7.354
2018-01-01 23:00 | 1 | 23 | 2 | 0 | 0 | 0 | 0.91051 | 1.821 | 0 | 16.5561 | 6.9461 | 17.0341 | 17.0341 | 30.149 | 0 | 0 | 30.149 | 0 | 0 | 0 | 0 | 0 | 1.821 | 0 | 0 | 30.149 | 0 | 0 | 0 | 0 | 0 | 0 | 0 |  | Oct - May On Peak | 1.438 | 8.518
2018-01-02 | 1 | 23 | 2 | 0 | 0 | 0 | 0.79166 | 1.5833 | 0 | 16.5561 | 6.9461 | 17.0341 | 17.0341 | 26.2137 | 0 | 0 | 26.2137 | 0 | 0 | 0 | 0 | 0 | 1.5833 | 0 | 0 | 26.2137 | 0 | 0 | 0 | 0 | 0 | 0 | 0 |  | Oct - May Off Peak | 1.241 | 7.354
2018-01-02 01:00 | 1 | 0 | 3 | 0 | 0 | 0 | 0.7291 | 1.4582 | 0 | 16.5561 | 6.9461 | 17.0341 | 17.0341 | 24.142 | 0 | 0 | 24.142 | 0 | 0 | 0 | 0 | 0 | 1.4582 | 0 | 0 | 24.142 | 0 | 0 | 0 | 0 | 0 | 0 | 0
2018-01-02 02:00 | 1 | 1 | 3 | 0 | 0 | 0 | 0.71517 | 1.4303 | 0 | 16.5561 | 6.9461 | 17.0341 | 17.0341 | 23.6808 | 0 | 0 | 23.6808 | 0 | 0 | 0 | 0 | 0 | 1.4303 | 0 | 0 | 23.6808 | 0 | 0 | 0 | 0 | 0 | 0 | 0 |  | Delivery Charges:
2018-01-02 03:00 | 1 | 2 | 3 | 0 | 0 | 0 | 0.68511 | 1.3702 | 0 | 16.5561 | 6.9461 | 17.0341 | 17.0341 | 22.6855 | 0 | 0 | 22.6855 | 0 | 0 | 0 | 0 | 0 | 1.3702 | 0 | 0 | 22.6855 | 0 | 0 | 0 | 0 | 0 | 0 | 0 |  | Serice Charge ($/month) | 8.5
2018-01-02 04:00 | 1 | 3 | 3 | 0 | 0 | 0 | 0.6861 | 1.3722 | 0 | 16.5561 | 6.9461 | 17.0341 | 17.0341 | 22.7181 | 0 | 0 | 22.7181 | 0 | 0 | 0 | 0 | 0 | 1.3722 | 0 | 0 | 22.7181 | 0 | 0 | 0 | 0 | 0 | 0 | 0 |  | Distribution Charge (c/kWh) | 8.137
2018-01-02 05:00 | 1 | 4 | 3 | 0 | 0 | 0 | 0.74127 | 1.4825 | 0 | 16.5561 | 6.9461 | 17.0341 | 17.0341 | 24.5451 | 0 | 0 | 24.5451 | 0 | 0 | 0 | 0 | 0 | 1.4825 | 0 | 0 | 24.5451 | 0 | 0 | 0 | 0 | 0 | 0 | 0
2018-01-02 06:00 | 1 | 5 | 3 | 0 | 0 | 0 | 0.87024 | 1.7405 | 0 | 16.5561 | 6.9461 | 17.0341 | 17.0341 | 28.8156 | 0 | 0 | 28.8156 | 0 | 0 | 0 | 0 | 0 | 1.7405 | 0 | 0 | 28.8156 | 0 | 0 | 0 | 0 | 0 | 0 | 0 |  | Surcharges:
2018-01-02 07:00 | 1 | 6 | 3 | 0 | 0 | 0 | 1.0385 | 2.077 | 0 | 16.5561 | 6.9461 | 17.0341 | 17.0341 | 34.3866 | 0 | 0 | 34.3866 | 0 | 0 | 0 | 0 | 0 | 2.077 | 0 | 0 | 34.3866 | 0 | 0 | 0 | 0 | 0 | 0 | 0 |  | Delivery Surcharges (c/kWh):
2018-01-02 08:00 | 1 | 7 | 3 | 0 | 0 | 0.002745 | 1.1007 | 2.2013 | 0.02196 | 16.5561 | 6.9461 | 17.0341 | 17.0341 | 36.4457 | 0.02196 | 0 | 36.0821 | 0.36357 | 0 | 0.37407 | 0 | 0 | 2.1794 | 0 | 0 | 36.0821 | 0.36357 | 0 | 0.37407 | 0 | 0 | 0.002745 | 0.033676 |  | NS | 0.0882
2018-01-02 09:00 | 1 | 8 | 3 | 0 | 0 | 0.05561 | 1.0807 | 2.1614 | 0.44488 | 16.5561 | 6.9461 | 17.0341 | 17.0341 | 35.7838 | 0.44488 | 0 | 28.4184 | 7.3655 | 0 | 7.5782 | 0 | 0 | 1.7165 | 0 | 0 | 28.4184 | 7.3655 | 0 | 7.5782 | 0 | 0 | 0.05561 | 0.087002 |  | EWRS | 0.2552
2018-01-02 10:00 | 1 | 9 | 3 | 0 | 0 | 0.17761 | 1.0498 | 2.0997 | 1.4208 | 16.5561 | 6.9461 | 17.0341 | 17.0341 | 34.762 | 1.4208 | 0 | 11.2385 | 23.5235 | 0 | 24.2028 | 0 | 0 | 0.67882 | 0 | 0 | 11.2385 | 23.5235 | 0 | 24.2028 | 0 | 0 | 0.17761 | 0.26401 |  | TRM | 0.1445
2018-01-02 11:00 | 1 | 10 | 3 | 0 | 0 | 0.21265 | 1.0909 | 2.1819 | 1.7012 | 16.5561 | 6.9461 | 17.0341 | 17.0341 | 36.1234 | 1.7012 | 0 | 7.9579 | 28.1656 | 0 | 28.9789 | 0 | 0 | 0.48066 | 0 | 0 | 7.9579 | 28.1656 | 0 | 28.9789 | 0 | 0 | 0.21265 | 0.28272 |  | Base Secturitization | 0.1445
2018-01-02 12:00 | 1 | 11 | 3 | 0 | 1 | 0.40094 | 1.0346 | 2.0692 | 3.2075 | 25.1898 | 15.5798 | 17.0341 | 17.0341 | 52.1224 | 2.0692 | 1.1384 | 0 | 52.1224 | 17.7353 | 54.6378 | 1.1384 | 1.1384 | 0 | 0 | 0 | 0 | 52.1224 | 0 | 54.6378 | 1.1384 | 0 | 0.40094 | 0.29299 |  | IRM | 0.0139
2018-01-02 13:00 | 1 | 12 | 3 | 0 | 1 | 0.55841 | 0.94669 | 1.8934 | 4.4673 | 25.1898 | 15.5798 | 17.0341 | 17.0341 | 47.6939 | 1.8934 | 2.5739 | 0 | 47.6939 | 40.1012 | 76.0968 | 2.5739 | 3.7123 | 0 | 0 | 0 | 0 | 47.6939 | 0 | 76.0968 | 2.5739 | 0 | 0.55841 | 0.28796
2018-01-02 14:00 | 1 | 13 | 3 | 0 | 1 | 0.48154 | 0.88705 | 1.7741 | 3.8523 | 25.1898 | 15.5798 | 17.0341 | 17.0341 | 44.6892 | 1.7741 | 2.0782 | 0 | 44.6892 | 32.3785 | 65.6214 | 2.0782 | 5.7905 | 0 | 0 | 0 | 0 | 44.6892 | 0 | 65.6214 | 2.0782 | 0 | 0.48154 | 0.22936 |  | Delivery Credits ($/Billing Meter):
2018-01-02 15:00 | 1 | 14 | 3 | 0 | 1 | 0.34217 | 0.97653 | 1.9531 | 2.7374 | 25.1898 | 15.5798 | 17.0341 | 17.0341 | 49.197 | 1.9531 | 0.78431 | 0 | 49.197 | 12.2194 | 46.6287 | 0.78431 | 6.5748 | 0 | 0 | 0 | 0 | 49.197 | 0 | 46.6287 | 0.78431 | 0 | 0.34217 | 0.15738 |  | LIEAF Factor | 0.88
2018-01-02 16:00 | 1 | 15 | 3 | 0 | 1 | 0.13844 | 1.1118 | 2.2235 | 1.1075 | 25.1898 | 15.5798 | 17.0341 | 17.0341 | 56.0099 | 1.1075 | 0 | 28.1121 | 27.8978 | 0 | 18.8654 | 0 | 6.5748 | 1.116 | 1.116 | 0 | 0 | 56.0099 | 0 | 18.8654 | 0 | 0 | 0.13844 | 0.096137
2018-01-02 17:00 | 1 | 16 | 3 | 0 | 1 | 0 | 1.256 | 2.512 | 0 | 25.1898 | 15.5798 | 17.0341 | 17.0341 | 63.2759 | 0 | 0 | 63.2759 | 0 | 0 | 0 | 0 | 5.3618 | 2.512 | 2.512 | 0 | 0 | 63.2759 | 0 | 0 | 0 | 0 | 0 | 0 |  | Power Supply Surcharges (c/kWh):
2018-01-02 18:00 | 1 | 17 | 3 | 0 | 1 | 0 | 1.3614 | 2.7228 | 0 | 25.1898 | 15.5798 | 17.0341 | 17.0341 | 68.5873 | 0 | 0 | 68.5873 | 0 | 0 | 0 | 0 | 2.6314 | 2.7228 | 2.4209 | 0 | 7.6063 | 60.981 | 0 | 0 | 0 | 0 | 0 | 0 |  | PSCR | 1.127
2018-01-02 19:00 | 1 | 18 | 3 | 0 | 1 | 0 | 1.3751 | 2.7503 | 0 | 25.1898 | 15.5798 | 17.0341 | 17.0341 | 69.2785 | 0 | 0 | 69.2785 | 0 | 0 | 0 | 0 | 0 | 2.7503 | 0 | 0 | 69.2785 | 0 | 0 | 0 | 0 | 0 | 0 | 0 |  | Securitization Charge River Rouge | 0.0173
2018-01-02 20:00 | 1 | 19 | 3 | 0 | 0 | 0 | 1.344 | 2.6879 | 0 | 16.5561 | 6.9461 | 17.0341 | 17.0341 | 44.5011 | 0 | 0 | 44.5011 | 0 | 0 | 0 | 0 | 0 | 2.6879 | 0 | 0 | 44.5011 | 0 | 0 | 0 | 0 | 0 | 0 | 0 |  | Securitization Charge TCSC | 0.1873
2018-01-02 21:00 | 1 | 20 | 3 | 0 | 0 | 0 | 1.1564 | 2.3128 | 0 | 16.5561 | 6.9461 | 17.0341 | 17.0341 | 38.2903 | 0 | 0 | 38.2903 | 0 | 0 | 0 | 0 | 0 | 2.3128 | 0 | 0 | 38.2903 | 0 | 0 | 0 | 0 | 0 | 0 | 0
2018-01-02 22:00 | 1 | 21 | 3 | 0 | 0 | 0 | 0.95886 | 1.9177 | 0 | 16.5561 | 6.9461 | 17.0341 | 17.0341 | 31.7498 | 0 | 0 | 31.7498 | 0 | 0 | 0 | 0 | 0 | 1.9177 | 0 | 0 | 31.7498 | 0 | 0 | 0 | 0 | 0 | 0 | 0
2018-01-02 23:00 | 1 | 22 | 3 | 0 | 0 | 0 | 0.6983 | 1.3966 | 0 | 16.5561 | 6.9461 | 17.0341 | 17.0341 | 23.1222 | 0 | 0 | 23.1222 | 0 | 0 | 0 | 0 | 0 | 1.3966 | 0 | 0 | 23.1222 | 0 | 0 | 0 | 0 | 0 | 0 | 0 |  | Peak Hours
2018-01-03 | 1 | 23 | 3 | 0 | 0 | 0 | 0.57656 | 1.1531 | 0 | 16.5561 | 6.9461 | 17.0341 | 17.0341 | 19.0911 | 0 | 0 | 19.0911 | 0 | 0 | 0 | 0 | 0 | 1.1531 | 0 | 0 | 19.0911 | 0 | 0 | 0 | 0 | 0 | 0 | 0 |  |  | Start | Stop
2018-01-03 01:00 | 1 | 0 | 4 | 0 | 0 | 0 | 0.51559 | 1.0312 | 0 | 16.5561 | 6.9461 | 17.0341 | 17.0341 | 17.0724 | 0 | 0 | 17.0724 | 0 | 0 | 0 | 0 | 0 | 1.0312 | 0 | 0 | 17.0724 | 0 | 0 | 0 | 0 | 0 | 0 | 0 |  | Peak Months | 6 | 10
2018-01-03 02:00 | 1 | 1 | 4 | 0 | 0 | 0 | 0.51296 | 1.0259 | 0 | 16.5561 | 6.9461 | 17.0341 | 17.0341 | 16.9851 | 0 | 0 | 16.9851 | 0 | 0 | 0 | 0 | 0 | 1.0259 | 0 | 0 | 16.9851 | 0 | 0 | 0 | 0 | 0 | 0 | 0 |  | Peak Hours | 11 | 19
2018-01-03 03:00 | 1 | 2 | 4 | 0 | 0 | 0 | 0.5089 | 1.0178 | 0 | 16.5561 | 6.9461 | 17.0341 | 17.0341 | 16.8508 | 0 | 0 | 16.8508 | 0 | 0 | 0 | 0 | 0 | 1.0178 | 0 | 0 | 16.8508 | 0 | 0 | 0 | 0 | 0 | 0 | 0
2018-01-03 04:00 | 1 | 3 | 4 | 0 | 0 | 0 | 0.52098 | 1.042 | 0 | 16.5561 | 6.9461 | 17.0341 | 17.0341 | 17.2508 | 0 | 0 | 17.2508 | 0 | 0 | 0 | 0 | 0 | 1.042 | 0 | 0 | 17.2508 | 0 | 0 | 0 | 0 | 0 | 0 | 0
2018-01-03 05:00 | 1 | 4 | 4 | 0 | 0 | 0 | 0.58858 | 1.1772 | 0 | 16.5561 | 6.9461 | 17.0341 | 17.0341 | 19.4892 | 0 | 0 | 19.4892 | 0 | 0 | 0 | 0 | 0 | 1.1772 | 0 | 0 | 19.4892 | 0 | 0 | 0 | 0 | 0 | 0 | 0
2018-01-03 06:00 | 1 | 5 | 4 | 0 | 0 | 0 | 0.74791 | 1.4958 | 0 | 16.5561 | 6.9461 | 17.0341 | 17.0341 | 24.7649 | 0 | 0 | 24.7649 | 0 | 0 | 0 | 0 | 0 | 1.4958 | 0 | 0 | 24.7649 | 0 | 0 | 0 | 0 | 0 | 0 | 0
2018-01-03 07:00 | 1 | 6 | 4 | 0 | 0 | 0 | 0.86842 | 1.7368 | 0 | 16.5561 | 6.9461 | 17.0341 | 17.0341 | 28.7553 | 0 | 0 | 28.7553 | 0 | 0 | 0 | 0 | 0 | 1.7368 | 0 | 0 | 28.7553 | 0 | 0 | 0 | 0 | 0 | 0 | 0 |  | Outages
2018-01-03 08:00 | 1 | 7 | 4 | 0 | 0 | 0.0017438 | 0.95483 | 1.9097 | 0.01395 | 16.5561 | 6.9461 | 17.0341 | 17.0341 | 31.6165 | 0.01395 | 0 | 31.3855 | 0.23096 | 0 | 0.23763 | 0 | 0 | 1.8957 | 0 | 0 | 31.3855 | 0.23096 | 0 | 0.23763 | 0 | 0 | 0.0017438 | 0.017125
2018-01-03 09:00 | 1 | 8 | 4 | 0 | 0 | 0.023527 | 0.96362 | 1.9272 | 0.18821 | 16.5561 | 6.9461 | 17.0341 | 17.0341 | 31.9073 | 0.18821 | 0 | 28.7913 | 3.1161 | 0 | 3.206 | 0 | 0 | 1.739 | 0 | 0 | 28.7913 | 3.1161 | 0 | 3.206 | 0 | 0 | 0.023527 | 0.13871
2018-01-03 10:00 | 1 | 9 | 4 | 0 | 0 | 0.027453 | 0.96993 | 1.9399 | 0.21962 | 16.5561 | 6.9461 | 17.0341 | 17.0341 | 32.1166 | 0.21962 | 0 | 28.4805 | 3.6361 | 0 | 3.7411 | 0 | 0 | 1.7202 | 0 | 0 | 28.4805 | 3.6361 | 0 | 3.7411 | 0 | 0 | 0.027453 | 0.2598 |  |  | SAIDI
2018-01-03 11:00 | 1 | 10 | 4 | 0 | 0 | 0.11089 | 0.9469 | 1.8938 | 0.88712 | 16.5561 | 6.9461 | 17.0341 | 17.0341 | 31.3539 | 0.88712 | 0 | 16.6667 | 14.6872 | 0 | 15.1113 | 0 | 0 | 1.0067 | 0 | 0 | 16.6667 | 14.6872 | 0 | 15.1113 | 0 | 0 | 0.11089 | 0.27459 |  |  | average # of minutes of power outage in the year for DTE customers
2018-01-03 12:00 | 1 | 11 | 4 | 0 | 1 | 0.21506 | 0.98178 | 1.9636 | 1.7204 | 25.1898 | 15.5798 | 17.0341 | 17.0341 | 49.4616 | 1.7204 | 0 | 6.1239 | 43.3377 | 0 | 29.3064 | 0 | 0 | 0.24311 | 0 | 0 | 6.1239 | 43.3377 | 0 | 29.3064 | 0 | 0 | 0.21506 | 0.27019 |  | 2023 | 584 | 40.88
2018-01-03 13:00 | 1 | 12 | 4 | 0 | 1 | 0.1341 | 0.87323 | 1.7465 | 1.0728 | 25.1898 | 15.5798 | 17.0341 | 17.0341 | 43.9928 | 1.0728 | 0 | 16.9686 | 27.0242 | 0 | 18.2746 | 0 | 0 | 0.67363 | 0 | 0 | 16.9686 | 27.0242 | 0 | 18.2746 | 0 | 0 | 0.1341 | 0.26888
2018-01-03 14:00 | 1 | 13 | 4 | 0 | 1 | 0.22496 | 0.85398 | 1.708 | 1.7997 | 25.1898 | 15.5798 | 17.0341 | 17.0341 | 43.023 | 1.708 | 0.091757 | 0 | 43.023 | 1.4296 | 30.6566 | 0.091757 | 0.091757 | 0 | 0 | 0 | 0 | 43.023 | 0 | 30.6566 | 0.091757 | 0 | 0.22496 | 0.16328 |  |  | SAIFI
2018-01-03 15:00 | 1 | 14 | 4 | 0 | 1 | 0.049023 | 0.89371 | 1.7874 | 0.39219 | 25.1898 | 15.5798 | 17.0341 | 17.0341 | 45.0247 | 0.39219 | 0 | 35.1456 | 9.8791 | 0 | 6.6806 | 0 | 0.091757 | 1.3952 | 0.084417 | 0 | 33.0192 | 12.0056 | 0 | 6.6806 | 0 | 0 | 0.049023 | 0.049027 |  |  | average number of outage incidents in the year
2018-01-03 16:00 | 1 | 15 | 4 | 0 | 1 | 0.0087516 | 1.058 | 2.116 | 0.070013 | 25.1898 | 15.5798 | 17.0341 | 17.0341 | 53.3011 | 0.070013 | 0 | 51.5375 | 1.7636 | 0 | 1.1926 | 0 | 0 | 2.046 | 0 | 0 | 51.5375 | 1.7636 | 0 | 1.1926 | 0 | 0 | 0.0087516 | 0.04621 |  | 2023 | 1.25
2018-01-03 17:00 | 1 | 16 | 4 | 0 | 1 | 0 | 1.1605 | 2.3209 | 0 | 25.1898 | 15.5798 | 17.0341 | 17.0341 | 58.464 | 0 | 0 | 58.464 | 0 | 0 | 0 | 0 | 0 | 2.3209 | 0 | 0 | 58.464 | 0 | 0 | 0 | 0 | 0 | 0 | 0
2018-01-03 18:00 | 1 | 17 | 4 | 0 | 1 | 0 | 1.3486 | 2.6972 | 0 | 25.1898 | 15.5798 | 17.0341 | 17.0341 | 67.9406 | 0 | 0 | 67.9406 | 0 | 0 | 0 | 0 | 0 | 2.6972 | 0 | 0 | 67.9406 | 0 | 0 | 0 | 0 | 0 | 0 | 0 |  |  | CAIDI
2018-01-03 19:00 | 1 | 18 | 4 | 0 | 1 | 0 | 1.3133 | 2.6267 | 0 | 25.1898 | 15.5798 | 17.0341 | 17.0341 | 66.1656 | 0 | 0 | 66.1656 | 0 | 0 | 0 | 0 | 0 | 2.6267 | 0 | 0 | 66.1656 | 0 | 0 | 0 | 0 | 0 | 0 | 0 |  |  | Average duration of individual outagaes in the year in minutes
2018-01-03 20:00 | 1 | 19 | 4 | 0 | 0 | 0 | 1.3049 | 2.6098 | 0 | 16.5561 | 6.9461 | 17.0341 | 17.0341 | 43.2077 | 0 | 0 | 43.2077 | 0 | 0 | 0 | 0 | 0 | 2.6098 | 0 | 0 | 43.2077 | 0 | 0 | 0 | 0 | 0 | 0 | 0 |  | 2023 | 149
2018-01-03 21:00 | 1 | 20 | 4 | 0 | 0 | 0 | 1.1283 | 2.2566 | 0 | 16.5561 | 6.9461 | 17.0341 | 17.0341 | 37.3596 | 0 | 0 | 37.3596 | 0 | 0 | 0 | 0 | 0 | 2.2566 | 0 | 0 | 37.3596 | 0 | 0 | 0 | 0 | 0 | 0 | 0
2018-01-03 22:00 | 1 | 21 | 4 | 0 | 0 | 0 | 1.0039 | 2.0077 | 0 | 16.5561 | 6.9461 | 17.0341 | 17.0341 | 33.2402 | 0 | 0 | 33.2402 | 0 | 0 | 0 | 0 | 0 | 2.0077 | 0 | 0 | 33.2402 | 0 | 0 | 0 | 0 | 0 | 0 | 0
2018-01-03 23:00 | 1 | 22 | 4 | 0 | 0 | 0 | 0.83963 | 1.6793 | 0 | 16.5561 | 6.9461 | 17.0341 | 17.0341 | 27.8019 | 0 | 0 | 27.8019 | 0 | 0 | 0 | 0 | 0 | 1.6793 | 0 | 0 | 27.8019 | 0 | 0 | 0 | 0 | 0 | 0 | 0
2018-01-04 | 1 | 23 | 4 | 0 | 0 | 0 | 0.81443 | 1.6289 | 0 | 16.5561 | 6.9461 | 17.0341 | 17.0341 | 26.9676 | 0 | 0 | 26.9676 | 0 | 0 | 0 | 0 | 0 | 1.6289 | 0 | 0 | 26.9676 | 0 | 0 | 0 | 0 | 0 | 0 | 0
2018-01-04 01:00 | 1 | 0 | 5 | 0 | 0 | 0 | 0.78265 | 1.5653 | 0 | 16.5561 | 6.9461 | 17.0341 | 17.0341 | 25.9151 | 0 | 0 | 25.9151 | 0 | 0 | 0 | 0 | 0 | 1.5653 | 0 | 0 | 25.9151 | 0 | 0 | 0 | 0 | 0 | 0 | 0
2018-01-04 02:00 | 1 | 1 | 5 | 0 | 0 | 0 | 0.74345 | 1.4869 | 0 | 16.5561 | 6.9461 | 17.0341 | 17.0341 | 24.6171 | 0 | 0 | 24.6171 | 0 | 0 | 0 | 0 | 0 | 1.4869 | 0 | 0 | 24.6171 | 0 | 0 | 0 | 0 | 0 | 0 | 0
2018-01-04 03:00 | 1 | 2 | 5 | 0 | 0 | 0 | 0.75573 | 1.5115 | 0 | 16.5561 | 6.9461 | 17.0341 | 17.0341 | 25.0237 | 0 | 0 | 25.0237 | 0 | 0 | 0 | 0 | 0 | 1.5115 | 0 | 0 | 25.0237 | 0 | 0 | 0 | 0 | 0 | 0 | 0
2018-01-04 04:00 | 1 | 3 | 5 | 0 | 0 | 0 | 0.82639 | 1.6528 | 0 | 16.5561 | 6.9461 | 17.0341 | 17.0341 | 27.3635 | 0 | 0 | 27.3635 | 0 | 0 | 0 | 0 | 0 | 1.6528 | 0 | 0 | 27.3635 | 0 | 0 | 0 | 0 | 0 | 0 | 0
2018-01-04 05:00 | 1 | 4 | 5 | 0 | 0 | 0 | 0.89828 | 1.7966 | 0 | 16.5561 | 6.9461 | 17.0341 | 17.0341 | 29.7439 | 0 | 0 | 29.7439 | 0 | 0 | 0 | 0 | 0 | 1.7966 | 0 | 0 | 29.7439 | 0 | 0 | 0 | 0 | 0 | 0 | 0
2018-01-04 06:00 | 1 | 5 | 5 | 0 | 0 | 0 | 1.0718 | 2.1436 | 0 | 16.5561 | 6.9461 | 17.0341 | 17.0341 | 35.4888 | 0 | 0 | 35.4888 | 0 | 0 | 0 | 0 | 0 | 2.1436 | 0 | 0 | 35.4888 | 0 | 0 | 0 | 0 | 0 | 0 | 0
2018-01-04 07:00 | 1 | 6 | 5 | 0 | 0 | 0 | 1.2478 | 2.4956 | 0 | 16.5561 | 6.9461 | 17.0341 | 17.0341 | 41.3173 | 0 | 0 | 41.3173 | 0 | 0 | 0 | 0 | 0 | 2.4956 | 0 | 0 | 41.3173 | 0 | 0 | 0 | 0 | 0 | 0 | 0
2018-01-04 08:00 | 1 | 7 | 5 | 0 | 0 | 0.0094944 | 1.2832 | 2.5664 | 0.075955 | 16.5561 | 6.9461 | 17.0341 | 17.0341 | 42.4888 | 0.075955 | 0 | 41.2313 | 1.2575 | 0 | 1.2938 | 0 | 0 | 2.4904 | 0 | 0 | 41.2313 | 1.2575 | 0 | 1.2938 | 0 | 0 | 0.0094944 | 0.016841
2018-01-04 09:00 | 1 | 8 | 5 | 0 | 0 | 0.11563 | 1.2514 | 2.5027 | 0.92502 | 16.5561 | 6.9461 | 17.0341 | 17.0341 | 41.435 | 0.92502 | 0 | 26.1204 | 15.3146 | 0 | 15.7569 | 0 | 0 | 1.5777 | 0 | 0 | 26.1204 | 15.3146 | 0 | 15.7569 | 0 | 0 | 0.11563 | 0.1275
2018-01-04 10:00 | 1 | 9 | 5 | 0 | 0 | 0.24038 | 1.2382 | 2.4765 | 1.923 | 16.5561 | 6.9461 | 17.0341 | 17.0341 | 41.0006 | 1.923 | 0 | 9.1633 | 31.8373 | 0 | 32.7567 | 0 | 0 | 0.55347 | 0 | 0 | 9.1633 | 31.8373 | 0 | 32.7567 | 0 | 0 | 0.24038 | 0.19583
2018-01-04 11:00 | 1 | 10 | 5 | 0 | 0 | 0.13286 | 1.2635 | 2.5269 | 1.0629 | 16.5561 | 6.9461 | 17.0341 | 17.0341 | 41.8362 | 1.0629 | 0 | 24.2391 | 17.5971 | 0 | 18.1053 | 0 | 0 | 1.4641 | 0 | 0 | 24.2391 | 17.5971 | 0 | 18.1053 | 0 | 0 | 0.13286 | 0.28109
2018-01-04 12:00 | 1 | 11 | 5 | 0 | 1 | 0.35587 | 1.2337 | 2.4674 | 2.847 | 25.1898 | 15.5798 | 17.0341 | 17.0341 | 62.1535 | 2.4674 | 0.37955 | 0 | 62.1535 | 5.9133 | 48.4955 | 0.37955 | 0.37955 | 0 | 0 | 0 | 0 | 62.1535 | 0 | 48.4955 | 0.37955 | 0 | 0.35587 | 0.24737
2018-01-04 13:00 | 1 | 12 | 5 | 0 | 1 | 0.21999 | 1.1755 | 2.351 | 1.7599 | 25.1898 | 15.5798 | 17.0341 | 17.0341 | 59.2213 | 1.7599 | 0 | 14.8895 | 44.3317 | 0 | 29.9786 | 0 | 0.37955 | 0.5911 | 0.34918 | 0 | 6.0937 | 53.1276 | 0 | 29.9786 | 0 | 0 | 0.21999 | 0.29156
2018-01-04 14:00 | 1 | 13 | 5 | 0 | 1 | 0.37195 | 1.2223 | 2.4447 | 2.9756 | 25.1898 | 15.5798 | 17.0341 | 17.0341 | 61.5806 | 2.4447 | 0.5309 | 0 | 61.5806 | 8.2713 | 50.6863 | 0.5309 | 0.5309 | 0 | 0 | 0 | 0 | 61.5806 | 0 | 50.6863 | 0.5309 | 0 | 0.37195 | 0.25294
2018-01-04 15:00 | 1 | 14 | 5 | 0 | 1 | 0.091047 | 1.2496 | 2.4992 | 0.72838 | 25.1898 | 15.5798 | 17.0341 | 17.0341 | 62.9539 | 0.72838 | 0 | 44.6062 | 18.3477 | 0 | 12.4073 | 0 | 0.5309 | 1.7708 | 0.48843 | 0 | 32.3029 | 30.651 | 0 | 12.4073 | 0 | 0 | 0.091047 | 0.17497
2018-01-04 16:00 | 1 | 15 | 5 | 0 | 1 | 0.058048 | 1.3271 | 2.6543 | 0.46438 | 25.1898 | 15.5798 | 17.0341 | 17.0341 | 66.8605 | 0.46438 | 0 | 55.1629 | 11.6976 | 0 | 7.9103 | 0 | 0 | 2.1899 | 0 | 0 | 55.1629 | 11.6976 | 0 | 7.9103 | 0 | 0 | 0.058048 | 0.065337
2018-01-04 17:00 | 1 | 16 | 5 | 0 | 1 | 0 | 1.5022 | 3.0044 | 0 | 25.1898 | 15.5798 | 17.0341 | 17.0341 | 75.6796 | 0 | 0 | 75.6796 | 0 | 0 | 0 | 0 | 0 | 3.0044 | 0 | 0 | 75.6796 | 0 | 0 | 0 | 0 | 0 | 0 | 0
2018-01-04 18:00 | 1 | 17 | 5 | 0 | 1 | 0 | 1.6512 | 3.3024 | 0 | 25.1898 | 15.5798 | 17.0341 | 17.0341 | 83.1866 | 0 | 0 | 83.1866 | 0 | 0 | 0 | 0 | 0 | 3.3024 | 0 | 0 | 83.1866 | 0 | 0 | 0 | 0 | 0 | 0 | 0
2018-01-04 19:00 | 1 | 18 | 5 | 0 | 1 | 0 | 1.6817 | 3.3633 | 0 | 25.1898 | 15.5798 | 17.0341 | 17.0341 | 84.721 | 0 | 0 | 84.721 | 0 | 0 | 0 | 0 | 0 | 3.3633 | 0 | 0 | 84.721 | 0 | 0 | 0 | 0 | 0 | 0 | 0
2018-01-04 20:00 | 1 | 19 | 5 | 0 | 0 | 0 | 1.6794 | 3.3589 | 0 | 16.5561 | 6.9461 | 17.0341 | 17.0341 | 55.6097 | 0 | 0 | 55.6097 | 0 | 0 | 0 | 0 | 0 | 3.3589 | 0 | 0 | 55.6097 | 0 | 0 | 0 | 0 | 0 | 0 | 0
2018-01-04 21:00 | 1 | 20 | 5 | 0 | 0 | 0 | 1.5552 | 3.1103 | 0 | 16.5561 | 6.9461 | 17.0341 | 17.0341 | 51.4949 | 0 | 0 | 51.4949 | 0 | 0 | 0 | 0 | 0 | 3.1103 | 0 | 0 | 51.4949 | 0 | 0 | 0 | 0 | 0 | 0 | 0
2018-01-04 22:00 | 1 | 21 | 5 | 0 | 0 | 0 | 1.4317 | 2.8634 | 0 | 16.5561 | 6.9461 | 17.0341 | 17.0341 | 47.4066 | 0 | 0 | 47.4066 | 0 | 0 | 0 | 0 | 0 | 2.8634 | 0 | 0 | 47.4066 | 0 | 0 | 0 | 0 | 0 | 0 | 0
2018-01-04 23:00 | 1 | 22 | 5 | 0 | 0 | 0 | 1.2175 | 2.4349 | 0 | 16.5561 | 6.9461 | 17.0341 | 17.0341 | 40.3127 | 0 | 0 | 40.3127 | 0 | 0 | 0 | 0 | 0 | 2.4349 | 0 | 0 | 40.3127 | 0 | 0 | 0 | 0 | 0 | 0 | 0
2018-01-05 | 1 | 23 | 5 | 0 | 0 | 0 | 1.1182 | 2.2364 | 0 | 16.5561 | 6.9461 | 17.0341 | 17.0341 | 37.0262 | 0 | 0 | 37.0262 | 0 | 0 | 0 | 0 | 0 | 2.2364 | 0 | 0 | 37.0262 | 0 | 0 | 0 | 0 | 0 | 0 | 0
2018-01-05 01:00 | 1 | 0 | 6 | 0 | 0 | 0 | 1.0883 | 2.1765 | 0 | 16.5561 | 6.9461 | 17.0341 | 17.0341 | 36.0343 | 0 | 0 | 36.0343 | 0 | 0 | 0 | 0 | 0 | 2.1765 | 0 | 0 | 36.0343 | 0 | 0 | 0 | 0 | 0 | 0 | 0
2018-01-05 02:00 | 1 | 1 | 6 | 0 | 0 | 0 | 1.0321 | 2.0642 | 0 | 16.5561 | 6.9461 | 17.0341 | 17.0341 | 34.1758 | 0 | 0 | 34.1758 | 0 | 0 | 0 | 0 | 0 | 2.0642 | 0 | 0 | 34.1758 | 0 | 0 | 0 | 0 | 0 | 0 | 0
2018-01-05 03:00 | 1 | 2 | 6 | 0 | 0 | 0 | 1.0177 | 2.0354 | 0 | 16.5561 | 6.9461 | 17.0341 | 17.0341 | 33.6979 | 0 | 0 | 33.6979 | 0 | 0 | 0 | 0 | 0 | 2.0354 | 0 | 0 | 33.6979 | 0 | 0 | 0 | 0 | 0 | 0 | 0
2018-01-05 04:00 | 1 | 3 | 6 | 0 | 0 | 0 | 1.0458 | 2.0915 | 0 | 16.5561 | 6.9461 | 17.0341 | 17.0341 | 34.6275 | 0 | 0 | 34.6275 | 0 | 0 | 0 | 0 | 0 | 2.0915 | 0 | 0 | 34.6275 | 0 | 0 | 0 | 0 | 0 | 0 | 0
2018-01-05 05:00 | 1 | 4 | 6 | 0 | 0 | 0 | 1.0617 | 2.1234 | 0 | 16.5561 | 6.9461 | 17.0341 | 17.0341 | 35.1545 | 0 | 0 | 35.1545 | 0 | 0 | 0 | 0 | 0 | 2.1234 | 0 | 0 | 35.1545 | 0 | 0 | 0 | 0 | 0 | 0 | 0
2018-01-05 06:00 | 1 | 5 | 6 | 0 | 0 | 0 | 1.2562 | 2.5123 | 0 | 16.5561 | 6.9461 | 17.0341 | 17.0341 | 41.5946 | 0 | 0 | 41.5946 | 0 | 0 | 0 | 0 | 0 | 2.5123 | 0 | 0 | 41.5946 | 0 | 0 | 0 | 0 | 0 | 0 | 0
2018-01-05 07:00 | 1 | 6 | 6 | 0 | 0 | 0 | 1.4165 | 2.833 | 0 | 16.5561 | 6.9461 | 17.0341 | 17.0341 | 46.9039 | 0 | 0 | 46.9039 | 0 | 0 | 0 | 0 | 0 | 2.833 | 0 | 0 | 46.9039 | 0 | 0 | 0 | 0 | 0 | 0 | 0
2018-01-05 08:00 | 1 | 7 | 6 | 0 | 0 | 0.063999 | 1.436 | 2.8719 | 0.51199 | 16.5561 | 6.9461 | 17.0341 | 17.0341 | 47.5474 | 0.51199 | 0 | 39.0709 | 8.4765 | 0 | 8.7213 | 0 | 0 | 2.3599 | 0 | 0 | 39.0709 | 8.4765 | 0 | 8.7213 | 0 | 0 | 0.063999 | 0.018251
2018-01-05 09:00 | 1 | 8 | 6 | 0 | 0 | 0.30438 | 1.4498 | 2.8996 | 2.435 | 16.5561 | 6.9461 | 17.0341 | 17.0341 | 48.0057 | 2.435 | 0 | 7.691 | 40.3147 | 0 | 41.4788 | 0 | 0 | 0.46454 | 0 | 0 | 7.691 | 40.3147 | 0 | 41.4788 | 0 | 0 | 0.30438 | 0.12807
2018-01-05 10:00 | 1 | 9 | 6 | 0 | 0 | 0.46331 | 1.4859 | 2.9719 | 3.7065 | 16.5561 | 6.9461 | 17.0341 | 17.0341 | 49.2027 | 2.9719 | 0.73459 | 0 | 49.2027 | 5.1026 | 63.1367 | 0.73459 | 0.73459 | 0 | 0 | 0 | 0 | 49.2027 | 0 | 63.1367 | 0.73459 | 0 | 0.46331 | 0.1144
2018-01-05 11:00 | 1 | 10 | 6 | 0 | 0 | 0.55721 | 1.5352 | 3.0704 | 4.4576 | 16.5561 | 6.9461 | 17.0341 | 17.0341 | 50.8344 | 3.0704 | 1.3872 | 0 | 50.8344 | 9.6356 | 75.9322 | 1.3872 | 2.1218 | 0 | 0 | 0 | 0 | 50.8344 | 0 | 75.9322 | 1.3872 | 0 | 0.55721 | 0.25503
2018-01-05 12:00 | 1 | 11 | 6 | 0 | 1 | 0.59253 | 1.5991 | 3.1982 | 4.7402 | 25.1898 | 15.5798 | 17.0341 | 17.0341 | 80.5631 | 3.1982 | 1.542 | 0 | 80.5631 | 24.0236 | 80.7457 | 1.542 | 3.6638 | 0 | 0 | 0 | 0 | 80.5631 | 0 | 80.7457 | 1.542 | 0 | 0.59253 | 0.28033
2018-01-05 13:00 | 1 | 12 | 6 | 0 | 1 | 0.57279 | 1.6062 | 3.2123 | 4.5823 | 25.1898 | 15.5798 | 17.0341 | 17.0341 | 80.9178 | 3.2123 | 1.37 | 0 | 80.9178 | 21.3439 | 78.0556 | 1.37 | 5.0337 | 0 | 0 | 0 | 0 | 80.9178 | 0 | 78.0556 | 1.37 | 0 | 0.57279 | 0.19793
2018-01-05 14:00 | 1 | 13 | 6 | 0 | 1 | 0.48933 | 1.5073 | 3.0146 | 3.9147 | 25.1898 | 15.5798 | 17.0341 | 17.0341 | 75.9381 | 3.0146 | 0.90003 | 0 | 75.9381 | 14.0223 | 66.6831 | 0.90003 | 5.9338 | 0 | 0 | 0 | 0 | 75.9381 | 0 | 66.6831 | 0.90003 | 0 | 0.48933 | 0.18452
2018-01-05 15:00 | 1 | 14 | 6 | 0 | 1 | 0.35624 | 1.499 | 2.998 | 2.8499 | 25.1898 | 15.5798 | 17.0341 | 17.0341 | 75.5192 | 2.8499 | 0 | 3.7298 | 71.7894 | 0 | 48.5464 | 0 | 5.9338 | 0.14807 | 0.14807 | 0 | 0 | 75.5192 | 0 | 48.5464 | 0 | 0 | 0.35624 | 0.26987
2018-01-05 16:00 | 1 | 15 | 6 | 0 | 1 | 0.15245 | 1.7282 | 3.4563 | 1.2196 | 25.1898 | 15.5798 | 17.0341 | 17.0341 | 87.0645 | 1.2196 | 0 | 56.3431 | 30.7214 | 0 | 20.7748 | 0 | 5.7728 | 2.2367 | 2.2367 | 0 | 0 | 87.0645 | 0 | 20.7748 | 0 | 0 | 0.15245 | 0.053359
2018-01-05 17:00 | 1 | 16 | 6 | 0 | 1 | 0 | 1.8674 | 3.7348 | 0 | 25.1898 | 15.5798 | 17.0341 | 17.0341 | 94.0783 | 0 | 0 | 94.0783 | 0 | 0 | 0 | 0 | 3.3416 | 3.7348 | 3.0743 | 0 | 16.6384 | 77.4399 | 0 | 0 | 0 | 0 | 0 | 0
2018-01-05 18:00 | 1 | 17 | 6 | 0 | 1 | 0 | 2.0265 | 4.053 | 0 | 25.1898 | 15.5798 | 17.0341 | 17.0341 | 102.0945 | 0 | 0 | 102.0945 | 0 | 0 | 0 | 0 | 0 | 4.053 | 0 | 0 | 102.0945 | 0 | 0 | 0 | 0 | 0 | 0 | 0
2018-01-05 19:00 | 1 | 18 | 6 | 0 | 1 | 0 | 2.1433 | 4.2867 | 0 | 25.1898 | 15.5798 | 17.0341 | 17.0341 | 107.9801 | 0 | 0 | 107.9801 | 0 | 0 | 0 | 0 | 0 | 4.2867 | 0 | 0 | 107.9801 | 0 | 0 | 0 | 0 | 0 | 0 | 0
2018-01-05 20:00 | 1 | 19 | 6 | 0 | 0 | 0 | 2.1671 | 4.3343 | 0 | 16.5561 | 6.9461 | 17.0341 | 17.0341 | 71.7585 | 0 | 0 | 71.7585 | 0 | 0 | 0 | 0 | 0 | 4.3343 | 0 | 0 | 71.7585 | 0 | 0 | 0 | 0 | 0 | 0 | 0
2018-01-05 21:00 | 1 | 20 | 6 | 0 | 0 | 0 | 1.9887 | 3.9774 | 0 | 16.5561 | 6.9461 | 17.0341 | 17.0341 | 65.8496 | 0 | 0 | 65.8496 | 0 | 0 | 0 | 0 | 0 | 3.9774 | 0 | 0 | 65.8496 | 0 | 0 | 0 | 0 | 0 | 0 | 0
2018-01-05 22:00 | 1 | 21 | 6 | 0 | 0 | 0 | 1.7066 | 3.4132 | 0 | 16.5561 | 6.9461 | 17.0341 | 17.0341 | 56.5098 | 0 | 0 | 56.5098 | 0 | 0 | 0 | 0 | 0 | 3.4132 | 0 | 0 | 56.5098 | 0 | 0 | 0 | 0 | 0 | 0 | 0
2018-01-05 23:00 | 1 | 22 | 6 | 0 | 0 | 0 | 1.4032 | 2.8064 | 0 | 16.5561 | 6.9461 | 17.0341 | 17.0341 | 46.4627 | 0 | 0 | 46.4627 | 0 | 0 | 0 | 0 | 0 | 2.8064 | 0 | 0 | 46.4627 | 0 | 0 | 0 | 0 | 0 | 0 | 0
2018-01-06 | 1 | 23 | 6 | 0 | 0 | 0 | 1.3017 | 2.6035 | 0 | 16.5561 | 6.9461 | 17.0341 | 17.0341 | 43.103 | 0 | 0 | 43.103 | 0 | 0 | 0 | 0 | 0 | 2.6035 | 0 | 0 | 43.103 | 0 | 0 | 0 | 0 | 0 | 0 | 0
2018-01-06 01:00 | 1 | 0 | 7 | 0 | 0 | 0 | 1.2517 | 2.5034 | 0 | 16.5561 | 6.9461 | 17.0341 | 17.0341 | 41.447 | 0 | 0 | 41.447 | 0 | 0 | 0 | 0 | 0 | 2.5034 | 0 | 0 | 41.447 | 0 | 0 | 0 | 0 | 0 | 0 | 0
2018-01-06 02:00 | 1 | 1 | 7 | 0 | 0 | 0 | 1.2587 | 2.5174 | 0 | 16.5561 | 6.9461 | 17.0341 | 17.0341 | 41.6777 | 0 | 0 | 41.6777 | 0 | 0 | 0 | 0 | 0 | 2.5174 | 0 | 0 | 41.6777 | 0 | 0 | 0 | 0 | 0 | 0 | 0
2018-01-06 03:00 | 1 | 2 | 7 | 0 | 0 | 0 | 1.3162 | 2.6323 | 0 | 16.5561 | 6.9461 | 17.0341 | 17.0341 | 43.5809 | 0 | 0 | 43.5809 | 0 | 0 | 0 | 0 | 0 | 2.6323 | 0 | 0 | 43.5809 | 0 | 0 | 0 | 0 | 0 | 0 | 0
2018-01-06 04:00 | 1 | 3 | 7 | 0 | 0 | 0 | 1.3388 | 2.6776 | 0 | 16.5561 | 6.9461 | 17.0341 | 17.0341 | 44.3313 | 0 | 0 | 44.3313 | 0 | 0 | 0 | 0 | 0 | 2.6776 | 0 | 0 | 44.3313 | 0 | 0 | 0 | 0 | 0 | 0 | 0
2018-01-06 05:00 | 1 | 4 | 7 | 0 | 0 | 0 | 1.3602 | 2.7203 | 0 | 16.5561 | 6.9461 | 17.0341 | 17.0341 | 45.0379 | 0 | 0 | 45.0379 | 0 | 0 | 0 | 0 | 0 | 2.7203 | 0 | 0 | 45.0379 | 0 | 0 | 0 | 0 | 0 | 0 | 0
2018-01-06 06:00 | 1 | 5 | 7 | 0 | 0 | 0 | 1.5076 | 3.0153 | 0 | 16.5561 | 6.9461 | 17.0341 | 17.0341 | 49.9208 | 0 | 0 | 49.9208 | 0 | 0 | 0 | 0 | 0 | 3.0153 | 0 | 0 | 49.9208 | 0 | 0 | 0 | 0 | 0 | 0 | 0
2018-01-06 07:00 | 1 | 6 | 7 | 0 | 0 | 0 | 1.701 | 3.4021 | 0 | 16.5561 | 6.9461 | 17.0341 | 17.0341 | 56.3248 | 0 | 0 | 56.3248 | 0 | 0 | 0 | 0 | 0 | 3.4021 | 0 | 0 | 56.3248 | 0 | 0 | 0 | 0 | 0 | 0 | 0
2018-01-06 08:00 | 1 | 7 | 7 | 0 | 0 | 0.014525 | 1.8697 | 3.7395 | 0.1162 | 16.5561 | 6.9461 | 17.0341 | 17.0341 | 61.9108 | 0.1162 | 0 | 59.987 | 1.9238 | 0 | 1.9793 | 0 | 0 | 3.6233 | 0 | 0 | 59.987 | 1.9238 | 0 | 1.9793 | 0 | 0 | 0.014525 | 0.018069
2018-01-06 09:00 | 1 | 8 | 7 | 0 | 0 | 0.2967 | 1.9949 | 3.9898 | 2.3736 | 16.5561 | 6.9461 | 17.0341 | 17.0341 | 66.0547 | 2.3736 | 0 | 26.757 | 39.2977 | 0 | 40.4325 | 0 | 0 | 1.6161 | 0 | 0 | 26.757 | 39.2977 | 0 | 40.4325 | 0 | 0 | 0.2967 | 0.090325
2018-01-06 10:00 | 1 | 9 | 7 | 0 | 0 | 0.45157 | 2.0774 | 4.1548 | 3.6126 | 16.5561 | 6.9461 | 17.0341 | 17.0341 | 68.7874 | 3.6126 | 0 | 8.9776 | 59.8099 | 0 | 61.537 | 0 | 0 | 0.54225 | 0 | 0 | 8.9776 | 59.8099 | 0 | 61.537 | 0 | 0 | 0.45157 | 0.065959
2018-01-06 11:00 | 1 | 10 | 7 | 0 | 0 | 0.54143 | 1.9779 | 3.9559 | 4.3315 | 16.5561 | 6.9461 | 17.0341 | 17.0341 | 65.4936 | 3.9559 | 0.3756 | 0 | 65.4936 | 2.609 | 73.7829 | 0.3756 | 0.3756 | 0 | 0 | 0 | 0 | 65.4936 | 0 | 73.7829 | 0.3756 | 0 | 0.54143 | 0.084355
2018-01-06 12:00 | 1 | 11 | 7 | 0 | 1 | 0.42458 | 1.9552 | 3.9104 | 3.3966 | 25.1898 | 15.5798 | 17.0341 | 17.0341 | 98.5016 | 3.3966 | 0 | 12.9411 | 85.5605 | 0 | 57.8589 | 0 | 0.3756 | 0.51374 | 0.34556 | 0 | 4.2366 | 94.265 | 0 | 57.8589 | 0 | 0 | 0.42458 | 0.071225
2018-01-06 13:00 | 1 | 12 | 7 | 0 | 1 | 0.41362 | 1.9611 | 3.9222 | 3.3089 | 25.1898 | 15.5798 | 17.0341 | 17.0341 | 98.7995 | 3.3089 | 0 | 15.448 | 83.3515 | 0 | 56.365 | 0 | 0 | 0.61327 | 0 | 0 | 15.448 | 83.3515 | 0 | 56.365 | 0 | 0 | 0.41362 | 0.076937
2018-01-06 14:00 | 1 | 13 | 7 | 0 | 1 | 0.40264 | 2.0506 | 4.1012 | 3.2211 | 25.1898 | 15.5798 | 17.0341 | 17.0341 | 103.3076 | 3.2211 | 0 | 22.168 | 81.1396 | 0 | 54.8693 | 0 | 0 | 0.88004 | 0 | 0 | 22.168 | 81.1396 | 0 | 54.8693 | 0 | 0 | 0.40264 | 0.068639
2018-01-06 15:00 | 1 | 14 | 7 | 0 | 1 | 0.2074 | 2.1184 | 4.2369 | 1.6592 | 25.1898 | 15.5798 | 17.0341 | 17.0341 | 106.7264 | 1.6592 | 0 | 64.932 | 41.7944 | 0 | 28.2628 | 0 | 0 | 2.5777 | 0 | 0 | 64.932 | 41.7944 | 0 | 28.2628 | 0 | 0 | 0.2074 | 0.039244
2018-01-06 16:00 | 1 | 15 | 7 | 0 | 1 | 0.084567 | 2.153 | 4.3061 | 0.67654 | 25.1898 | 15.5798 | 17.0341 | 17.0341 | 108.469 | 0.67654 | 0 | 91.4272 | 17.0418 | 0 | 11.5242 | 0 | 0 | 3.6295 | 0 | 0 | 91.4272 | 17.0418 | 0 | 11.5242 | 0 | 0 | 0.084567 | 0.039649
2018-01-06 17:00 | 1 | 16 | 7 | 0 | 1 | 0 | 2.1678 | 4.3355 | 0 | 25.1898 | 15.5798 | 17.0341 | 17.0341 | 109.2114 | 0 | 0 | 109.2114 | 0 | 0 | 0 | 0 | 0 | 4.3355 | 0 | 0 | 109.2114 | 0 | 0 | 0 | 0 | 0 | 0 | 0
2018-01-06 18:00 | 1 | 17 | 7 | 0 | 1 | 0 | 2.2776 | 4.5553 | 0 | 25.1898 | 15.5798 | 17.0341 | 17.0341 | 114.7461 | 0 | 0 | 114.7461 | 0 | 0 | 0 | 0 | 0 | 4.5553 | 0 | 0 | 114.7461 | 0 | 0 | 0 | 0 | 0 | 0 | 0
2018-01-06 19:00 | 1 | 18 | 7 | 0 | 1 | 0 | 2.3417 | 4.6834 | 0 | 25.1898 | 15.5798 | 17.0341 | 17.0341 | 117.9725 | 0 | 0 | 117.9725 | 0 | 0 | 0 | 0 | 0 | 4.6834 | 0 | 0 | 117.9725 | 0 | 0 | 0 | 0 | 0 | 0 | 0
2018-01-06 20:00 | 1 | 19 | 7 | 0 | 0 | 0 | 2.2427 | 4.4853 | 0 | 16.5561 | 6.9461 | 17.0341 | 17.0341 | 74.2594 | 0 | 0 | 74.2594 | 0 | 0 | 0 | 0 | 0 | 4.4853 | 0 | 0 | 74.2594 | 0 | 0 | 0 | 0 | 0 | 0 | 0
2018-01-06 21:00 | 1 | 20 | 7 | 0 | 0 | 0 | 2.0702 | 4.1403 | 0 | 16.5561 | 6.9461 | 17.0341 | 17.0341 | 68.5472 | 0 | 0 | 68.5472 | 0 | 0 | 0 | 0 | 0 | 4.1403 | 0 | 0 | 68.5472 | 0 | 0 | 0 | 0 | 0 | 0 | 0
2018-01-06 22:00 | 1 | 21 | 7 | 0 | 0 | 0 | 1.8328 | 3.6656 | 0 | 16.5561 | 6.9461 | 17.0341 | 17.0341 | 60.688 | 0 | 0 | 60.688 | 0 | 0 | 0 | 0 | 0 | 3.6656 | 0 | 0 | 60.688 | 0 | 0 | 0 | 0 | 0 | 0 | 0
2018-01-06 23:00 | 1 | 22 | 7 | 0 | 0 | 0 | 1.6514 | 3.3029 | 0 | 16.5561 | 6.9461 | 17.0341 | 17.0341 | 54.6826 | 0 | 0 | 54.6826 | 0 | 0 | 0 | 0 | 0 | 3.3029 | 0 | 0 | 54.6826 | 0 | 0 | 0 | 0 | 0 | 0 | 0
2018-01-07 | 1 | 23 | 7 | 0 | 0 | 0 | 1.5567 | 3.1134 | 0 | 16.5561 | 6.9461 | 17.0341 | 17.0341 | 51.5455 | 0 | 0 | 51.5455 | 0 | 0 | 0 | 0 | 0 | 3.1134 | 0 | 0 | 51.5455 | 0 | 0 | 0 | 0 | 0 | 0 | 0
2018-01-07 01:00 | 1 | 0 | 1 | 0 | 0 | 0 | 1.5088 | 3.0175 | 0 | 16.5561 | 6.9461 | 17.0341 | 17.0341 | 49.958 | 0 | 0 | 49.958 | 0 | 0 | 0 | 0 | 0 | 3.0175 | 0 | 0 | 49.958 | 0 | 0 | 0 | 0 | 0 | 0 | 0
2018-01-07 02:00 | 1 | 1 | 1 | 0 | 0 | 0 | 1.4815 | 2.9631 | 0 | 16.5561 | 6.9461 | 17.0341 | 17.0341 | 49.0571 | 0 | 0 | 49.0571 | 0 | 0 | 0 | 0 | 0 | 2.9631 | 0 | 0 | 49.0571 | 0 | 0 | 0 | 0 | 0 | 0 | 0
2018-01-07 03:00 | 1 | 2 | 1 | 0 | 0 | 0 | 1.5009 | 3.0018 | 0 | 16.5561 | 6.9461 | 17.0341 | 17.0341 | 49.6986 | 0 | 0 | 49.6986 | 0 | 0 | 0 | 0 | 0 | 3.0018 | 0 | 0 | 49.6986 | 0 | 0 | 0 | 0 | 0 | 0 | 0
2018-01-07 04:00 | 1 | 3 | 1 | 0 | 0 | 0 | 1.5325 | 3.065 | 0 | 16.5561 | 6.9461 | 17.0341 | 17.0341 | 50.7445 | 0 | 0 | 50.7445 | 0 | 0 | 0 | 0 | 0 | 3.065 | 0 | 0 | 50.7445 | 0 | 0 | 0 | 0 | 0 | 0 | 0
2018-01-07 05:00 | 1 | 4 | 1 | 0 | 0 | 0 | 1.55 | 3.0999 | 0 | 16.5561 | 6.9461 | 17.0341 | 17.0341 | 51.3222 | 0 | 0 | 51.3222 | 0 | 0 | 0 | 0 | 0 | 3.0999 | 0 | 0 | 51.3222 | 0 | 0 | 0 | 0 | 0 | 0 | 0
2018-01-07 06:00 | 1 | 5 | 1 | 0 | 0 | 0 | 1.6193 | 3.2386 | 0 | 16.5561 | 6.9461 | 17.0341 | 17.0341 | 53.6189 | 0 | 0 | 53.6189 | 0 | 0 | 0 | 0 | 0 | 3.2386 | 0 | 0 | 53.6189 | 0 | 0 | 0 | 0 | 0 | 0 | 0
2018-01-07 07:00 | 1 | 6 | 1 | 0 | 0 | 0 | 1.7521 | 3.5042 | 0 | 16.5561 | 6.9461 | 17.0341 | 17.0341 | 58.0155 | 0 | 0 | 58.0155 | 0 | 0 | 0 | 0 | 0 | 3.5042 | 0 | 0 | 58.0155 | 0 | 0 | 0 | 0 | 0 | 0 | 0
2018-01-07 08:00 | 1 | 7 | 1 | 0 | 0 | 0.0053082 | 1.921 | 3.8421 | 0.042466 | 16.5561 | 6.9461 | 17.0341 | 17.0341 | 63.6099 | 0.042466 | 0 | 62.9068 | 0.70306 | 0 | 0.72337 | 0 | 0 | 3.7996 | 0 | 0 | 62.9068 | 0.70306 | 0 | 0.72337 | 0 | 0 | 0.0053082 | 0.033981
2018-01-07 09:00 | 1 | 8 | 1 | 0 | 0 | 0.089178 | 1.9516 | 3.9031 | 0.71342 | 16.5561 | 6.9461 | 17.0341 | 17.0341 | 64.6207 | 0.71342 | 0 | 52.8093 | 11.8115 | 0 | 12.1526 | 0 | 0 | 3.1897 | 0 | 0 | 52.8093 | 11.8115 | 0 | 12.1526 | 0 | 0 | 0.089178 | 0.13419
2018-01-07 10:00 | 1 | 9 | 1 | 0 | 0 | 0.08255 | 1.9601 | 3.9203 | 0.6604 | 16.5561 | 6.9461 | 17.0341 | 17.0341 | 64.9046 | 0.6604 | 0 | 53.9709 | 10.9337 | 0 | 11.2494 | 0 | 0 | 3.2599 | 0 | 0 | 53.9709 | 10.9337 | 0 | 11.2494 | 0 | 0 | 0.08255 | 0.16032
2018-01-07 11:00 | 1 | 10 | 1 | 0 | 0 | 0.22677 | 1.8413 | 3.6826 | 1.8142 | 16.5561 | 6.9461 | 17.0341 | 17.0341 | 60.9699 | 1.8142 | 0 | 30.9341 | 30.0359 | 0 | 30.9032 | 0 | 0 | 1.8684 | 0 | 0 | 30.9341 | 30.0359 | 0 | 30.9032 | 0 | 0 | 0.22677 | 0.29319
2018-01-07 12:00 | 1 | 11 | 1 | 0 | 1 | 0.54382 | 1.8136 | 3.6272 | 4.3505 | 25.1898 | 15.5798 | 17.0341 | 17.0341 | 91.3688 | 3.6272 | 0.7233 | 0 | 91.3688 | 11.2688 | 74.1074 | 0.7233 | 0.7233 | 0 | 0 | 0 | 0 | 91.3688 | 0 | 74.1074 | 0.7233 | 0 | 0.54382 | 0.33335
2018-01-07 13:00 | 1 | 12 | 1 | 0 | 1 | 0.37374 | 1.7847 | 3.5695 | 2.9899 | 25.1898 | 15.5798 | 17.0341 | 17.0341 | 89.9136 | 2.9899 | 0 | 14.598 | 75.3155 | 0 | 50.9309 | 0 | 0.7233 | 0.57952 | 0.57952 | 0 | 0 | 89.9136 | 0 | 50.9309 | 0 | 0 | 0.37374 | 0.32369
2018-01-07 14:00 | 1 | 13 | 1 | 0 | 1 | 0.34891 | 1.7823 | 3.5646 | 2.7913 | 25.1898 | 15.5798 | 17.0341 | 17.0341 | 89.7912 | 2.7913 | 0 | 19.4801 | 70.311 | 0 | 47.5467 | 0 | 0.093383 | 0.77333 | 0.085912 | 0 | 17.316 | 72.4751 | 0 | 47.5467 | 0 | 0 | 0.34891 | 0.22289
2018-01-07 15:00 | 1 | 14 | 1 | 0 | 1 | 0.22495 | 1.7109 | 3.4218 | 1.7996 | 25.1898 | 15.5798 | 17.0341 | 17.0341 | 86.1931 | 1.7996 | 0 | 40.861 | 45.3321 | 0 | 30.6551 | 0 | 0 | 1.6221 | 0 | 0 | 40.861 | 45.3321 | 0 | 30.6551 | 0 | 0 | 0.22495 | 0.16309
2018-01-07 16:00 | 1 | 15 | 1 | 0 | 1 | 0.05077 | 1.7667 | 3.5334 | 0.40616 | 25.1898 | 15.5798 | 17.0341 | 17.0341 | 89.0049 | 0.40616 | 0 | 78.7739 | 10.231 | 0 | 6.9185 | 0 | 0 | 3.1272 | 0 | 0 | 78.7739 | 10.231 | 0 | 6.9185 | 0 | 0 | 0.05077 | 0.063675
2018-01-07 17:00 | 1 | 16 | 1 | 0 | 1 | 0 | 1.9092 | 3.8185 | 0 | 25.1898 | 15.5798 | 17.0341 | 17.0341 | 96.186 | 0 | 0 | 96.186 | 0 | 0 | 0 | 0 | 0 | 3.8185 | 0 | 0 | 96.186 | 0 | 0 | 0 | 0 | 0 | 0 | 0
2018-01-07 18:00 | 1 | 17 | 1 | 0 | 1 | 0 | 1.9788 | 3.9577 | 0 | 25.1898 | 15.5798 | 17.0341 | 17.0341 | 99.6935 | 0 | 0 | 99.6935 | 0 | 0 | 0 | 0 | 0 | 3.9577 | 0 | 0 | 99.6935 | 0 | 0 | 0 | 0 | 0 | 0 | 0
2018-01-07 19:00 | 1 | 18 | 1 | 0 | 1 | 0 | 2.0027 | 4.0053 | 0 | 25.1898 | 15.5798 | 17.0341 | 17.0341 | 100.8936 | 0 | 0 | 100.8936 | 0 | 0 | 0 | 0 | 0 | 4.0053 | 0 | 0 | 100.8936 | 0 | 0 | 0 | 0 | 0 | 0 | 0
2018-01-07 20:00 | 1 | 19 | 1 | 0 | 0 | 0 | 1.993 | 3.9861 | 0 | 16.5561 | 6.9461 | 17.0341 | 17.0341 | 65.9939 | 0 | 0 | 65.9939 | 0 | 0 | 0 | 0 | 0 | 3.9861 | 0 | 0 | 65.9939 | 0 | 0 | 0 | 0 | 0 | 0 | 0
2018-01-07 21:00 | 1 | 20 | 1 | 0 | 0 | 0 | 1.8753 | 3.7507 | 0 | 16.5561 | 6.9461 | 17.0341 | 17.0341 | 62.0964 | 0 | 0 | 62.0964 | 0 | 0 | 0 | 0 | 0 | 3.7507 | 0 | 0 | 62.0964 | 0 | 0 | 0 | 0 | 0 | 0 | 0
2018-01-07 22:00 | 1 | 21 | 1 | 0 | 0 | 0 | 1.6619 | 3.3239 | 0 | 16.5561 | 6.9461 | 17.0341 | 17.0341 | 55.0299 | 0 | 0 | 55.0299 | 0 | 0 | 0 | 0 | 0 | 3.3239 | 0 | 0 | 55.0299 | 0 | 0 | 0 | 0 | 0 | 0 | 0
2018-01-07 23:00 | 1 | 22 | 1 | 0 | 0 | 0 | 1.4605 | 2.921 | 0 | 16.5561 | 6.9461 | 17.0341 | 17.0341 | 48.3609 | 0 | 0 | 48.3609 | 0 | 0 | 0 | 0 | 0 | 2.921 | 0 | 0 | 48.3609 | 0 | 0 | 0 | 0 | 0 | 0 | 0
2018-01-08 | 1 | 23 | 1 | 0 | 0 | 0 | 1.3872 | 2.7745 | 0 | 16.5561 | 6.9461 | 17.0341 | 17.0341 | 45.9345 | 0 | 0 | 45.9345 | 0 | 0 | 0 | 0 | 0 | 2.7745 | 0 | 0 | 45.9345 | 0 | 0 | 0 | 0 | 0 | 0 | 0
2018-01-08 01:00 | 1 | 0 | 2 | 0 | 0 | 0 | 1.3522 | 2.7044 | 0 | 16.5561 | 6.9461 | 17.0341 | 17.0341 | 44.7735 | 0 | 0 | 44.7735 | 0 | 0 | 0 | 0 | 0 | 2.7044 | 0 | 0 | 44.7735 | 0 | 0 | 0 | 0 | 0 | 0 | 0
2018-01-08 02:00 | 1 | 1 | 2 | 0 | 0 | 0 | 1.3816 | 2.7631 | 0 | 16.5561 | 6.9461 | 17.0341 | 17.0341 | 45.7468 | 0 | 0 | 45.7468 | 0 | 0 | 0 | 0 | 0 | 2.7631 | 0 | 0 | 45.7468 | 0 | 0 | 0 | 0 | 0 | 0 | 0
2018-01-08 03:00 | 1 | 2 | 2 | 0 | 0 | 0 | 1.4085 | 2.8171 | 0 | 16.5561 | 6.9461 | 17.0341 | 17.0341 | 46.6396 | 0 | 0 | 46.6396 | 0 | 0 | 0 | 0 | 0 | 2.8171 | 0 | 0 | 46.6396 | 0 | 0 | 0 | 0 | 0 | 0 | 0
2018-01-08 04:00 | 1 | 3 | 2 | 0 | 0 | 0 | 1.4801 | 2.9602 | 0 | 16.5561 | 6.9461 | 17.0341 | 17.0341 | 49.0085 | 0 | 0 | 49.0085 | 0 | 0 | 0 | 0 | 0 | 2.9602 | 0 | 0 | 49.0085 | 0 | 0 | 0 | 0 | 0 | 0 | 0
2018-01-08 05:00 | 1 | 4 | 2 | 0 | 0 | 0 | 1.5597 | 3.1194 | 0 | 16.5561 | 6.9461 | 17.0341 | 17.0341 | 51.6446 | 0 | 0 | 51.6446 | 0 | 0 | 0 | 0 | 0 | 3.1194 | 0 | 0 | 51.6446 | 0 | 0 | 0 | 0 | 0 | 0 | 0
2018-01-08 06:00 | 1 | 5 | 2 | 0 | 0 | 0 | 1.7163 | 3.4325 | 0 | 16.5561 | 6.9461 | 17.0341 | 17.0341 | 56.8291 | 0 | 0 | 56.8291 | 0 | 0 | 0 | 0 | 0 | 3.4325 | 0 | 0 | 56.8291 | 0 | 0 | 0 | 0 | 0 | 0 | 0
2018-01-08 07:00 | 1 | 6 | 2 | 0 | 0 | 0 | 1.7679 | 3.5358 | 0 | 16.5561 | 6.9461 | 17.0341 | 17.0341 | 58.5384 | 0 | 0 | 58.5384 | 0 | 0 | 0 | 0 | 0 | 3.5358 | 0 | 0 | 58.5384 | 0 | 0 | 0 | 0 | 0 | 0 | 0
2018-01-08 08:00 | 1 | 7 | 2 | 0 | 0 | 0.0021017 | 1.6932 | 3.3864 | 0.016814 | 16.5561 | 6.9461 | 17.0341 | 17.0341 | 56.0653 | 0.016814 | 0 | 55.7869 | 0.27837 | 0 | 0.2864 | 0 | 0 | 3.3696 | 0 | 0 | 55.7869 | 0.27837 | 0 | 0.2864 | 0 | 0 | 0.0021017 | 0.005419
2018-01-08 09:00 | 1 | 8 | 2 | 0 | 0 | 0.023708 | 1.6475 | 3.295 | 0.18966 | 16.5561 | 6.9461 | 17.0341 | 17.0341 | 54.5526 | 0.18966 | 0 | 51.4126 | 3.1401 | 0 | 3.2308 | 0 | 0 | 3.1054 | 0 | 0 | 51.4126 | 3.1401 | 0 | 3.2308 | 0 | 0 | 0.023708 | 0.1651
2018-01-08 10:00 | 1 | 9 | 2 | 0 | 0 | 0.064892 | 1.5408 | 3.0816 | 0.51914 | 16.5561 | 6.9461 | 17.0341 | 17.0341 | 51.0188 | 0.51914 | 0 | 42.4239 | 8.5949 | 0 | 8.8431 | 0 | 0 | 2.5624 | 0 | 0 | 42.4239 | 8.5949 | 0 | 8.8431 | 0 | 0 | 0.064892 | 0.21079
2018-01-08 11:00 | 1 | 10 | 2 | 0 | 0 | 0.053671 | 1.5002 | 3.0003 | 0.42937 | 16.5561 | 6.9461 | 17.0341 | 17.0341 | 49.6733 | 0.42937 | 0 | 42.5646 | 7.1087 | 0 | 7.314 | 0 | 0 | 2.5709 | 0 | 0 | 42.5646 | 7.1087 | 0 | 7.314 | 0 | 0 | 0.053671 | 0.35648
2018-01-08 12:00 | 1 | 11 | 2 | 0 | 1 | 0.11617 | 1.4638 | 2.9276 | 0.92932 | 25.1898 | 15.5798 | 17.0341 | 17.0341 | 73.7458 | 0.92932 | 0 | 50.3365 | 23.4093 | 0 | 15.8302 | 0 | 0 | 1.9983 | 0 | 0 | 50.3365 | 23.4093 | 0 | 15.8302 | 0 | 0 | 0.11617 | 0.18186
2018-01-08 13:00 | 1 | 12 | 2 | 0 | 1 | 0.19126 | 1.3966 | 2.7933 | 1.5301 | 25.1898 | 15.5798 | 17.0341 | 17.0341 | 70.362 | 1.5301 | 0 | 31.8198 | 38.5421 | 0 | 26.0635 | 0 | 0 | 1.2632 | 0 | 0 | 31.8198 | 38.5421 | 0 | 26.0635 | 0 | 0 | 0.19126 | 0.24493
2018-01-08 14:00 | 1 | 13 | 2 | 0 | 1 | 0.046169 | 1.3626 | 2.7253 | 0.36935 | 25.1898 | 15.5798 | 17.0341 | 17.0341 | 68.6489 | 0.36935 | 0 | 59.3449 | 9.3039 | 0 | 6.2916 | 0 | 0 | 2.3559 | 0 | 0 | 59.3449 | 9.3039 | 0 | 6.2916 | 0 | 0 | 0.046169 | 0.14794
2018-01-08 15:00 | 1 | 14 | 2 | 0 | 1 | 0.042423 | 1.4154 | 2.8307 | 0.33938 | 25.1898 | 15.5798 | 17.0341 | 17.0341 | 71.305 | 0.33938 | 0 | 62.7559 | 8.549 | 0 | 5.7811 | 0 | 0 | 2.4913 | 0 | 0 | 62.7559 | 8.549 | 0 | 5.7811 | 0 | 0 | 0.042423 | 0.21395
2018-01-08 16:00 | 1 | 15 | 2 | 0 | 1 | 0.0052448 | 1.4816 | 2.9631 | 0.041959 | 25.1898 | 15.5798 | 17.0341 | 17.0341 | 74.6404 | 0.041959 | 0 | 73.5835 | 1.0569 | 0 | 0.71473 | 0 | 0 | 2.9212 | 0 | 0 | 73.5835 | 1.0569 | 0 | 0.71473 | 0 | 0 | 0.0052448 | 0.10426
2018-01-08 17:00 | 1 | 16 | 2 | 0 | 1 | 0 | 1.5572 | 3.1143 | 0 | 25.1898 | 15.5798 | 17.0341 | 17.0341 | 78.4488 | 0 | 0 | 78.4488 | 0 | 0 | 0 | 0 | 0 | 3.1143 | 0 | 0 | 78.4488 | 0 | 0 | 0 | 0 | 0 | 0 | 0
2018-01-08 18:00 | 1 | 17 | 2 | 0 | 1 | 0 | 1.7687 | 3.5375 | 0 | 25.1898 | 15.5798 | 17.0341 | 17.0341 | 89.1082 | 0 | 0 | 89.1082 | 0 | 0 | 0 | 0 | 0 | 3.5375 | 0 | 0 | 89.1082 | 0 | 0 | 0 | 0 | 0 | 0 | 0
2018-01-08 19:00 | 1 | 18 | 2 | 0 | 1 | 0 | 1.8042 | 3.6084 | 0 | 25.1898 | 15.5798 | 17.0341 | 17.0341 | 90.8951 | 0 | 0 | 90.8951 | 0 | 0 | 0 | 0 | 0 | 3.6084 | 0 | 0 | 90.8951 | 0 | 0 | 0 | 0 | 0 | 0 | 0
2018-01-08 20:00 | 1 | 19 | 2 | 0 | 0 | 0 | 1.798 | 3.5961 | 0 | 16.5561 | 6.9461 | 17.0341 | 17.0341 | 59.5364 | 0 | 0 | 59.5364 | 0 | 0 | 0 | 0 | 0 | 3.5961 | 0 | 0 | 59.5364 | 0 | 0 | 0 | 0 | 0 | 0 | 0
2018-01-08 21:00 | 1 | 20 | 2 | 0 | 0 | 0 | 1.6288 | 3.2576 | 0 | 16.5561 | 6.9461 | 17.0341 | 17.0341 | 53.9324 | 0 | 0 | 53.9324 | 0 | 0 | 0 | 0 | 0 | 3.2576 | 0 | 0 | 53.9324 | 0 | 0 | 0 | 0 | 0 | 0 | 0
2018-01-08 22:00 | 1 | 21 | 2 | 0 | 0 | 0 | 1.4723 | 2.9447 | 0 | 16.5561 | 6.9461 | 17.0341 | 17.0341 | 48.7523 | 0 | 0 | 48.7523 | 0 | 0 | 0 | 0 | 0 | 2.9447 | 0 | 0 | 48.7523 | 0 | 0 | 0 | 0 | 0 | 0 | 0
2018-01-08 23:00 | 1 | 22 | 2 | 0 | 0 | 0 | 1.249 | 2.498 | 0 | 16.5561 | 6.9461 | 17.0341 | 17.0341 | 41.3563 | 0 | 0 | 41.3563 | 0 | 0 | 0 | 0 | 0 | 2.498 | 0 | 0 | 41.3563 | 0 | 0 | 0 | 0 | 0 | 0 | 0
2018-01-09 | 1 | 23 | 2 | 0 | 0 | 0 | 1.1694 | 2.3387 | 0 | 16.5561 | 6.9461 | 17.0341 | 17.0341 | 38.7202 | 0 | 0 | 38.7202 | 0 | 0 | 0 | 0 | 0 | 2.3387 | 0 | 0 | 38.7202 | 0 | 0 | 0 | 0 | 0 | 0 | 0
2018-01-09 01:00 | 1 | 0 | 3 | 0 | 0 | 0 | 1.1506 | 2.3011 | 0 | 16.5561 | 6.9461 | 17.0341 | 17.0341 | 38.0976 | 0 | 0 | 38.0976 | 0 | 0 | 0 | 0 | 0 | 2.3011 | 0 | 0 | 38.0976 | 0 | 0 | 0 | 0 | 0 | 0 | 0
2018-01-09 02:00 | 1 | 1 | 3 | 0 | 0 | 0 | 1.1553 | 2.3106 | 0 | 16.5561 | 6.9461 | 17.0341 | 17.0341 | 38.2549 | 0 | 0 | 38.2549 | 0 | 0 | 0 | 0 | 0 | 2.3106 | 0 | 0 | 38.2549 | 0 | 0 | 0 | 0 | 0 | 0 | 0
2018-01-09 03:00 | 1 | 2 | 3 | 0 | 0 | 0 | 1.1601 | 2.3201 | 0 | 16.5561 | 6.9461 | 17.0341 | 17.0341 | 38.4119 | 0 | 0 | 38.4119 | 0 | 0 | 0 | 0 | 0 | 2.3201 | 0 | 0 | 38.4119 | 0 | 0 | 0 | 0 | 0 | 0 | 0
2018-01-09 04:00 | 1 | 3 | 3 | 0 | 0 | 0 | 1.2318 | 2.4635 | 0 | 16.5561 | 6.9461 | 17.0341 | 17.0341 | 40.7865 | 0 | 0 | 40.7865 | 0 | 0 | 0 | 0 | 0 | 2.4635 | 0 | 0 | 40.7865 | 0 | 0 | 0 | 0 | 0 | 0 | 0
2018-01-09 05:00 | 1 | 4 | 3 | 0 | 0 | 0 | 1.3323 | 2.6647 | 0 | 16.5561 | 6.9461 | 17.0341 | 17.0341 | 44.1164 | 0 | 0 | 44.1164 | 0 | 0 | 0 | 0 | 0 | 2.6647 | 0 | 0 | 44.1164 | 0 | 0 | 0 | 0 | 0 | 0 | 0
2018-01-09 06:00 | 1 | 5 | 3 | 0 | 0 | 0 | 1.5269 | 3.0538 | 0 | 16.5561 | 6.9461 | 17.0341 | 17.0341 | 50.5597 | 0 | 0 | 50.5597 | 0 | 0 | 0 | 0 | 0 | 3.0538 | 0 | 0 | 50.5597 | 0 | 0 | 0 | 0 | 0 | 0 | 0
2018-01-09 07:00 | 1 | 6 | 3 | 0 | 0 | 0 | 1.644 | 3.2879 | 0 | 16.5561 | 6.9461 | 17.0341 | 17.0341 | 54.4349 | 0 | 0 | 54.4349 | 0 | 0 | 0 | 0 | 0 | 3.2879 | 0 | 0 | 54.4349 | 0 | 0 | 0 | 0 | 0 | 0 | 0
2018-01-09 08:00 | 1 | 7 | 3 | 0 | 0 | 0.0006194 | 1.7093 | 3.4186 | 0.0049552 | 16.5561 | 6.9461 | 17.0341 | 17.0341 | 56.5987 | 0.0049552 | 0 | 56.5166 | 0.082039 | 0 | 0.084408 | 0 | 0 | 3.4137 | 0 | 0 | 56.5166 | 0.082039 | 0 | 0.084408 | 0 | 0 | 0.0006194 | 0.048257
2018-01-09 09:00 | 1 | 8 | 3 | 0 | 0 | 0.01694 | 1.7503 | 3.5006 | 0.13552 | 16.5561 | 6.9461 | 17.0341 | 17.0341 | 57.9557 | 0.13552 | 0 | 55.7121 | 2.2436 | 0 | 2.3084 | 0 | 0 | 3.3651 | 0 | 0 | 55.7121 | 2.2436 | 0 | 2.3084 | 0 | 0 | 0.01694 | 0.2212
2018-01-09 10:00 | 1 | 9 | 3 | 0 | 0 | 0.15948 | 1.8119 | 3.6239 | 1.2758 | 16.5561 | 6.9461 | 17.0341 | 17.0341 | 59.9972 | 1.2758 | 0 | 38.8743 | 21.1229 | 0 | 21.7328 | 0 | 0 | 2.348 | 0 | 0 | 38.8743 | 21.1229 | 0 | 21.7328 | 0 | 0 | 0.15948 | 0.36137
2018-01-09 11:00 | 1 | 10 | 3 | 0 | 0 | 0.27942 | 1.7511 | 3.5022 | 2.2353 | 16.5561 | 6.9461 | 17.0341 | 17.0341 | 57.983 | 2.2353 | 0 | 20.9747 | 37.0083 | 0 | 38.077 | 0 | 0 | 1.2669 | 0 | 0 | 20.9747 | 37.0083 | 0 | 38.077 | 0 | 0 | 0.27942 | 0.45406
2018-01-09 12:00 | 1 | 11 | 3 | 0 | 1 | 0.20728 | 1.7327 | 3.4655 | 1.6582 | 25.1898 | 15.5798 | 17.0341 | 17.0341 | 87.2946 | 1.6582 | 0 | 45.5239 | 41.7707 | 0 | 28.2467 | 0 | 0 | 1.8072 | 0 | 0 | 45.5239 | 41.7707 | 0 | 28.2467 | 0 | 0 | 0.20728 | 0.49023
2018-01-09 13:00 | 1 | 12 | 3 | 0 | 1 | 0.24199 | 1.6228 | 3.2455 | 1.9359 | 25.1898 | 15.5798 | 17.0341 | 17.0341 | 81.7535 | 1.9359 | 0 | 32.9884 | 48.7651 | 0 | 32.9766 | 0 | 0 | 1.3096 | 0 | 0 | 32.9884 | 48.7651 | 0 | 32.9766 | 0 | 0 | 0.24199 | 0.46528
2018-01-09 14:00 | 1 | 13 | 3 | 0 | 1 | 0.10054 | 1.6552 | 3.3105 | 0.80434 | 25.1898 | 15.5798 | 17.0341 | 17.0341 | 83.3896 | 0.80434 | 0 | 63.1283 | 20.2612 | 0 | 13.7013 | 0 | 0 | 2.5061 | 0 | 0 | 63.1283 | 20.2612 | 0 | 13.7013 | 0 | 0 | 0.10054 | 0.40061
2018-01-09 15:00 | 1 | 14 | 3 | 0 | 1 | 0.050183 | 1.7051 | 3.4103 | 0.40147 | 25.1898 | 15.5798 | 17.0341 | 17.0341 | 85.9038 | 0.40147 | 0 | 75.7909 | 10.1129 | 0 | 6.8387 | 0 | 0 | 3.0088 | 0 | 0 | 75.7909 | 10.1129 | 0 | 6.8387 | 0 | 0 | 0.050183 | 0.29753
2018-01-09 16:00 | 1 | 15 | 3 | 0 | 1 | 0.0099711 | 1.7935 | 3.5869 | 0.079769 | 25.1898 | 15.5798 | 17.0341 | 17.0341 | 90.3532 | 0.079769 | 0 | 88.3439 | 2.0094 | 0 | 1.3588 | 0 | 0 | 3.5071 | 0 | 0 | 88.3439 | 2.0094 | 0 | 1.3588 | 0 | 0 | 0.0099711 | 0.13397
2018-01-09 17:00 | 1 | 16 | 3 | 0 | 1 | 0 | 1.9705 | 3.9409 | 0 | 25.1898 | 15.5798 | 17.0341 | 17.0341 | 99.2715 | 0 | 0 | 99.2715 | 0 | 0 | 0 | 0 | 0 | 3.9409 | 0 | 0 | 99.2715 | 0 | 0 | 0 | 0 | 0 | 0 | 0
2018-01-09 18:00 | 1 | 17 | 3 | 0 | 1 | 0 | 2.0585 | 4.117 | 0 | 25.1898 | 15.5798 | 17.0341 | 17.0341 | 103.7069 | 0 | 0 | 103.7069 | 0 | 0 | 0 | 0 | 0 | 4.117 | 0 | 0 | 103.7069 | 0 | 0 | 0 | 0 | 0 | 0 | 0
2018-01-09 19:00 | 1 | 18 | 3 | 0 | 1 | 0 | 2.1891 | 4.3783 | 0 | 25.1898 | 15.5798 | 17.0341 | 17.0341 | 110.2878 | 0 | 0 | 110.2878 | 0 | 0 | 0 | 0 | 0 | 4.3783 | 0 | 0 | 110.2878 | 0 | 0 | 0 | 0 | 0 | 0 | 0
2018-01-09 20:00 | 1 | 19 | 3 | 0 | 0 | 0 | 2.2622 | 4.5243 | 0 | 16.5561 | 6.9461 | 17.0341 | 17.0341 | 74.9053 | 0 | 0 | 74.9053 | 0 | 0 | 0 | 0 | 0 | 4.5243 | 0 | 0 | 74.9053 | 0 | 0 | 0 | 0 | 0 | 0 | 0
2018-01-09 21:00 | 1 | 20 | 3 | 0 | 0 | 0 | 2.1815 | 4.3631 | 0 | 16.5561 | 6.9461 | 17.0341 | 17.0341 | 72.2355 | 0 | 0 | 72.2355 | 0 | 0 | 0 | 0 | 0 | 4.3631 | 0 | 0 | 72.2355 | 0 | 0 | 0 | 0 | 0 | 0 | 0
2018-01-09 22:00 | 1 | 21 | 3 | 0 | 0 | 0 | 2.0138 | 4.0276 | 0 | 16.5561 | 6.9461 | 17.0341 | 17.0341 | 66.6808 | 0 | 0 | 66.6808 | 0 | 0 | 0 | 0 | 0 | 4.0276 | 0 | 0 | 66.6808 | 0 | 0 | 0 | 0 | 0 | 0 | 0
2018-01-09 23:00 | 1 | 22 | 3 | 0 | 0 | 0 | 1.702 | 3.4039 | 0 | 16.5561 | 6.9461 | 17.0341 | 17.0341 | 56.3554 | 0 | 0 | 56.3554 | 0 | 0 | 0 | 0 | 0 | 3.4039 | 0 | 0 | 56.3554 | 0 | 0 | 0 | 0 | 0 | 0 | 0
2018-01-10 | 1 | 23 | 3 | 0 | 0 | 0 | 1.6168 | 3.2335 | 0 | 16.5561 | 6.9461 | 17.0341 | 17.0341 | 53.5343 | 0 | 0 | 53.5343 | 0 | 0 | 0 | 0 | 0 | 3.2335 | 0 | 0 | 53.5343 | 0 | 0 | 0 | 0 | 0 | 0 | 0
2018-01-10 01:00 | 1 | 0 | 4 | 0 | 0 | 0 | 1.5478 | 3.0955 | 0 | 16.5561 | 6.9461 | 17.0341 | 17.0341 | 51.25 | 0 | 0 | 51.25 | 0 | 0 | 0 | 0 | 0 | 3.0955 | 0 | 0 | 51.25 | 0 | 0 | 0 | 0 | 0 | 0 | 0
2018-01-10 02:00 | 1 | 1 | 4 | 0 | 0 | 0 | 1.5297 | 3.0594 | 0 | 16.5561 | 6.9461 | 17.0341 | 17.0341 | 50.6521 | 0 | 0 | 50.6521 | 0 | 0 | 0 | 0 | 0 | 3.0594 | 0 | 0 | 50.6521 | 0 | 0 | 0 | 0 | 0 | 0 | 0
2018-01-10 03:00 | 1 | 2 | 4 | 0 | 0 | 0 | 1.5106 | 3.0212 | 0 | 16.5561 | 6.9461 | 17.0341 | 17.0341 | 50.0191 | 0 | 0 | 50.0191 | 0 | 0 | 0 | 0 | 0 | 3.0212 | 0 | 0 | 50.0191 | 0 | 0 | 0 | 0 | 0 | 0 | 0
2018-01-10 04:00 | 1 | 3 | 4 | 0 | 0 | 0 | 1.5571 | 3.1142 | 0 | 16.5561 | 6.9461 | 17.0341 | 17.0341 | 51.5596 | 0 | 0 | 51.5596 | 0 | 0 | 0 | 0 | 0 | 3.1142 | 0 | 0 | 51.5596 | 0 | 0 | 0 | 0 | 0 | 0 | 0
2018-01-10 05:00 | 1 | 4 | 4 | 0 | 0 | 0 | 1.6649 | 3.3299 | 0 | 16.5561 | 6.9461 | 17.0341 | 17.0341 | 55.1299 | 0 | 0 | 55.1299 | 0 | 0 | 0 | 0 | 0 | 3.3299 | 0 | 0 | 55.1299 | 0 | 0 | 0 | 0 | 0 | 0 | 0
2018-01-10 06:00 | 1 | 5 | 4 | 0 | 0 | 0 | 1.8367 | 3.6734 | 0 | 16.5561 | 6.9461 | 17.0341 | 17.0341 | 60.8164 | 0 | 0 | 60.8164 | 0 | 0 | 0 | 0 | 0 | 3.6734 | 0 | 0 | 60.8164 | 0 | 0 | 0 | 0 | 0 | 0 | 0
2018-01-10 07:00 | 1 | 6 | 4 | 0 | 0 | 0 | 2.0387 | 4.0773 | 0 | 16.5561 | 6.9461 | 17.0341 | 17.0341 | 67.5048 | 0 | 0 | 67.5048 | 0 | 0 | 0 | 0 | 0 | 4.0773 | 0 | 0 | 67.5048 | 0 | 0 | 0 | 0 | 0 | 0 | 0
2018-01-10 08:00 | 1 | 7 | 4 | 0 | 0 | 0.0027624 | 2.0998 | 4.1996 | 0.022099 | 16.5561 | 6.9461 | 17.0341 | 17.0341 | 69.529 | 0.022099 | 0 | 69.1631 | 0.36588 | 0 | 0.37645 | 0 | 0 | 4.1775 | 0 | 0 | 69.1631 | 0.36588 | 0 | 0.37645 | 0 | 0 | 0.0027624 | 0.042832
2018-01-10 09:00 | 1 | 8 | 4 | 0 | 0 | 0.029177 | 2.0069 | 4.0139 | 0.23342 | 16.5561 | 6.9461 | 17.0341 | 17.0341 | 66.4541 | 0.23342 | 0 | 62.5896 | 3.8644 | 0 | 3.976 | 0 | 0 | 3.7805 | 0 | 0 | 62.5896 | 3.8644 | 0 | 3.976 | 0 | 0 | 0.029177 | 0.27785
2018-01-10 10:00 | 1 | 9 | 4 | 0 | 0 | 0.059352 | 1.9239 | 3.8478 | 0.47481 | 16.5561 | 6.9461 | 17.0341 | 17.0341 | 63.7047 | 0.47481 | 0 | 55.8437 | 7.8611 | 0 | 8.0881 | 0 | 0 | 3.373 | 0 | 0 | 55.8437 | 7.8611 | 0 | 8.0881 | 0 | 0 | 0.059352 | 0.33492
2018-01-10 11:00 | 1 | 10 | 4 | 0 | 0 | 0.14902 | 1.9164 | 3.8327 | 1.1922 | 16.5561 | 6.9461 | 17.0341 | 17.0341 | 63.4546 | 1.1922 | 0 | 43.7173 | 19.7373 | 0 | 20.3073 | 0 | 0 | 2.6406 | 0 | 0 | 43.7173 | 19.7373 | 0 | 20.3073 | 0 | 0 | 0.14902 | 0.45304
2018-01-10 12:00 | 1 | 11 | 4 | 0 | 1 | 0.14113 | 1.8387 | 3.6773 | 1.129 | 25.1898 | 15.5798 | 17.0341 | 17.0341 | 92.6308 | 1.129 | 0 | 64.1904 | 28.4404 | 0 | 19.2324 | 0 | 0 | 2.5483 | 0 | 0 | 64.1904 | 28.4404 | 0 | 19.2324 | 0 | 0 | 0.14113 | 0.60973
2018-01-10 13:00 | 1 | 12 | 4 | 0 | 1 | 0.090423 | 1.772 | 3.544 | 0.72338 | 25.1898 | 15.5798 | 17.0341 | 17.0341 | 89.272 | 0.72338 | 0 | 71.0502 | 18.2218 | 0 | 12.3222 | 0 | 0 | 2.8206 | 0 | 0 | 71.0502 | 18.2218 | 0 | 12.3222 | 0 | 0 | 0.090423 | 0.56696
2018-01-10 14:00 | 1 | 13 | 4 | 0 | 1 | 0.11344 | 1.7378 | 3.4756 | 0.90752 | 25.1898 | 15.5798 | 17.0341 | 17.0341 | 87.5494 | 0.90752 | 0 | 64.6892 | 22.8602 | 0 | 15.4588 | 0 | 0 | 2.5681 | 0 | 0 | 64.6892 | 22.8602 | 0 | 15.4588 | 0 | 0 | 0.11344 | 0.31558
2018-01-10 15:00 | 1 | 14 | 4 | 0 | 1 | 0.10328 | 1.808 | 3.6161 | 0.82624 | 25.1898 | 15.5798 | 17.0341 | 17.0341 | 91.0881 | 0.82624 | 0 | 70.2754 | 20.8128 | 0 | 14.0743 | 0 | 0 | 2.7898 | 0 | 0 | 70.2754 | 20.8128 | 0 | 14.0743 | 0 | 0 | 0.10328 | 0.10723
2018-01-10 16:00 | 1 | 15 | 4 | 0 | 1 | 0.01985 | 1.9667 | 3.9334 | 0.1588 | 25.1898 | 15.5798 | 17.0341 | 17.0341 | 99.0825 | 0.1588 | 0 | 95.0823 | 4.0002 | 0 | 2.705 | 0 | 0 | 3.7746 | 0 | 0 | 95.0823 | 4.0002 | 0 | 2.705 | 0 | 0 | 0.01985 | 0.10071
2018-01-10 17:00 | 1 | 16 | 4 | 0 | 1 | 0 | 2.1595 | 4.3189 | 0 | 25.1898 | 15.5798 | 17.0341 | 17.0341 | 108.7924 | 0 | 0 | 108.7924 | 0 | 0 | 0 | 0 | 0 | 4.3189 | 0 | 0 | 108.7924 | 0 | 0 | 0 | 0 | 0 | 0 | 0
2018-01-10 18:00 | 1 | 17 | 4 | 0 | 1 | 0 | 2.2178 | 4.4357 | 0 | 25.1898 | 15.5798 | 17.0341 | 17.0341 | 111.734 | 0 | 0 | 111.734 | 0 | 0 | 0 | 0 | 0 | 4.4357 | 0 | 0 | 111.734 | 0 | 0 | 0 | 0 | 0 | 0 | 0
2018-01-10 19:00 | 1 | 18 | 4 | 0 | 1 | 0 | 2.1681 | 4.3361 | 0 | 25.1898 | 15.5798 | 17.0341 | 17.0341 | 109.2257 | 0 | 0 | 109.2257 | 0 | 0 | 0 | 0 | 0 | 4.3361 | 0 | 0 | 109.2257 | 0 | 0 | 0 | 0 | 0 | 0 | 0
2018-01-10 20:00 | 1 | 19 | 4 | 0 | 0 | 0 | 2.0424 | 4.0848 | 0 | 16.5561 | 6.9461 | 17.0341 | 17.0341 | 67.6279 | 0 | 0 | 67.6279 | 0 | 0 | 0 | 0 | 0 | 4.0848 | 0 | 0 | 67.6279 | 0 | 0 | 0 | 0 | 0 | 0 | 0
2018-01-10 21:00 | 1 | 20 | 4 | 0 | 0 | 0 | 1.8904 | 3.7807 | 0 | 16.5561 | 6.9461 | 17.0341 | 17.0341 | 62.5941 | 0 | 0 | 62.5941 | 0 | 0 | 0 | 0 | 0 | 3.7807 | 0 | 0 | 62.5941 | 0 | 0 | 0 | 0 | 0 | 0 | 0
2018-01-10 22:00 | 1 | 21 | 4 | 0 | 0 | 0 | 1.6868 | 3.3736 | 0 | 16.5561 | 6.9461 | 17.0341 | 17.0341 | 55.8533 | 0 | 0 | 55.8533 | 0 | 0 | 0 | 0 | 0 | 3.3736 | 0 | 0 | 55.8533 | 0 | 0 | 0 | 0 | 0 | 0 | 0
2018-01-10 23:00 | 1 | 22 | 4 | 0 | 0 | 0 | 1.4488 | 2.8976 | 0 | 16.5561 | 6.9461 | 17.0341 | 17.0341 | 47.9722 | 0 | 0 | 47.9722 | 0 | 0 | 0 | 0 | 0 | 2.8976 | 0 | 0 | 47.9722 | 0 | 0 | 0 | 0 | 0 | 0 | 0
2018-01-11 | 1 | 23 | 4 | 0 | 0 | 0 | 1.3394 | 2.6787 | 0 | 16.5561 | 6.9461 | 17.0341 | 17.0341 | 44.349 | 0 | 0 | 44.349 | 0 | 0 | 0 | 0 | 0 | 2.6787 | 0 | 0 | 44.349 | 0 | 0 | 0 | 0 | 0 | 0 | 0
2018-01-11 01:00 | 1 | 0 | 5 | 0 | 0 | 0 | 1.2697 | 2.5395 | 0 | 16.5561 | 6.9461 | 17.0341 | 17.0341 | 42.0436 | 0 | 0 | 42.0436 | 0 | 0 | 0 | 0 | 0 | 2.5395 | 0 | 0 | 42.0436 | 0 | 0 | 0 | 0 | 0 | 0 | 0
2018-01-11 02:00 | 1 | 1 | 5 | 0 | 0 | 0 | 1.2644 | 2.5288 | 0 | 16.5561 | 6.9461 | 17.0341 | 17.0341 | 41.8675 | 0 | 0 | 41.8675 | 0 | 0 | 0 | 0 | 0 | 2.5288 | 0 | 0 | 41.8675 | 0 | 0 | 0 | 0 | 0 | 0 | 0
2018-01-11 03:00 | 1 | 2 | 5 | 0 | 0 | 0 | 1.2377 | 2.4754 | 0 | 16.5561 | 6.9461 | 17.0341 | 17.0341 | 40.9827 | 0 | 0 | 40.9827 | 0 | 0 | 0 | 0 | 0 | 2.4754 | 0 | 0 | 40.9827 | 0 | 0 | 0 | 0 | 0 | 0 | 0
2018-01-11 04:00 | 1 | 3 | 5 | 0 | 0 | 0 | 1.2591 | 2.5181 | 0 | 16.5561 | 6.9461 | 17.0341 | 17.0341 | 41.6901 | 0 | 0 | 41.6901 | 0 | 0 | 0 | 0 | 0 | 2.5181 | 0 | 0 | 41.6901 | 0 | 0 | 0 | 0 | 0 | 0 | 0
2018-01-11 05:00 | 1 | 4 | 5 | 0 | 0 | 0 | 1.2964 | 2.5928 | 0 | 16.5561 | 6.9461 | 17.0341 | 17.0341 | 42.9261 | 0 | 0 | 42.9261 | 0 | 0 | 0 | 0 | 0 | 2.5928 | 0 | 0 | 42.9261 | 0 | 0 | 0 | 0 | 0 | 0 | 0
2018-01-11 06:00 | 1 | 5 | 5 | 0 | 0 | 0 | 1.3949 | 2.7897 | 0 | 16.5561 | 6.9461 | 17.0341 | 17.0341 | 46.1871 | 0 | 0 | 46.1871 | 0 | 0 | 0 | 0 | 0 | 2.7897 | 0 | 0 | 46.1871 | 0 | 0 | 0 | 0 | 0 | 0 | 0
2018-01-11 07:00 | 1 | 6 | 5 | 0 | 0 | 0 | 1.5394 | 3.0788 | 0 | 16.5561 | 6.9461 | 17.0341 | 17.0341 | 50.9736 | 0 | 0 | 50.9736 | 0 | 0 | 0 | 0 | 0 | 3.0788 | 0 | 0 | 50.9736 | 0 | 0 | 0 | 0 | 0 | 0 | 0
2018-01-11 08:00 | 1 | 7 | 5 | 0 | 0 | 0.0076584 | 1.5432 | 3.0864 | 0.061267 | 16.5561 | 6.9461 | 17.0341 | 17.0341 | 51.0986 | 0.061267 | 0 | 50.0842 | 1.0143 | 0 | 1.0436 | 0 | 0 | 3.0251 | 0 | 0 | 50.0842 | 1.0143 | 0 | 1.0436 | 0 | 0 | 0.0076584 | 0.002956
2018-01-11 09:00 | 1 | 8 | 5 | 0 | 0 | 0.078367 | 1.5671 | 3.1342 | 0.62693 | 16.5561 | 6.9461 | 17.0341 | 17.0341 | 51.8893 | 0.62693 | 0 | 41.5097 | 10.3795 | 0 | 10.6793 | 0 | 0 | 2.5072 | 0 | 0 | 41.5097 | 10.3795 | 0 | 10.6793 | 0 | 0 | 0.078367 | 0.064208
2018-01-11 10:00 | 1 | 9 | 5 | 0 | 0 | 0.20791 | 1.5182 | 3.0364 | 1.6633 | 16.5561 | 6.9461 | 17.0341 | 17.0341 | 50.2715 | 1.6633 | 0 | 22.7334 | 27.538 | 0 | 28.3332 | 0 | 0 | 1.3731 | 0 | 0 | 22.7334 | 27.538 | 0 | 28.3332 | 0 | 0 | 0.20791 | 0.054825
2018-01-11 11:00 | 1 | 10 | 5 | 0 | 0 | 0.40377 | 1.5706 | 3.1412 | 3.2302 | 16.5561 | 6.9461 | 17.0341 | 17.0341 | 52.0058 | 3.1412 | 0.089004 | 0 | 52.0058 | 0.61823 | 55.0237 | 0.089004 | 0.089004 | 0 | 0 | 0 | 0 | 52.0058 | 0 | 55.0237 | 0.089004 | 0 | 0.40377 | 0.043992
2018-01-11 12:00 | 1 | 11 | 5 | 0 | 1 | 0.63747 | 1.5282 | 3.0564 | 5.0998 | 25.1898 | 15.5798 | 17.0341 | 17.0341 | 76.9889 | 3.0564 | 2.0434 | 0 | 76.9889 | 31.8361 | 86.8705 | 2.0434 | 2.1324 | 0 | 0 | 0 | 0 | 76.9889 | 0 | 86.8705 | 2.0434 | 0 | 0.63747 | 0.070284
2018-01-11 13:00 | 1 | 12 | 5 | 0 | 1 | 0.61829 | 1.5076 | 3.0153 | 4.9463 | 25.1898 | 15.5798 | 17.0341 | 17.0341 | 75.9546 | 3.0153 | 1.931 | 0 | 75.9546 | 30.0853 | 84.2567 | 1.931 | 4.0635 | 0 | 0 | 0 | 0 | 75.9546 | 0 | 84.2567 | 1.931 | 0 | 0.61829 | 0.23003
2018-01-11 14:00 | 1 | 13 | 5 | 0 | 1 | 0.32391 | 1.378 | 2.7559 | 2.5913 | 25.1898 | 15.5798 | 17.0341 | 17.0341 | 69.421 | 2.5913 | 0 | 4.1479 | 65.2731 | 0 | 44.1398 | 0 | 4.0635 | 0.16466 | 0.16466 | 0 | 0 | 69.421 | 0 | 44.1398 | 0 | 0 | 0.32391 | 0.16841
2018-01-11 15:00 | 1 | 14 | 5 | 0 | 1 | 0.11597 | 1.332 | 2.664 | 0.92779 | 25.1898 | 15.5798 | 17.0341 | 17.0341 | 67.1051 | 0.92779 | 0 | 43.7343 | 23.3709 | 0 | 15.8041 | 0 | 3.8845 | 1.7362 | 1.7362 | 0 | 0 | 67.1051 | 0 | 15.8041 | 0 | 0 | 0.11597 | 0.13129
2018-01-11 16:00 | 1 | 15 | 5 | 0 | 1 | 0.070992 | 1.4345 | 2.869 | 0.56793 | 25.1898 | 15.5798 | 17.0341 | 17.0341 | 72.2689 | 0.56793 | 0 | 57.9628 | 14.3061 | 0 | 9.6743 | 0 | 1.9973 | 2.301 | 1.8375 | 0 | 11.6755 | 60.5933 | 0 | 9.6743 | 0 | 0 | 0.070992 | 0.084126
2018-01-11 17:00 | 1 | 16 | 5 | 0 | 1 | 0 | 1.7003 | 3.4005 | 0 | 25.1898 | 15.5798 | 17.0341 | 17.0341 | 85.6588 | 0 | 0 | 85.6588 | 0 | 0 | 0 | 0 | 0 | 3.4005 | 0 | 0 | 85.6588 | 0 | 0 | 0 | 0 | 0 | 0 | 0
2018-01-11 18:00 | 1 | 17 | 5 | 0 | 1 | 0 | 1.7568 | 3.5136 | 0 | 25.1898 | 15.5798 | 17.0341 | 17.0341 | 88.5061 | 0 | 0 | 88.5061 | 0 | 0 | 0 | 0 | 0 | 3.5136 | 0 | 0 | 88.5061 | 0 | 0 | 0 | 0 | 0 | 0 | 0
2018-01-11 19:00 | 1 | 18 | 5 | 0 | 1 | 0 | 1.7371 | 3.4743 | 0 | 25.1898 | 15.5798 | 17.0341 | 17.0341 | 87.5163 | 0 | 0 | 87.5163 | 0 | 0 | 0 | 0 | 0 | 3.4743 | 0 | 0 | 87.5163 | 0 | 0 | 0 | 0 | 0 | 0 | 0
2018-01-11 20:00 | 1 | 19 | 5 | 0 | 0 | 0 | 1.6838 | 3.3675 | 0 | 16.5561 | 6.9461 | 17.0341 | 17.0341 | 55.7531 | 0 | 0 | 55.7531 | 0 | 0 | 0 | 0 | 0 | 3.3675 | 0 | 0 | 55.7531 | 0 | 0 | 0 | 0 | 0 | 0 | 0
2018-01-11 21:00 | 1 | 20 | 5 | 0 | 0 | 0 | 1.4338 | 2.8676 | 0 | 16.5561 | 6.9461 | 17.0341 | 17.0341 | 47.4765 | 0 | 0 | 47.4765 | 0 | 0 | 0 | 0 | 0 | 2.8676 | 0 | 0 | 47.4765 | 0 | 0 | 0 | 0 | 0 | 0 | 0
2018-01-11 22:00 | 1 | 21 | 5 | 0 | 0 | 0 | 1.2437 | 2.4875 | 0 | 16.5561 | 6.9461 | 17.0341 | 17.0341 | 41.1829 | 0 | 0 | 41.1829 | 0 | 0 | 0 | 0 | 0 | 2.4875 | 0 | 0 | 41.1829 | 0 | 0 | 0 | 0 | 0 | 0 | 0
2018-01-11 23:00 | 1 | 22 | 5 | 0 | 0 | 0 | 1.0268 | 2.0536 | 0 | 16.5561 | 6.9461 | 17.0341 | 17.0341 | 33.9996 | 0 | 0 | 33.9996 | 0 | 0 | 0 | 0 | 0 | 2.0536 | 0 | 0 | 33.9996 | 0 | 0 | 0 | 0 | 0 | 0 | 0
2018-01-12 | 1 | 23 | 5 | 0 | 0 | 0 | 0.85472 | 1.7094 | 0 | 16.5561 | 6.9461 | 17.0341 | 17.0341 | 28.3015 | 0 | 0 | 28.3015 | 0 | 0 | 0 | 0 | 0 | 1.7094 | 0 | 0 | 28.3015 | 0 | 0 | 0 | 0 | 0 | 0 | 0
2018-01-12 01:00 | 1 | 0 | 6 | 0 | 0 | 0 | 0.81467 | 1.6293 | 0 | 16.5561 | 6.9461 | 17.0341 | 17.0341 | 26.9753 | 0 | 0 | 26.9753 | 0 | 0 | 0 | 0 | 0 | 1.6293 | 0 | 0 | 26.9753 | 0 | 0 | 0 | 0 | 0 | 0 | 0
2018-01-12 02:00 | 1 | 1 | 6 | 0 | 0 | 0 | 0.84464 | 1.6893 | 0 | 16.5561 | 6.9461 | 17.0341 | 17.0341 | 27.9679 | 0 | 0 | 27.9679 | 0 | 0 | 0 | 0 | 0 | 1.6893 | 0 | 0 | 27.9679 | 0 | 0 | 0 | 0 | 0 | 0 | 0
2018-01-12 03:00 | 1 | 2 | 6 | 0 | 0 | 0 | 0.88404 | 1.7681 | 0 | 16.5561 | 6.9461 | 17.0341 | 17.0341 | 29.2724 | 0 | 0 | 29.2724 | 0 | 0 | 0 | 0 | 0 | 1.7681 | 0 | 0 | 29.2724 | 0 | 0 | 0 | 0 | 0 | 0 | 0
2018-01-12 04:00 | 1 | 3 | 6 | 0 | 0 | 0 | 0.91946 | 1.8389 | 0 | 16.5561 | 6.9461 | 17.0341 | 17.0341 | 30.4453 | 0 | 0 | 30.4453 | 0 | 0 | 0 | 0 | 0 | 1.8389 | 0 | 0 | 30.4453 | 0 | 0 | 0 | 0 | 0 | 0 | 0
2018-01-12 05:00 | 1 | 4 | 6 | 0 | 0 | 0 | 0.98683 | 1.9737 | 0 | 16.5561 | 6.9461 | 17.0341 | 17.0341 | 32.6762 | 0 | 0 | 32.6762 | 0 | 0 | 0 | 0 | 0 | 1.9737 | 0 | 0 | 32.6762 | 0 | 0 | 0 | 0 | 0 | 0 | 0
2018-01-12 06:00 | 1 | 5 | 6 | 0 | 0 | 0 | 1.1899 | 2.3797 | 0 | 16.5561 | 6.9461 | 17.0341 | 17.0341 | 39.399 | 0 | 0 | 39.399 | 0 | 0 | 0 | 0 | 0 | 2.3797 | 0 | 0 | 39.399 | 0 | 0 | 0 | 0 | 0 | 0 | 0
2018-01-12 07:00 | 1 | 6 | 6 | 0 | 0 | 0 | 1.307 | 2.6141 | 0 | 16.5561 | 6.9461 | 17.0341 | 17.0341 | 43.2788 | 0 | 0 | 43.2788 | 0 | 0 | 0 | 0 | 0 | 2.6141 | 0 | 0 | 43.2788 | 0 | 0 | 0 | 0 | 0 | 0 | 0
2018-01-12 08:00 | 1 | 7 | 6 | 0 | 0 | 0.0068142 | 1.4407 | 2.8813 | 0.054514 | 16.5561 | 6.9461 | 17.0341 | 17.0341 | 47.7033 | 0.054514 | 0 | 46.8007 | 0.90253 | 0 | 0.9286 | 0 | 0 | 2.8268 | 0 | 0 | 46.8007 | 0.90253 | 0 | 0.9286 | 0 | 0 | 0.0068142 | 0.01941
2018-01-12 09:00 | 1 | 8 | 6 | 0 | 0 | 0.116 | 1.5738 | 3.1476 | 0.92804 | 16.5561 | 6.9461 | 17.0341 | 17.0341 | 52.1119 | 0.92804 | 0 | 36.7473 | 15.3647 | 0 | 15.8084 | 0 | 0 | 2.2196 | 0 | 0 | 36.7473 | 15.3647 | 0 | 15.8084 | 0 | 0 | 0.116 | 0.18564
2018-01-12 10:00 | 1 | 9 | 6 | 0 | 0 | 0.040265 | 1.5125 | 3.025 | 0.32212 | 16.5561 | 6.9461 | 17.0341 | 17.0341 | 50.0825 | 0.32212 | 0 | 44.7494 | 5.3331 | 0 | 5.4871 | 0 | 0 | 2.7029 | 0 | 0 | 44.7494 | 5.3331 | 0 | 5.4871 | 0 | 0 | 0.040265 | 0.31552
2018-01-12 11:00 | 1 | 10 | 6 | 0 | 0 | 0.21248 | 1.5093 | 3.0187 | 1.6998 | 16.5561 | 6.9461 | 17.0341 | 17.0341 | 49.9771 | 1.6998 | 0 | 21.8343 | 28.1428 | 0 | 28.9555 | 0 | 0 | 1.3188 | 0 | 0 | 21.8343 | 28.1428 | 0 | 28.9555 | 0 | 0 | 0.21248 | 0.3645
2018-01-12 12:00 | 1 | 11 | 6 | 0 | 1 | 0.30255 | 1.5875 | 3.175 | 2.4204 | 25.1898 | 15.5798 | 17.0341 | 17.0341 | 79.9765 | 2.4204 | 0 | 19.0081 | 60.9685 | 0 | 41.2289 | 0 | 0 | 0.7546 | 0 | 0 | 19.0081 | 60.9685 | 0 | 41.2289 | 0 | 0 | 0.30255 | 0.2561
2018-01-12 13:00 | 1 | 12 | 6 | 0 | 1 | 0.14139 | 1.5599 | 3.1198 | 1.1311 | 25.1898 | 15.5798 | 17.0341 | 17.0341 | 78.5869 | 1.1311 | 0 | 50.0936 | 28.4932 | 0 | 19.2681 | 0 | 0 | 1.9887 | 0 | 0 | 50.0936 | 28.4932 | 0 | 19.2681 | 0 | 0 | 0.14139 | 0.30146
2018-01-12 14:00 | 1 | 13 | 6 | 0 | 1 | 0.18012 | 1.5811 | 3.1622 | 1.4409 | 25.1898 | 15.5798 | 17.0341 | 17.0341 | 79.656 | 1.4409 | 0 | 43.359 | 36.297 | 0 | 24.5452 | 0 | 0 | 1.7213 | 0 | 0 | 43.359 | 36.297 | 0 | 24.5452 | 0 | 0 | 0.18012 | 0.35917
2018-01-12 15:00 | 1 | 14 | 6 | 0 | 1 | 0.085253 | 1.6765 | 3.353 | 0.68202 | 25.1898 | 15.5798 | 17.0341 | 17.0341 | 84.4609 | 0.68202 | 0 | 67.2808 | 17.18 | 0 | 11.6177 | 0 | 0 | 2.671 | 0 | 0 | 67.2808 | 17.18 | 0 | 11.6177 | 0 | 0 | 0.085253 | 0.23596
2018-01-12 16:00 | 1 | 15 | 6 | 0 | 1 | 0.023504 | 1.7975 | 3.595 | 0.18803 | 25.1898 | 15.5798 | 17.0341 | 17.0341 | 90.5575 | 0.18803 | 0 | 85.821 | 4.7365 | 0 | 3.203 | 0 | 0 | 3.407 | 0 | 0 | 85.821 | 4.7365 | 0 | 3.203 | 0 | 0 | 0.023504 | 0.064558
2018-01-12 17:00 | 1 | 16 | 6 | 0 | 1 | 0 | 2.0127 | 4.0253 | 0 | 25.1898 | 15.5798 | 17.0341 | 17.0341 | 101.397 | 0 | 0 | 101.397 | 0 | 0 | 0 | 0 | 0 | 4.0253 | 0 | 0 | 101.397 | 0 | 0 | 0 | 0 | 0 | 0 | 0
2018-01-12 18:00 | 1 | 17 | 6 | 0 | 1 | 0 | 2.0964 | 4.1927 | 0 | 25.1898 | 15.5798 | 17.0341 | 17.0341 | 105.6134 | 0 | 0 | 105.6134 | 0 | 0 | 0 | 0 | 0 | 4.1927 | 0 | 0 | 105.6134 | 0 | 0 | 0 | 0 | 0 | 0 | 0
2018-01-12 19:00 | 1 | 18 | 6 | 0 | 1 | 0 | 2.1813 | 4.3626 | 0 | 25.1898 | 15.5798 | 17.0341 | 17.0341 | 109.8922 | 0 | 0 | 109.8922 | 0 | 0 | 0 | 0 | 0 | 4.3626 | 0 | 0 | 109.8922 | 0 | 0 | 0 | 0 | 0 | 0 | 0
2018-01-12 20:00 | 1 | 19 | 6 | 0 | 0 | 0 | 2.116 | 4.232 | 0 | 16.5561 | 6.9461 | 17.0341 | 17.0341 | 70.0653 | 0 | 0 | 70.0653 | 0 | 0 | 0 | 0 | 0 | 4.232 | 0 | 0 | 70.0653 | 0 | 0 | 0 | 0 | 0 | 0 | 0
2018-01-12 21:00 | 1 | 20 | 6 | 0 | 0 | 0 | 1.9517 | 3.9034 | 0 | 16.5561 | 6.9461 | 17.0341 | 17.0341 | 64.6241 | 0 | 0 | 64.6241 | 0 | 0 | 0 | 0 | 0 | 3.9034 | 0 | 0 | 64.6241 | 0 | 0 | 0 | 0 | 0 | 0 | 0
2018-01-12 22:00 | 1 | 21 | 6 | 0 | 0 | 0 | 1.7658 | 3.5316 | 0 | 16.5561 | 6.9461 | 17.0341 | 17.0341 | 58.4687 | 0 | 0 | 58.4687 | 0 | 0 | 0 | 0 | 0 | 3.5316 | 0 | 0 | 58.4687 | 0 | 0 | 0 | 0 | 0 | 0 | 0
2018-01-12 23:00 | 1 | 22 | 6 | 0 | 0 | 0 | 1.5173 | 3.0345 | 0 | 16.5561 | 6.9461 | 17.0341 | 17.0341 | 50.2396 | 0 | 0 | 50.2396 | 0 | 0 | 0 | 0 | 0 | 3.0345 | 0 | 0 | 50.2396 | 0 | 0 | 0 | 0 | 0 | 0 | 0
2018-01-13 | 1 | 23 | 6 | 0 | 0 | 0 | 1.3917 | 2.7833 | 0 | 16.5561 | 6.9461 | 17.0341 | 17.0341 | 46.0812 | 0 | 0 | 46.0812 | 0 | 0 | 0 | 0 | 0 | 2.7833 | 0 | 0 | 46.0812 | 0 | 0 | 0 | 0 | 0 | 0 | 0
2018-01-13 01:00 | 1 | 0 | 7 | 0 | 0 | 0 | 1.2875 | 2.575 | 0 | 16.5561 | 6.9461 | 17.0341 | 17.0341 | 42.6318 | 0 | 0 | 42.6318 | 0 | 0 | 0 | 0 | 0 | 2.575 | 0 | 0 | 42.6318 | 0 | 0 | 0 | 0 | 0 | 0 | 0
2018-01-13 02:00 | 1 | 1 | 7 | 0 | 0 | 0 | 1.2655 | 2.5309 | 0 | 16.5561 | 6.9461 | 17.0341 | 17.0341 | 41.9021 | 0 | 0 | 41.9021 | 0 | 0 | 0 | 0 | 0 | 2.5309 | 0 | 0 | 41.9021 | 0 | 0 | 0 | 0 | 0 | 0 | 0
2018-01-13 03:00 | 1 | 2 | 7 | 0 | 0 | 0 | 1.2557 | 2.5113 | 0 | 16.5561 | 6.9461 | 17.0341 | 17.0341 | 41.5773 | 0 | 0 | 41.5773 | 0 | 0 | 0 | 0 | 0 | 2.5113 | 0 | 0 | 41.5773 | 0 | 0 | 0 | 0 | 0 | 0 | 0
2018-01-13 04:00 | 1 | 3 | 7 | 0 | 0 | 0 | 1.2665 | 2.5329 | 0 | 16.5561 | 6.9461 | 17.0341 | 17.0341 | 41.9349 | 0 | 0 | 41.9349 | 0 | 0 | 0 | 0 | 0 | 2.5329 | 0 | 0 | 41.9349 | 0 | 0 | 0 | 0 | 0 | 0 | 0
2018-01-13 05:00 | 1 | 4 | 7 | 0 | 0 | 0 | 1.2814 | 2.5628 | 0 | 16.5561 | 6.9461 | 17.0341 | 17.0341 | 42.4295 | 0 | 0 | 42.4295 | 0 | 0 | 0 | 0 | 0 | 2.5628 | 0 | 0 | 42.4295 | 0 | 0 | 0 | 0 | 0 | 0 | 0
2018-01-13 06:00 | 1 | 5 | 7 | 0 | 0 | 0 | 1.4156 | 2.8312 | 0 | 16.5561 | 6.9461 | 17.0341 | 17.0341 | 46.8731 | 0 | 0 | 46.8731 | 0 | 0 | 0 | 0 | 0 | 2.8312 | 0 | 0 | 46.8731 | 0 | 0 | 0 | 0 | 0 | 0 | 0
2018-01-13 07:00 | 1 | 6 | 7 | 0 | 0 | 0 | 1.5238 | 3.0476 | 0 | 16.5561 | 6.9461 | 17.0341 | 17.0341 | 50.4563 | 0 | 0 | 50.4563 | 0 | 0 | 0 | 0 | 0 | 3.0476 | 0 | 0 | 50.4563 | 0 | 0 | 0 | 0 | 0 | 0 | 0
2018-01-13 08:00 | 1 | 7 | 7 | 0 | 0 | 0.016156 | 1.6082 | 3.2164 | 0.12925 | 16.5561 | 6.9461 | 17.0341 | 17.0341 | 53.2508 | 0.12925 | 0 | 51.111 | 2.1398 | 0 | 2.2016 | 0 | 0 | 3.0871 | 0 | 0 | 51.111 | 2.1398 | 0 | 2.2016 | 0 | 0 | 0.016156 | 0.017128
2018-01-13 09:00 | 1 | 8 | 7 | 0 | 0 | 0.1349 | 1.7637 | 3.5274 | 1.0792 | 16.5561 | 6.9461 | 17.0341 | 17.0341 | 58.3993 | 1.0792 | 0 | 40.5316 | 17.8677 | 0 | 18.3837 | 0 | 0 | 2.4481 | 0 | 0 | 40.5316 | 17.8677 | 0 | 18.3837 | 0 | 0 | 0.1349 | 0.11372
2018-01-13 10:00 | 1 | 9 | 7 | 0 | 0 | 0.14339 | 1.8013 | 3.6025 | 1.1471 | 16.5561 | 6.9461 | 17.0341 | 17.0341 | 59.6433 | 1.1471 | 0 | 40.6514 | 18.9919 | 0 | 19.5403 | 0 | 0 | 2.4554 | 0 | 0 | 40.6514 | 18.9919 | 0 | 19.5403 | 0 | 0 | 0.14339 | 0.1945
2018-01-13 11:00 | 1 | 10 | 7 | 0 | 0 | 0.29372 | 1.7209 | 3.4418 | 2.3498 | 16.5561 | 6.9461 | 17.0341 | 17.0341 | 56.9819 | 2.3498 | 0 | 18.0789 | 38.903 | 0 | 40.0264 | 0 | 0 | 1.092 | 0 | 0 | 18.0789 | 38.903 | 0 | 40.0264 | 0 | 0 | 0.29372 | 0.30251
2018-01-13 12:00 | 1 | 11 | 7 | 0 | 1 | 0.29446 | 1.6466 | 3.2932 | 2.3556 | 25.1898 | 15.5798 | 17.0341 | 17.0341 | 82.956 | 2.3556 | 0 | 23.618 | 59.338 | 0 | 40.1263 | 0 | 0 | 0.9376 | 0 | 0 | 23.618 | 59.338 | 0 | 40.1263 | 0 | 0 | 0.29446 | 0.24714
2018-01-13 13:00 | 1 | 12 | 7 | 0 | 1 | 0.21952 | 1.6359 | 3.2718 | 1.7562 | 25.1898 | 15.5798 | 17.0341 | 17.0341 | 82.416 | 1.7562 | 0 | 38.1778 | 44.2382 | 0 | 29.9154 | 0 | 0 | 1.5156 | 0 | 0 | 38.1778 | 44.2382 | 0 | 29.9154 | 0 | 0 | 0.21952 | 0.32216
2018-01-13 14:00 | 1 | 13 | 7 | 0 | 1 | 0.10577 | 1.6325 | 3.265 | 0.84619 | 25.1898 | 15.5798 | 17.0341 | 17.0341 | 82.2434 | 0.84619 | 0 | 60.928 | 21.3154 | 0 | 14.4142 | 0 | 0 | 2.4188 | 0 | 0 | 60.928 | 21.3154 | 0 | 14.4142 | 0 | 0 | 0.10577 | 0.22411
2018-01-13 15:00 | 1 | 14 | 7 | 0 | 1 | 0.16515 | 1.7374 | 3.4747 | 1.3212 | 25.1898 | 15.5798 | 17.0341 | 17.0341 | 87.5271 | 1.3212 | 0 | 54.2454 | 33.2817 | 0 | 22.5062 | 0 | 0 | 2.1535 | 0 | 0 | 54.2454 | 33.2817 | 0 | 22.5062 | 0 | 0 | 0.16515 | 0.17599
2018-01-13 16:00 | 1 | 15 | 7 | 0 | 1 | 0.056567 | 1.8602 | 3.7203 | 0.45254 | 25.1898 | 15.5798 | 17.0341 | 17.0341 | 93.7134 | 0.45254 | 0 | 82.3141 | 11.3993 | 0 | 7.7086 | 0 | 0 | 3.2678 | 0 | 0 | 82.3141 | 11.3993 | 0 | 7.7086 | 0 | 0 | 0.056567 | 0.073506
2018-01-13 17:00 | 1 | 16 | 7 | 0 | 1 | 0 | 2.0478 | 4.0957 | 0 | 25.1898 | 15.5798 | 17.0341 | 17.0341 | 103.1692 | 0 | 0 | 103.1692 | 0 | 0 | 0 | 0 | 0 | 4.0957 | 0 | 0 | 103.1692 | 0 | 0 | 0 | 0 | 0 | 0 | 0
2018-01-13 18:00 | 1 | 17 | 7 | 0 | 1 | 0 | 2.1664 | 4.3328 | 0 | 25.1898 | 15.5798 | 17.0341 | 17.0341 | 109.1432 | 0 | 0 | 109.1432 | 0 | 0 | 0 | 0 | 0 | 4.3328 | 0 | 0 | 109.1432 | 0 | 0 | 0 | 0 | 0 | 0 | 0
2018-01-13 19:00 | 1 | 18 | 7 | 0 | 1 | 0 | 2.2103 | 4.4206 | 0 | 25.1898 | 15.5798 | 17.0341 | 17.0341 | 111.3541 | 0 | 0 | 111.3541 | 0 | 0 | 0 | 0 | 0 | 4.4206 | 0 | 0 | 111.3541 | 0 | 0 | 0 | 0 | 0 | 0 | 0
2018-01-13 20:00 | 1 | 19 | 7 | 0 | 0 | 0 | 2.1753 | 4.3505 | 0 | 16.5561 | 6.9461 | 17.0341 | 17.0341 | 72.0276 | 0 | 0 | 72.0276 | 0 | 0 | 0 | 0 | 0 | 4.3505 | 0 | 0 | 72.0276 | 0 | 0 | 0 | 0 | 0 | 0 | 0
2018-01-13 21:00 | 1 | 20 | 7 | 0 | 0 | 0 | 2.0908 | 4.1815 | 0 | 16.5561 | 6.9461 | 17.0341 | 17.0341 | 69.2293 | 0 | 0 | 69.2293 | 0 | 0 | 0 | 0 | 0 | 4.1815 | 0 | 0 | 69.2293 | 0 | 0 | 0 | 0 | 0 | 0 | 0
2018-01-13 22:00 | 1 | 21 | 7 | 0 | 0 | 0 | 1.8892 | 3.7784 | 0 | 16.5561 | 6.9461 | 17.0341 | 17.0341 | 62.5561 | 0 | 0 | 62.5561 | 0 | 0 | 0 | 0 | 0 | 3.7784 | 0 | 0 | 62.5561 | 0 | 0 | 0 | 0 | 0 | 0 | 0
2018-01-13 23:00 | 1 | 22 | 7 | 0 | 0 | 0 | 1.6839 | 3.3677 | 0 | 16.5561 | 6.9461 | 17.0341 | 17.0341 | 55.7562 | 0 | 0 | 55.7562 | 0 | 0 | 0 | 0 | 0 | 3.3677 | 0 | 0 | 55.7562 | 0 | 0 | 0 | 0 | 0 | 0 | 0
2018-01-14 | 1 | 23 | 7 | 0 | 0 | 0 | 1.5893 | 3.1785 | 0 | 16.5561 | 6.9461 | 17.0341 | 17.0341 | 52.6236 | 0 | 0 | 52.6236 | 0 | 0 | 0 | 0 | 0 | 3.1785 | 0 | 0 | 52.6236 | 0 | 0 | 0 | 0 | 0 | 0 | 0
2018-01-14 01:00 | 1 | 0 | 1 | 0 | 0 | 0 | 1.5501 | 3.1002 | 0 | 16.5561 | 6.9461 | 17.0341 | 17.0341 | 51.3272 | 0 | 0 | 51.3272 | 0 | 0 | 0 | 0 | 0 | 3.1002 | 0 | 0 | 51.3272 | 0 | 0 | 0 | 0 | 0 | 0 | 0
2018-01-14 02:00 | 1 | 1 | 1 | 0 | 0 | 0 | 1.5461 | 3.0922 | 0 | 16.5561 | 6.9461 | 17.0341 | 17.0341 | 51.195 | 0 | 0 | 51.195 | 0 | 0 | 0 | 0 | 0 | 3.0922 | 0 | 0 | 51.195 | 0 | 0 | 0 | 0 | 0 | 0 | 0
2018-01-14 03:00 | 1 | 2 | 1 | 0 | 0 | 0 | 1.5598 | 3.1195 | 0 | 16.5561 | 6.9461 | 17.0341 | 17.0341 | 51.647 | 0 | 0 | 51.647 | 0 | 0 | 0 | 0 | 0 | 3.1195 | 0 | 0 | 51.647 | 0 | 0 | 0 | 0 | 0 | 0 | 0
2018-01-14 04:00 | 1 | 3 | 1 | 0 | 0 | 0 | 1.5933 | 3.1865 | 0 | 16.5561 | 6.9461 | 17.0341 | 17.0341 | 52.7566 | 0 | 0 | 52.7566 | 0 | 0 | 0 | 0 | 0 | 3.1865 | 0 | 0 | 52.7566 | 0 | 0 | 0 | 0 | 0 | 0 | 0
2018-01-14 05:00 | 1 | 4 | 1 | 0 | 0 | 0 | 1.6266 | 3.2532 | 0 | 16.5561 | 6.9461 | 17.0341 | 17.0341 | 53.8609 | 0 | 0 | 53.8609 | 0 | 0 | 0 | 0 | 0 | 3.2532 | 0 | 0 | 53.8609 | 0 | 0 | 0 | 0 | 0 | 0 | 0
2018-01-14 06:00 | 1 | 5 | 1 | 0 | 0 | 0 | 1.768 | 3.536 | 0 | 16.5561 | 6.9461 | 17.0341 | 17.0341 | 58.5417 | 0 | 0 | 58.5417 | 0 | 0 | 0 | 0 | 0 | 3.536 | 0 | 0 | 58.5417 | 0 | 0 | 0 | 0 | 0 | 0 | 0
2018-01-14 07:00 | 1 | 6 | 1 | 0 | 0 | 0 | 1.874 | 3.7479 | 0 | 16.5561 | 6.9461 | 17.0341 | 17.0341 | 62.0507 | 0 | 0 | 62.0507 | 0 | 0 | 0 | 0 | 0 | 3.7479 | 0 | 0 | 62.0507 | 0 | 0 | 0 | 0 | 0 | 0 | 0
2018-01-14 08:00 | 1 | 7 | 1 | 0 | 0 | 0.0072864 | 2.002 | 4.0039 | 0.058291 | 16.5561 | 6.9461 | 17.0341 | 17.0341 | 66.2895 | 0.058291 | 0 | 65.3244 | 0.96507 | 0 | 0.99294 | 0 | 0 | 3.9456 | 0 | 0 | 65.3244 | 0.96507 | 0 | 0.99294 | 0 | 0 | 0.0072864 | 0.04036
2018-01-14 09:00 | 1 | 8 | 1 | 0 | 0 | 0.064437 | 2.0796 | 4.1591 | 0.5155 | 16.5561 | 6.9461 | 17.0341 | 17.0341 | 68.8591 | 0.5155 | 0 | 60.3245 | 8.5346 | 0 | 8.7811 | 0 | 0 | 3.6437 | 0 | 0 | 60.3245 | 8.5346 | 0 | 8.7811 | 0 | 0 | 0.064437 | 0.19035
2018-01-14 10:00 | 1 | 9 | 1 | 0 | 0 | 0.092454 | 2.0641 | 4.1281 | 0.73963 | 16.5561 | 6.9461 | 17.0341 | 17.0341 | 68.3455 | 0.73963 | 0 | 56.1002 | 12.2454 | 0 | 12.599 | 0 | 0 | 3.3885 | 0 | 0 | 56.1002 | 12.2454 | 0 | 12.599 | 0 | 0 | 0.092454 | 0.25776
2018-01-14 11:00 | 1 | 10 | 1 | 0 | 0 | 0.16457 | 2.0508 | 4.1016 | 1.3166 | 16.5561 | 6.9461 | 17.0341 | 17.0341 | 67.9057 | 1.3166 | 0 | 46.1086 | 21.7972 | 0 | 22.4266 | 0 | 0 | 2.785 | 0 | 0 | 46.1086 | 21.7972 | 0 | 22.4266 | 0 | 0 | 0.16457 | 0.35523
2018-01-14 12:00 | 1 | 11 | 1 | 0 | 1 | 0.10922 | 2.0663 | 4.1326 | 0.87373 | 25.1898 | 15.5798 | 17.0341 | 17.0341 | 104.1003 | 0.87373 | 0 | 82.0913 | 22.009 | 0 | 14.8832 | 0 | 0 | 3.2589 | 0 | 0 | 82.0913 | 22.009 | 0 | 14.8832 | 0 | 0 | 0.10922 | 0.51016
2018-01-14 13:00 | 1 | 12 | 1 | 0 | 1 | 0.24014 | 1.9845 | 3.9689 | 1.9211 | 25.1898 | 15.5798 | 17.0341 | 17.0341 | 99.9765 | 1.9211 | 0 | 51.5836 | 48.3929 | 0 | 32.7249 | 0 | 0 | 2.0478 | 0 | 0 | 51.5836 | 48.3929 | 0 | 32.7249 | 0 | 0 | 0.24014 | 0.42746
2018-01-14 14:00 | 1 | 13 | 1 | 0 | 1 | 0.37394 | 1.8758 | 3.7515 | 2.9915 | 25.1898 | 15.5798 | 17.0341 | 17.0341 | 94.4995 | 2.9915 | 0 | 19.1434 | 75.3561 | 0 | 50.9583 | 0 | 0 | 0.75997 | 0 | 0 | 19.1434 | 75.3561 | 0 | 50.9583 | 0 | 0 | 0.37394 | 0.36376
2018-01-14 15:00 | 1 | 14 | 1 | 0 | 1 | 0.19475 | 1.9461 | 3.8922 | 1.558 | 25.1898 | 15.5798 | 17.0341 | 17.0341 | 98.0423 | 1.558 | 0 | 58.7965 | 39.2458 | 0 | 26.5393 | 0 | 0 | 2.3341 | 0 | 0 | 58.7965 | 39.2458 | 0 | 26.5393 | 0 | 0 | 0.19475 | 0.32937
2018-01-14 16:00 | 1 | 15 | 1 | 0 | 1 | 0.11895 | 1.9828 | 3.9655 | 0.95158 | 25.1898 | 15.5798 | 17.0341 | 17.0341 | 99.8908 | 0.95158 | 0 | 75.9207 | 23.9702 | 0 | 16.2094 | 0 | 0 | 3.014 | 0 | 0 | 75.9207 | 23.9702 | 0 | 16.2094 | 0 | 0 | 0.11895 | 0.12915
2018-01-14 17:00 | 1 | 16 | 1 | 0 | 1 | 0 | 2.0998 | 4.1995 | 0 | 25.1898 | 15.5798 | 17.0341 | 17.0341 | 105.7844 | 0 | 0 | 105.7844 | 0 | 0 | 0 | 0 | 0 | 4.1995 | 0 | 0 | 105.7844 | 0 | 0 | 0 | 0 | 0 | 0 | 0
2018-01-14 18:00 | 1 | 17 | 1 | 0 | 1 | 0 | 2.1743 | 4.3487 | 0 | 25.1898 | 15.5798 | 17.0341 | 17.0341 | 109.5427 | 0 | 0 | 109.5427 | 0 | 0 | 0 | 0 | 0 | 4.3487 | 0 | 0 | 109.5427 | 0 | 0 | 0 | 0 | 0 | 0 | 0
2018-01-14 19:00 | 1 | 18 | 1 | 0 | 1 | 0 | 2.1825 | 4.3651 | 0 | 25.1898 | 15.5798 | 17.0341 | 17.0341 | 109.9547 | 0 | 0 | 109.9547 | 0 | 0 | 0 | 0 | 0 | 4.3651 | 0 | 0 | 109.9547 | 0 | 0 | 0 | 0 | 0 | 0 | 0
2018-01-14 20:00 | 1 | 19 | 1 | 0 | 0 | 0 | 2.0725 | 4.145 | 0 | 16.5561 | 6.9461 | 17.0341 | 17.0341 | 68.6246 | 0 | 0 | 68.6246 | 0 | 0 | 0 | 0 | 0 | 4.145 | 0 | 0 | 68.6246 | 0 | 0 | 0 | 0 | 0 | 0 | 0
2018-01-14 21:00 | 1 | 20 | 1 | 0 | 0 | 0 | 1.941 | 3.882 | 0 | 16.5561 | 6.9461 | 17.0341 | 17.0341 | 64.2713 | 0 | 0 | 64.2713 | 0 | 0 | 0 | 0 | 0 | 3.882 | 0 | 0 | 64.2713 | 0 | 0 | 0 | 0 | 0 | 0 | 0
2018-01-14 22:00 | 1 | 21 | 1 | 0 | 0 | 0 | 1.7342 | 3.4684 | 0 | 16.5561 | 6.9461 | 17.0341 | 17.0341 | 57.4222 | 0 | 0 | 57.4222 | 0 | 0 | 0 | 0 | 0 | 3.4684 | 0 | 0 | 57.4222 | 0 | 0 | 0 | 0 | 0 | 0 | 0
2018-01-14 23:00 | 1 | 22 | 1 | 0 | 0 | 0 | 1.5507 | 3.1014 | 0 | 16.5561 | 6.9461 | 17.0341 | 17.0341 | 51.3474 | 0 | 0 | 51.3474 | 0 | 0 | 0 | 0 | 0 | 3.1014 | 0 | 0 | 51.3474 | 0 | 0 | 0 | 0 | 0 | 0 | 0
2018-01-15 | 1 | 23 | 1 | 0 | 0 | 0 | 1.47 | 2.9401 | 0 | 16.5561 | 6.9461 | 17.0341 | 17.0341 | 48.676 | 0 | 0 | 48.676 | 0 | 0 | 0 | 0 | 0 | 2.9401 | 0 | 0 | 48.676 | 0 | 0 | 0 | 0 | 0 | 0 | 0
2018-01-15 01:00 | 1 | 0 | 2 | 0 | 0 | 0 | 1.3834 | 2.7668 | 0 | 16.5561 | 6.9461 | 17.0341 | 17.0341 | 45.8079 | 0 | 0 | 45.8079 | 0 | 0 | 0 | 0 | 0 | 2.7668 | 0 | 0 | 45.8079 | 0 | 0 | 0 | 0 | 0 | 0 | 0
2018-01-15 02:00 | 1 | 1 | 2 | 0 | 0 | 0 | 1.3735 | 2.7471 | 0 | 16.5561 | 6.9461 | 17.0341 | 17.0341 | 45.4811 | 0 | 0 | 45.4811 | 0 | 0 | 0 | 0 | 0 | 2.7471 | 0 | 0 | 45.4811 | 0 | 0 | 0 | 0 | 0 | 0 | 0
2018-01-15 03:00 | 1 | 2 | 2 | 0 | 0 | 0 | 1.3825 | 2.765 | 0 | 16.5561 | 6.9461 | 17.0341 | 17.0341 | 45.7772 | 0 | 0 | 45.7772 | 0 | 0 | 0 | 0 | 0 | 2.765 | 0 | 0 | 45.7772 | 0 | 0 | 0 | 0 | 0 | 0 | 0
2018-01-15 04:00 | 1 | 3 | 2 | 0 | 0 | 0 | 1.4478 | 2.8956 | 0 | 16.5561 | 6.9461 | 17.0341 | 17.0341 | 47.9399 | 0 | 0 | 47.9399 | 0 | 0 | 0 | 0 | 0 | 2.8956 | 0 | 0 | 47.9399 | 0 | 0 | 0 | 0 | 0 | 0 | 0
2018-01-15 05:00 | 1 | 4 | 2 | 0 | 0 | 0 | 1.5052 | 3.0103 | 0 | 16.5561 | 6.9461 | 17.0341 | 17.0341 | 49.8392 | 0 | 0 | 49.8392 | 0 | 0 | 0 | 0 | 0 | 3.0103 | 0 | 0 | 49.8392 | 0 | 0 | 0 | 0 | 0 | 0 | 0
2018-01-15 06:00 | 1 | 5 | 2 | 0 | 0 | 0 | 1.6633 | 3.3265 | 0 | 16.5561 | 6.9461 | 17.0341 | 17.0341 | 55.0745 | 0 | 0 | 55.0745 | 0 | 0 | 0 | 0 | 0 | 3.3265 | 0 | 0 | 55.0745 | 0 | 0 | 0 | 0 | 0 | 0 | 0
2018-01-15 07:00 | 1 | 6 | 2 | 0 | 0 | 0 | 1.7981 | 3.5961 | 0 | 16.5561 | 6.9461 | 17.0341 | 17.0341 | 59.5375 | 0 | 0 | 59.5375 | 0 | 0 | 0 | 0 | 0 | 3.5961 | 0 | 0 | 59.5375 | 0 | 0 | 0 | 0 | 0 | 0 | 0
2018-01-15 08:00 | 1 | 7 | 2 | 0 | 0 | 0.01093 | 1.8101 | 3.6203 | 0.087441 | 16.5561 | 6.9461 | 17.0341 | 17.0341 | 59.9375 | 0.087441 | 0 | 58.4898 | 1.4477 | 0 | 1.4895 | 0 | 0 | 3.5328 | 0 | 0 | 58.4898 | 1.4477 | 0 | 1.4895 | 0 | 0 | 0.01093 | 0.057288
2018-01-15 09:00 | 1 | 8 | 2 | 0 | 0 | 0.054479 | 1.8084 | 3.6167 | 0.43583 | 16.5561 | 6.9461 | 17.0341 | 17.0341 | 59.8786 | 0.43583 | 0 | 52.6629 | 7.2157 | 0 | 7.4241 | 0 | 0 | 3.1809 | 0 | 0 | 52.6629 | 7.2157 | 0 | 7.4241 | 0 | 0 | 0.054479 | 0.22201
2018-01-15 10:00 | 1 | 9 | 2 | 0 | 0 | 0.11747 | 1.8615 | 3.723 | 0.93979 | 16.5561 | 6.9461 | 17.0341 | 17.0341 | 61.6383 | 0.93979 | 0 | 46.0791 | 15.5592 | 0 | 16.0086 | 0 | 0 | 2.7832 | 0 | 0 | 46.0791 | 15.5592 | 0 | 16.0086 | 0 | 0 | 0.11747 | 0.34643
2018-01-15 11:00 | 1 | 10 | 2 | 0 | 0 | 0.16601 | 1.7987 | 3.5975 | 1.3281 | 16.5561 | 6.9461 | 17.0341 | 17.0341 | 59.56 | 1.3281 | 0 | 37.5723 | 21.9876 | 0 | 22.6226 | 0 | 0 | 2.2694 | 0 | 0 | 37.5723 | 21.9876 | 0 | 22.6226 | 0 | 0 | 0.16601 | 0.37027
2018-01-15 12:00 | 1 | 11 | 2 | 0 | 1 | 0.24847 | 1.7759 | 3.5519 | 1.9877 | 25.1898 | 15.5798 | 17.0341 | 17.0341 | 89.4711 | 1.9877 | 0 | 39.4005 | 50.0706 | 0 | 33.8594 | 0 | 0 | 1.5641 | 0 | 0 | 39.4005 | 50.0706 | 0 | 33.8594 | 0 | 0 | 0.24847 | 0.46564
2018-01-15 13:00 | 1 | 12 | 2 | 0 | 1 | 0.075553 | 1.6747 | 3.3495 | 0.60442 | 25.1898 | 15.5798 | 17.0341 | 17.0341 | 84.3728 | 0.60442 | 0 | 69.1475 | 15.2253 | 0 | 10.2958 | 0 | 0 | 2.7451 | 0 | 0 | 69.1475 | 15.2253 | 0 | 10.2958 | 0 | 0 | 0.075553 | 0.39209
2018-01-15 14:00 | 1 | 13 | 2 | 0 | 1 | 0.033534 | 1.5433 | 3.0866 | 0.26827 | 25.1898 | 15.5798 | 17.0341 | 17.0341 | 77.7495 | 0.26827 | 0 | 70.9918 | 6.7577 | 0 | 4.5698 | 0 | 0 | 2.8183 | 0 | 0 | 70.9918 | 6.7577 | 0 | 4.5698 | 0 | 0 | 0.033534 | 0.30346
2018-01-15 15:00 | 1 | 14 | 2 | 0 | 1 | 0.040601 | 1.5996 | 3.1992 | 0.32481 | 25.1898 | 15.5798 | 17.0341 | 17.0341 | 80.587 | 0.32481 | 0 | 72.4051 | 8.1819 | 0 | 5.5329 | 0 | 0 | 2.8744 | 0 | 0 | 72.4051 | 8.1819 | 0 | 5.5329 | 0 | 0 | 0.040601 | 0.23214
2018-01-15 16:00 | 1 | 15 | 2 | 0 | 1 | 0.021336 | 1.7366 | 3.4732 | 0.17069 | 25.1898 | 15.5798 | 17.0341 | 17.0341 | 87.4901 | 0.17069 | 0 | 83.1904 | 4.2997 | 0 | 2.9076 | 0 | 0 | 3.3026 | 0 | 0 | 83.1904 | 4.2997 | 0 | 2.9076 | 0 | 0 | 0.021336 | 0.1436
2018-01-15 17:00 | 1 | 16 | 2 | 0 | 1 | 0 | 1.9836 | 3.9672 | 0 | 25.1898 | 15.5798 | 17.0341 | 17.0341 | 99.9317 | 0 | 0 | 99.9317 | 0 | 0 | 0 | 0 | 0 | 3.9672 | 0 | 0 | 99.9317 | 0 | 0 | 0 | 0 | 0 | 0 | 0
2018-01-15 18:00 | 1 | 17 | 2 | 0 | 1 | 0 | 2.1196 | 4.2391 | 0 | 25.1898 | 15.5798 | 17.0341 | 17.0341 | 106.7829 | 0 | 0 | 106.7829 | 0 | 0 | 0 | 0 | 0 | 4.2391 | 0 | 0 | 106.7829 | 0 | 0 | 0 | 0 | 0 | 0 | 0
2018-01-15 19:00 | 1 | 18 | 2 | 0 | 1 | 0 | 2.1004 | 4.2008 | 0 | 25.1898 | 15.5798 | 17.0341 | 17.0341 | 105.8171 | 0 | 0 | 105.8171 | 0 | 0 | 0 | 0 | 0 | 4.2008 | 0 | 0 | 105.8171 | 0 | 0 | 0 | 0 | 0 | 0 | 0
2018-01-15 20:00 | 1 | 19 | 2 | 0 | 0 | 0 | 2.0279 | 4.0558 | 0 | 16.5561 | 6.9461 | 17.0341 | 17.0341 | 67.1478 | 0 | 0 | 67.1478 | 0 | 0 | 0 | 0 | 0 | 4.0558 | 0 | 0 | 67.1478 | 0 | 0 | 0 | 0 | 0 | 0 | 0
2018-01-15 21:00 | 1 | 20 | 2 | 0 | 0 | 0 | 1.8527 | 3.7055 | 0 | 16.5561 | 6.9461 | 17.0341 | 17.0341 | 61.3479 | 0 | 0 | 61.3479 | 0 | 0 | 0 | 0 | 0 | 3.7055 | 0 | 0 | 61.3479 | 0 | 0 | 0 | 0 | 0 | 0 | 0
2018-01-15 22:00 | 1 | 21 | 2 | 0 | 0 | 0 | 1.6425 | 3.285 | 0 | 16.5561 | 6.9461 | 17.0341 | 17.0341 | 54.3865 | 0 | 0 | 54.3865 | 0 | 0 | 0 | 0 | 0 | 3.285 | 0 | 0 | 54.3865 | 0 | 0 | 0 | 0 | 0 | 0 | 0
2018-01-15 23:00 | 1 | 22 | 2 | 0 | 0 | 0 | 1.4037 | 2.8074 | 0 | 16.5561 | 6.9461 | 17.0341 | 17.0341 | 46.4793 | 0 | 0 | 46.4793 | 0 | 0 | 0 | 0 | 0 | 2.8074 | 0 | 0 | 46.4793 | 0 | 0 | 0 | 0 | 0 | 0 | 0
2018-01-16 | 1 | 23 | 2 | 0 | 0 | 0 | 1.296 | 2.592 | 0 | 16.5561 | 6.9461 | 17.0341 | 17.0341 | 42.9132 | 0 | 0 | 42.9132 | 0 | 0 | 0 | 0 | 0 | 2.592 | 0 | 0 | 42.9132 | 0 | 0 | 0 | 0 | 0 | 0 | 0
2018-01-16 01:00 | 1 | 0 | 3 | 0 | 0 | 0 | 1.2125 | 2.4251 | 0 | 16.5561 | 6.9461 | 17.0341 | 17.0341 | 40.1501 | 0 | 0 | 40.1501 | 0 | 0 | 0 | 0 | 0 | 2.4251 | 0 | 0 | 40.1501 | 0 | 0 | 0 | 0 | 0 | 0 | 0
2018-01-16 02:00 | 1 | 1 | 3 | 0 | 0 | 0 | 1.1953 | 2.3907 | 0 | 16.5561 | 6.9461 | 17.0341 | 17.0341 | 39.5804 | 0 | 0 | 39.5804 | 0 | 0 | 0 | 0 | 0 | 2.3907 | 0 | 0 | 39.5804 | 0 | 0 | 0 | 0 | 0 | 0 | 0
2018-01-16 03:00 | 1 | 2 | 3 | 0 | 0 | 0 | 1.1536 | 2.3071 | 0 | 16.5561 | 6.9461 | 17.0341 | 17.0341 | 38.1968 | 0 | 0 | 38.1968 | 0 | 0 | 0 | 0 | 0 | 2.3071 | 0 | 0 | 38.1968 | 0 | 0 | 0 | 0 | 0 | 0 | 0
2018-01-16 04:00 | 1 | 3 | 3 | 0 | 0 | 0 | 1.1612 | 2.3223 | 0 | 16.5561 | 6.9461 | 17.0341 | 17.0341 | 38.4482 | 0 | 0 | 38.4482 | 0 | 0 | 0 | 0 | 0 | 2.3223 | 0 | 0 | 38.4482 | 0 | 0 | 0 | 0 | 0 | 0 | 0
2018-01-16 05:00 | 1 | 4 | 3 | 0 | 0 | 0 | 1.1775 | 2.355 | 0 | 16.5561 | 6.9461 | 17.0341 | 17.0341 | 38.9887 | 0 | 0 | 38.9887 | 0 | 0 | 0 | 0 | 0 | 2.355 | 0 | 0 | 38.9887 | 0 | 0 | 0 | 0 | 0 | 0 | 0
2018-01-16 06:00 | 1 | 5 | 3 | 0 | 0 | 0 | 1.3031 | 2.6063 | 0 | 16.5561 | 6.9461 | 17.0341 | 17.0341 | 43.15 | 0 | 0 | 43.15 | 0 | 0 | 0 | 0 | 0 | 2.6063 | 0 | 0 | 43.15 | 0 | 0 | 0 | 0 | 0 | 0 | 0
2018-01-16 07:00 | 1 | 6 | 3 | 0 | 0 | 0 | 1.4343 | 2.8686 | 0 | 16.5561 | 6.9461 | 17.0341 | 17.0341 | 47.4935 | 0 | 0 | 47.4935 | 0 | 0 | 0 | 0 | 0 | 2.8686 | 0 | 0 | 47.4935 | 0 | 0 | 0 | 0 | 0 | 0 | 0
2018-01-16 08:00 | 1 | 7 | 3 | 0 | 0 | 0.0052327 | 1.4997 | 2.9995 | 0.041861 | 16.5561 | 6.9461 | 17.0341 | 17.0341 | 49.6595 | 0.041861 | 0 | 48.9664 | 0.69306 | 0 | 0.71307 | 0 | 0 | 2.9576 | 0 | 0 | 48.9664 | 0.69306 | 0 | 0.71307 | 0 | 0 | 0.0052327 | 0.022209
2018-01-16 09:00 | 1 | 8 | 3 | 0 | 0 | 0.033826 | 1.425 | 2.85 | 0.2706 | 16.5561 | 6.9461 | 17.0341 | 17.0341 | 47.1845 | 0.2706 | 0 | 42.7043 | 4.4801 | 0 | 4.6095 | 0 | 0 | 2.5794 | 0 | 0 | 42.7043 | 4.4801 | 0 | 4.6095 | 0 | 0 | 0.033826 | 0.13922
2018-01-16 10:00 | 1 | 9 | 3 | 0 | 0 | 0.050065 | 1.4145 | 2.8289 | 0.40052 | 16.5561 | 6.9461 | 17.0341 | 17.0341 | 46.8361 | 0.40052 | 0 | 40.2051 | 6.6311 | 0 | 6.8225 | 0 | 0 | 2.4284 | 0 | 0 | 40.2051 | 6.6311 | 0 | 6.8225 | 0 | 0 | 0.050065 | 0.2808
2018-01-16 11:00 | 1 | 10 | 3 | 0 | 0 | 0.098218 | 1.3498 | 2.6996 | 0.78574 | 16.5561 | 6.9461 | 17.0341 | 17.0341 | 44.6951 | 0.78574 | 0 | 31.6864 | 13.0088 | 0 | 13.3844 | 0 | 0 | 1.9139 | 0 | 0 | 31.6864 | 13.0088 | 0 | 13.3844 | 0 | 0 | 0.098218 | 0.35812
2018-01-16 12:00 | 1 | 11 | 3 | 0 | 1 | 0.42082 | 1.35 | 2.7001 | 3.3666 | 25.1898 | 15.5798 | 17.0341 | 17.0341 | 68.0144 | 2.7001 | 0.6665 | 0 | 68.0144 | 10.3839 | 57.3469 | 0.6665 | 0.6665 | 0 | 0 | 0 | 0 | 68.0144 | 0 | 57.3469 | 0.6665 | 0 | 0.42082 | 0.47754
2018-01-16 13:00 | 1 | 12 | 3 | 0 | 1 | 0.4383 | 1.3114 | 2.6228 | 3.5064 | 25.1898 | 15.5798 | 17.0341 | 17.0341 | 66.0673 | 2.6228 | 0.88361 | 0 | 66.0673 | 13.7664 | 59.7284 | 0.88361 | 1.5501 | 0 | 0 | 0 | 0 | 66.0673 | 0 | 59.7284 | 0.88361 | 0 | 0.4383 | 0.49532
2018-01-16 14:00 | 1 | 13 | 3 | 0 | 1 | 0.27557 | 1.2171 | 2.4341 | 2.2046 | 25.1898 | 15.5798 | 17.0341 | 17.0341 | 61.3153 | 2.2046 | 0 | 5.7824 | 55.5329 | 0 | 37.5532 | 0 | 1.5501 | 0.22955 | 0.22955 | 0 | 0 | 61.3153 | 0 | 37.5532 | 0 | 0 | 0.27557 | 0.50489
2018-01-16 15:00 | 1 | 14 | 3 | 0 | 1 | 0.16664 | 1.1996 | 2.3992 | 1.3332 | 25.1898 | 15.5798 | 17.0341 | 17.0341 | 60.4341 | 1.3332 | 0 | 26.8521 | 33.582 | 0 | 22.7092 | 0 | 1.3006 | 1.066 | 1.066 | 0 | 0 | 60.4341 | 0 | 22.7092 | 0 | 0 | 0.16664 | 0.36107
2018-01-16 16:00 | 1 | 15 | 3 | 0 | 1 | 0.033576 | 1.3463 | 2.6925 | 0.26861 | 25.1898 | 15.5798 | 17.0341 | 17.0341 | 67.8247 | 0.26861 | 0 | 61.0585 | 6.7662 | 0 | 4.5755 | 0 | 0.14191 | 2.4239 | 0.13055 | 0 | 57.7699 | 10.0548 | 0 | 4.5755 | 0 | 0 | 0.033576 | 0.16491
2018-01-16 17:00 | 1 | 16 | 3 | 0 | 1 | 0 | 1.5549 | 3.1099 | 0 | 25.1898 | 15.5798 | 17.0341 | 17.0341 | 78.3364 | 0 | 0 | 78.3364 | 0 | 0 | 0 | 0 | 0 | 3.1099 | 0 | 0 | 78.3364 | 0 | 0 | 0 | 0 | 0 | 0 | 0
2018-01-16 18:00 | 1 | 17 | 3 | 0 | 1 | 0 | 1.6725 | 3.345 | 0 | 25.1898 | 15.5798 | 17.0341 | 17.0341 | 84.2593 | 0 | 0 | 84.2593 | 0 | 0 | 0 | 0 | 0 | 3.345 | 0 | 0 | 84.2593 | 0 | 0 | 0 | 0 | 0 | 0 | 0
2018-01-16 19:00 | 1 | 18 | 3 | 0 | 1 | 0 | 1.699 | 3.398 | 0 | 25.1898 | 15.5798 | 17.0341 | 17.0341 | 85.5945 | 0 | 0 | 85.5945 | 0 | 0 | 0 | 0 | 0 | 3.398 | 0 | 0 | 85.5945 | 0 | 0 | 0 | 0 | 0 | 0 | 0
2018-01-16 20:00 | 1 | 19 | 3 | 0 | 0 | 0 | 1.6699 | 3.3397 | 0 | 16.5561 | 6.9461 | 17.0341 | 17.0341 | 55.293 | 0 | 0 | 55.293 | 0 | 0 | 0 | 0 | 0 | 3.3397 | 0 | 0 | 55.293 | 0 | 0 | 0 | 0 | 0 | 0 | 0
2018-01-16 21:00 | 1 | 20 | 3 | 0 | 0 | 0 | 1.5277 | 3.0554 | 0 | 16.5561 | 6.9461 | 17.0341 | 17.0341 | 50.5861 | 0 | 0 | 50.5861 | 0 | 0 | 0 | 0 | 0 | 3.0554 | 0 | 0 | 50.5861 | 0 | 0 | 0 | 0 | 0 | 0 | 0
2018-01-16 22:00 | 1 | 21 | 3 | 0 | 0 | 0 | 1.3847 | 2.7694 | 0 | 16.5561 | 6.9461 | 17.0341 | 17.0341 | 45.8503 | 0 | 0 | 45.8503 | 0 | 0 | 0 | 0 | 0 | 2.7694 | 0 | 0 | 45.8503 | 0 | 0 | 0 | 0 | 0 | 0 | 0
2018-01-16 23:00 | 1 | 22 | 3 | 0 | 0 | 0 | 1.2318 | 2.4636 | 0 | 16.5561 | 6.9461 | 17.0341 | 17.0341 | 40.7882 | 0 | 0 | 40.7882 | 0 | 0 | 0 | 0 | 0 | 2.4636 | 0 | 0 | 40.7882 | 0 | 0 | 0 | 0 | 0 | 0 | 0
2018-01-17 | 1 | 23 | 3 | 0 | 0 | 0 | 1.1583 | 2.3166 | 0 | 16.5561 | 6.9461 | 17.0341 | 17.0341 | 38.3537 | 0 | 0 | 38.3537 | 0 | 0 | 0 | 0 | 0 | 2.3166 | 0 | 0 | 38.3537 | 0 | 0 | 0 | 0 | 0 | 0 | 0
2018-01-17 01:00 | 1 | 0 | 4 | 0 | 0 | 0 | 1.0778 | 2.1557 | 0 | 16.5561 | 6.9461 | 17.0341 | 17.0341 | 35.6895 | 0 | 0 | 35.6895 | 0 | 0 | 0 | 0 | 0 | 2.1557 | 0 | 0 | 35.6895 | 0 | 0 | 0 | 0 | 0 | 0 | 0
2018-01-17 02:00 | 1 | 1 | 4 | 0 | 0 | 0 | 1.1054 | 2.2107 | 0 | 16.5561 | 6.9461 | 17.0341 | 17.0341 | 36.6011 | 0 | 0 | 36.6011 | 0 | 0 | 0 | 0 | 0 | 2.2107 | 0 | 0 | 36.6011 | 0 | 0 | 0 | 0 | 0 | 0 | 0
2018-01-17 03:00 | 1 | 2 | 4 | 0 | 0 | 0 | 1.191 | 2.3821 | 0 | 16.5561 | 6.9461 | 17.0341 | 17.0341 | 39.4376 | 0 | 0 | 39.4376 | 0 | 0 | 0 | 0 | 0 | 2.3821 | 0 | 0 | 39.4376 | 0 | 0 | 0 | 0 | 0 | 0 | 0
2018-01-17 04:00 | 1 | 3 | 4 | 0 | 0 | 0 | 1.3064 | 2.6128 | 0 | 16.5561 | 6.9461 | 17.0341 | 17.0341 | 43.258 | 0 | 0 | 43.258 | 0 | 0 | 0 | 0 | 0 | 2.6128 | 0 | 0 | 43.258 | 0 | 0 | 0 | 0 | 0 | 0 | 0
2018-01-17 05:00 | 1 | 4 | 4 | 0 | 0 | 0 | 1.4021 | 2.8042 | 0 | 16.5561 | 6.9461 | 17.0341 | 17.0341 | 46.4265 | 0 | 0 | 46.4265 | 0 | 0 | 0 | 0 | 0 | 2.8042 | 0 | 0 | 46.4265 | 0 | 0 | 0 | 0 | 0 | 0 | 0
2018-01-17 06:00 | 1 | 5 | 4 | 0 | 0 | 0 | 1.5608 | 3.1216 | 0 | 16.5561 | 6.9461 | 17.0341 | 17.0341 | 51.6806 | 0 | 0 | 51.6806 | 0 | 0 | 0 | 0 | 0 | 3.1216 | 0 | 0 | 51.6806 | 0 | 0 | 0 | 0 | 0 | 0 | 0
2018-01-17 07:00 | 1 | 6 | 4 | 0 | 0 | 0 | 1.6963 | 3.3926 | 0 | 16.5561 | 6.9461 | 17.0341 | 17.0341 | 56.1682 | 0 | 0 | 56.1682 | 0 | 0 | 0 | 0 | 0 | 3.3926 | 0 | 0 | 56.1682 | 0 | 0 | 0 | 0 | 0 | 0 | 0
2018-01-17 08:00 | 1 | 7 | 4 | 0 | 0 | 0.007029 | 1.7168 | 3.4337 | 0.056232 | 16.5561 | 6.9461 | 17.0341 | 17.0341 | 56.8485 | 0.056232 | 0 | 55.9175 | 0.93098 | 0 | 0.95787 | 0 | 0 | 3.3775 | 0 | 0 | 55.9175 | 0.93098 | 0 | 0.95787 | 0 | 0 | 0.007029 | 0.033475
2018-01-17 09:00 | 1 | 8 | 4 | 0 | 0 | 0.042923 | 1.6794 | 3.3588 | 0.34338 | 16.5561 | 6.9461 | 17.0341 | 17.0341 | 55.6088 | 0.34338 | 0 | 49.9238 | 5.6851 | 0 | 5.8492 | 0 | 0 | 3.0154 | 0 | 0 | 49.9238 | 5.6851 | 0 | 5.8492 | 0 | 0 | 0.042923 | 0.15301
2018-01-17 10:00 | 1 | 9 | 4 | 0 | 0 | 0.14782 | 1.5243 | 3.0485 | 1.1826 | 16.5561 | 6.9461 | 17.0341 | 17.0341 | 50.4718 | 1.1826 | 0 | 30.8932 | 19.5787 | 0 | 20.144 | 0 | 0 | 1.866 | 0 | 0 | 30.8932 | 19.5787 | 0 | 20.144 | 0 | 0 | 0.14782 | 0.29183
2018-01-17 11:00 | 1 | 10 | 4 | 0 | 0 | 0.27242 | 1.4623 | 2.9245 | 2.1794 | 16.5561 | 6.9461 | 17.0341 | 17.0341 | 48.4182 | 2.1794 | 0 | 12.3365 | 36.0817 | 0 | 37.1237 | 0 | 0 | 0.74513 | 0 | 0 | 12.3365 | 36.0817 | 0 | 37.1237 | 0 | 0 | 0.27242 | 0.35428
2018-01-17 12:00 | 1 | 11 | 4 | 0 | 1 | 0.19463 | 1.4268 | 2.8536 | 1.5571 | 25.1898 | 15.5798 | 17.0341 | 17.0341 | 71.8811 | 1.5571 | 0 | 32.659 | 39.2221 | 0 | 26.5233 | 0 | 0 | 1.2965 | 0 | 0 | 32.659 | 39.2221 | 0 | 26.5233 | 0 | 0 | 0.19463 | 0.41149
2018-01-17 13:00 | 1 | 12 | 4 | 0 | 1 | 0.19128 | 1.3815 | 2.763 | 1.5302 | 25.1898 | 15.5798 | 17.0341 | 17.0341 | 69.6001 | 1.5302 | 0 | 31.0541 | 38.546 | 0 | 26.0661 | 0 | 0 | 1.2328 | 0 | 0 | 31.0541 | 38.546 | 0 | 26.0661 | 0 | 0 | 0.19128 | 0.49772
2018-01-17 14:00 | 1 | 13 | 4 | 0 | 1 | 0.1759 | 1.2555 | 2.5109 | 1.4072 | 25.1898 | 15.5798 | 17.0341 | 17.0341 | 63.2496 | 1.4072 | 0 | 27.8022 | 35.4474 | 0 | 23.9707 | 0 | 0 | 1.1037 | 0 | 0 | 27.8022 | 35.4474 | 0 | 23.9707 | 0 | 0 | 0.1759 | 0.43652
2018-01-17 15:00 | 1 | 14 | 4 | 0 | 1 | 0.093312 | 1.2038 | 2.4076 | 0.7465 | 25.1898 | 15.5798 | 17.0341 | 17.0341 | 60.6479 | 0.7465 | 0 | 41.8438 | 18.8041 | 0 | 12.716 | 0 | 0 | 1.6611 | 0 | 0 | 41.8438 | 18.8041 | 0 | 12.716 | 0 | 0 | 0.093312 | 0.27707
2018-01-17 16:00 | 1 | 15 | 4 | 0 | 1 | 0.0374 | 1.2444 | 2.4887 | 0.2992 | 25.1898 | 15.5798 | 17.0341 | 17.0341 | 62.6902 | 0.2992 | 0 | 55.1533 | 7.5369 | 0 | 5.0967 | 0 | 0 | 2.1895 | 0 | 0 | 55.1533 | 7.5369 | 0 | 5.0967 | 0 | 0 | 0.0374 | 0.10093
2018-01-17 17:00 | 1 | 16 | 4 | 0 | 1 | 0 | 1.443 | 2.8859 | 0 | 25.1898 | 15.5798 | 17.0341 | 17.0341 | 72.6958 | 0 | 0 | 72.6958 | 0 | 0 | 0 | 0 | 0 | 2.8859 | 0 | 0 | 72.6958 | 0 | 0 | 0 | 0 | 0 | 0 | 0
2018-01-17 18:00 | 1 | 17 | 4 | 0 | 1 | 0 | 1.5622 | 3.1243 | 0 | 25.1898 | 15.5798 | 17.0341 | 17.0341 | 78.7009 | 0 | 0 | 78.7009 | 0 | 0 | 0 | 0 | 0 | 3.1243 | 0 | 0 | 78.7009 | 0 | 0 | 0 | 0 | 0 | 0 | 0
2018-01-17 19:00 | 1 | 18 | 4 | 0 | 1 | 0 | 1.6083 | 3.2166 | 0 | 25.1898 | 15.5798 | 17.0341 | 17.0341 | 81.0254 | 0 | 0 | 81.0254 | 0 | 0 | 0 | 0 | 0 | 3.2166 | 0 | 0 | 81.0254 | 0 | 0 | 0 | 0 | 0 | 0 | 0
2018-01-17 20:00 | 1 | 19 | 4 | 0 | 0 | 0 | 1.5617 | 3.1233 | 0 | 16.5561 | 6.9461 | 17.0341 | 17.0341 | 51.7096 | 0 | 0 | 51.7096 | 0 | 0 | 0 | 0 | 0 | 3.1233 | 0 | 0 | 51.7096 | 0 | 0 | 0 | 0 | 0 | 0 | 0
2018-01-17 21:00 | 1 | 20 | 4 | 0 | 0 | 0 | 1.427 | 2.8541 | 0 | 16.5561 | 6.9461 | 17.0341 | 17.0341 | 47.2526 | 0 | 0 | 47.2526 | 0 | 0 | 0 | 0 | 0 | 2.8541 | 0 | 0 | 47.2526 | 0 | 0 | 0 | 0 | 0 | 0 | 0
2018-01-17 22:00 | 1 | 21 | 4 | 0 | 0 | 0 | 1.2203 | 2.4407 | 0 | 16.5561 | 6.9461 | 17.0341 | 17.0341 | 40.4079 | 0 | 0 | 40.4079 | 0 | 0 | 0 | 0 | 0 | 2.4407 | 0 | 0 | 40.4079 | 0 | 0 | 0 | 0 | 0 | 0 | 0
2018-01-17 23:00 | 1 | 22 | 4 | 0 | 0 | 0 | 1.041 | 2.0819 | 0 | 16.5561 | 6.9461 | 17.0341 | 17.0341 | 34.4683 | 0 | 0 | 34.4683 | 0 | 0 | 0 | 0 | 0 | 2.0819 | 0 | 0 | 34.4683 | 0 | 0 | 0 | 0 | 0 | 0 | 0
2018-01-18 | 1 | 23 | 4 | 0 | 0 | 0 | 0.84323 | 1.6865 | 0 | 16.5561 | 6.9461 | 17.0341 | 17.0341 | 27.9212 | 0 | 0 | 27.9212 | 0 | 0 | 0 | 0 | 0 | 1.6865 | 0 | 0 | 27.9212 | 0 | 0 | 0 | 0 | 0 | 0 | 0
2018-01-18 01:00 | 1 | 0 | 5 | 0 | 0 | 0 | 0.7937 | 1.5874 | 0 | 16.5561 | 6.9461 | 17.0341 | 17.0341 | 26.2811 | 0 | 0 | 26.2811 | 0 | 0 | 0 | 0 | 0 | 1.5874 | 0 | 0 | 26.2811 | 0 | 0 | 0 | 0 | 0 | 0 | 0
2018-01-18 02:00 | 1 | 1 | 5 | 0 | 0 | 0 | 0.78299 | 1.566 | 0 | 16.5561 | 6.9461 | 17.0341 | 17.0341 | 25.9264 | 0 | 0 | 25.9264 | 0 | 0 | 0 | 0 | 0 | 1.566 | 0 | 0 | 25.9264 | 0 | 0 | 0 | 0 | 0 | 0 | 0
2018-01-18 03:00 | 1 | 2 | 5 | 0 | 0 | 0 | 0.77419 | 1.5484 | 0 | 16.5561 | 6.9461 | 17.0341 | 17.0341 | 25.635 | 0 | 0 | 25.635 | 0 | 0 | 0 | 0 | 0 | 1.5484 | 0 | 0 | 25.635 | 0 | 0 | 0 | 0 | 0 | 0 | 0
2018-01-18 04:00 | 1 | 3 | 5 | 0 | 0 | 0 | 0.80891 | 1.6178 | 0 | 16.5561 | 6.9461 | 17.0341 | 17.0341 | 26.7847 | 0 | 0 | 26.7847 | 0 | 0 | 0 | 0 | 0 | 1.6178 | 0 | 0 | 26.7847 | 0 | 0 | 0 | 0 | 0 | 0 | 0
2018-01-18 05:00 | 1 | 4 | 5 | 0 | 0 | 0 | 0.87126 | 1.7425 | 0 | 16.5561 | 6.9461 | 17.0341 | 17.0341 | 28.8492 | 0 | 0 | 28.8492 | 0 | 0 | 0 | 0 | 0 | 1.7425 | 0 | 0 | 28.8492 | 0 | 0 | 0 | 0 | 0 | 0 | 0
2018-01-18 06:00 | 1 | 5 | 5 | 0 | 0 | 0 | 1.0621 | 2.1242 | 0 | 16.5561 | 6.9461 | 17.0341 | 17.0341 | 35.169 | 0 | 0 | 35.169 | 0 | 0 | 0 | 0 | 0 | 2.1242 | 0 | 0 | 35.169 | 0 | 0 | 0 | 0 | 0 | 0 | 0
2018-01-18 07:00 | 1 | 6 | 5 | 0 | 0 | 0 | 1.1841 | 2.3681 | 0 | 16.5561 | 6.9461 | 17.0341 | 17.0341 | 39.2072 | 0 | 0 | 39.2072 | 0 | 0 | 0 | 0 | 0 | 2.3681 | 0 | 0 | 39.2072 | 0 | 0 | 0 | 0 | 0 | 0 | 0
2018-01-18 08:00 | 1 | 7 | 5 | 0 | 0 | 0.073959 | 1.2286 | 2.4572 | 0.59168 | 16.5561 | 6.9461 | 17.0341 | 17.0341 | 40.6821 | 0.59168 | 0 | 30.8863 | 9.7958 | 0 | 10.0787 | 0 | 0 | 1.8656 | 0 | 0 | 30.8863 | 9.7958 | 0 | 10.0787 | 0 | 0 | 0.073959 | 0.045268
2018-01-18 09:00 | 1 | 8 | 5 | 0 | 0 | 0.32927 | 1.2289 | 2.4578 | 2.6342 | 16.5561 | 6.9461 | 17.0341 | 17.0341 | 40.692 | 2.4578 | 0.17634 | 0 | 40.692 | 1.2249 | 44.8709 | 0.17634 | 0.17634 | 0 | 0 | 0 | 0 | 40.692 | 0 | 44.8709 | 0.17634 | 0 | 0.32927 | 0.22831
2018-01-18 10:00 | 1 | 9 | 5 | 0 | 0 | 0.50802 | 1.1714 | 2.3429 | 4.0642 | 16.5561 | 6.9461 | 17.0341 | 17.0341 | 38.7891 | 2.3429 | 1.7213 | 0 | 38.7891 | 11.9561 | 69.2298 | 1.7213 | 1.8976 | 0 | 0 | 0 | 0 | 38.7891 | 0 | 69.2298 | 1.7213 | 0 | 0.50802 | 0.29651
2018-01-18 11:00 | 1 | 10 | 5 | 0 | 0 | 0.44371 | 1.1726 | 2.3452 | 3.5497 | 16.5561 | 6.9461 | 17.0341 | 17.0341 | 38.827 | 2.3452 | 1.2045 | 0 | 38.827 | 8.3665 | 60.4656 | 1.2045 | 3.1021 | 0 | 0 | 0 | 0 | 38.827 | 0 | 60.4656 | 1.2045 | 0 | 0.44371 | 0.28377
2018-01-18 12:00 | 1 | 11 | 5 | 0 | 1 | 0.51867 | 1.0766 | 2.1532 | 4.1493 | 25.1898 | 15.5798 | 17.0341 | 17.0341 | 54.2386 | 2.1532 | 1.9961 | 0 | 54.2386 | 31.0992 | 70.6803 | 1.9961 | 5.0982 | 0 | 0 | 0 | 0 | 54.2386 | 0 | 70.6803 | 1.9961 | 0 | 0.51867 | 0.39471
2018-01-18 13:00 | 1 | 12 | 5 | 0 | 1 | 0.46522 | 1.0535 | 2.107 | 3.7218 | 25.1898 | 15.5798 | 17.0341 | 17.0341 | 53.0752 | 2.107 | 1.6148 | 0 | 53.0752 | 25.158 | 63.3977 | 1.6148 | 6.713 | 0 | 0 | 0 | 0 | 53.0752 | 0 | 63.3977 | 1.6148 | 0 | 0.46522 | 0.40097
2018-01-18 14:00 | 1 | 13 | 5 | 0 | 1 | 0.19085 | 0.97334 | 1.9467 | 1.5268 | 25.1898 | 15.5798 | 17.0341 | 17.0341 | 49.0366 | 1.5268 | 0 | 10.5771 | 38.4595 | 0 | 26.0076 | 0 | 6.713 | 0.4199 | 0.4199 | 0 | 0 | 49.0366 | 0 | 26.0076 | 0 | 0 | 0.19085 | 0.34721
2018-01-18 15:00 | 1 | 14 | 5 | 0 | 1 | 0.17643 | 1.034 | 2.0681 | 1.4115 | 25.1898 | 15.5798 | 17.0341 | 17.0341 | 52.0941 | 1.4115 | 0 | 16.5395 | 35.5546 | 0 | 24.0432 | 0 | 6.2566 | 0.6566 | 0.6566 | 0 | 0 | 52.0941 | 0 | 24.0432 | 0 | 0 | 0.17643 | 0.3103
2018-01-18 16:00 | 1 | 15 | 5 | 0 | 1 | 0.046086 | 1.1634 | 2.3268 | 0.36869 | 25.1898 | 15.5798 | 17.0341 | 17.0341 | 58.6125 | 0.36869 | 0 | 49.3254 | 9.2871 | 0 | 6.2803 | 0 | 5.5429 | 1.9582 | 1.9582 | 0 | 0 | 58.6125 | 0 | 6.2803 | 0 | 0 | 0.046086 | 0.15071
2018-01-18 17:00 | 1 | 16 | 5 | 0 | 1 | 0 | 1.3595 | 2.719 | 0 | 25.1898 | 15.5798 | 17.0341 | 17.0341 | 68.4921 | 0 | 0 | 68.4921 | 0 | 0 | 0 | 0 | 3.4145 | 2.719 | 2.719 | 0 | 0 | 68.4921 | 0 | 0 | 0 | 0 | 0 | 0
2018-01-18 18:00 | 1 | 17 | 5 | 0 | 1 | 0 | 1.4764 | 2.9528 | 0 | 25.1898 | 15.5798 | 17.0341 | 17.0341 | 74.3812 | 0 | 0 | 74.3812 | 0 | 0 | 0 | 0 | 0.45901 | 2.9528 | 0.42229 | 0 | 63.7439 | 10.6373 | 0 | 0 | 0 | 0 | 0 | 0
2018-01-18 19:00 | 1 | 18 | 5 | 0 | 1 | 0 | 1.5321 | 3.0642 | 0 | 25.1898 | 15.5798 | 17.0341 | 17.0341 | 77.1857 | 0 | 0 | 77.1857 | 0 | 0 | 0 | 0 | 0 | 3.0642 | 0 | 0 | 77.1857 | 0 | 0 | 0 | 0 | 0 | 0 | 0
2018-01-18 20:00 | 1 | 19 | 5 | 0 | 0 | 0 | 1.5473 | 3.0947 | 0 | 16.5561 | 6.9461 | 17.0341 | 17.0341 | 51.2352 | 0 | 0 | 51.2352 | 0 | 0 | 0 | 0 | 0 | 3.0947 | 0 | 0 | 51.2352 | 0 | 0 | 0 | 0 | 0 | 0 | 0
2018-01-18 21:00 | 1 | 20 | 5 | 0 | 0 | 0 | 1.441 | 2.882 | 0 | 16.5561 | 6.9461 | 17.0341 | 17.0341 | 47.7142 | 0 | 0 | 47.7142 | 0 | 0 | 0 | 0 | 0 | 2.882 | 0 | 0 | 47.7142 | 0 | 0 | 0 | 0 | 0 | 0 | 0
2018-01-18 22:00 | 1 | 21 | 5 | 0 | 0 | 0 | 1.2724 | 2.5448 | 0 | 16.5561 | 6.9461 | 17.0341 | 17.0341 | 42.131 | 0 | 0 | 42.131 | 0 | 0 | 0 | 0 | 0 | 2.5448 | 0 | 0 | 42.131 | 0 | 0 | 0 | 0 | 0 | 0 | 0
2018-01-18 23:00 | 1 | 22 | 5 | 0 | 0 | 0 | 1.0027 | 2.0054 | 0 | 16.5561 | 6.9461 | 17.0341 | 17.0341 | 33.2015 | 0 | 0 | 33.2015 | 0 | 0 | 0 | 0 | 0 | 2.0054 | 0 | 0 | 33.2015 | 0 | 0 | 0 | 0 | 0 | 0 | 0
2018-01-19 | 1 | 23 | 5 | 0 | 0 | 0 | 0.9326 | 1.8652 | 0 | 16.5561 | 6.9461 | 17.0341 | 17.0341 | 30.8802 | 0 | 0 | 30.8802 | 0 | 0 | 0 | 0 | 0 | 1.8652 | 0 | 0 | 30.8802 | 0 | 0 | 0 | 0 | 0 | 0 | 0
2018-01-19 01:00 | 1 | 0 | 6 | 0 | 0 | 0 | 0.90361 | 1.8072 | 0 | 16.5561 | 6.9461 | 17.0341 | 17.0341 | 29.9203 | 0 | 0 | 29.9203 | 0 | 0 | 0 | 0 | 0 | 1.8072 | 0 | 0 | 29.9203 | 0 | 0 | 0 | 0 | 0 | 0 | 0
2018-01-19 02:00 | 1 | 1 | 6 | 0 | 0 | 0 | 0.89616 | 1.7923 | 0 | 16.5561 | 6.9461 | 17.0341 | 17.0341 | 29.6736 | 0 | 0 | 29.6736 | 0 | 0 | 0 | 0 | 0 | 1.7923 | 0 | 0 | 29.6736 | 0 | 0 | 0 | 0 | 0 | 0 | 0
2018-01-19 03:00 | 1 | 2 | 6 | 0 | 0 | 0 | 0.92233 | 1.8447 | 0 | 16.5561 | 6.9461 | 17.0341 | 17.0341 | 30.5404 | 0 | 0 | 30.5404 | 0 | 0 | 0 | 0 | 0 | 1.8447 | 0 | 0 | 30.5404 | 0 | 0 | 0 | 0 | 0 | 0 | 0
2018-01-19 04:00 | 1 | 3 | 6 | 0 | 0 | 0 | 0.93872 | 1.8774 | 0 | 16.5561 | 6.9461 | 17.0341 | 17.0341 | 31.083 | 0 | 0 | 31.083 | 0 | 0 | 0 | 0 | 0 | 1.8774 | 0 | 0 | 31.083 | 0 | 0 | 0 | 0 | 0 | 0 | 0
2018-01-19 05:00 | 1 | 4 | 6 | 0 | 0 | 0 | 0.98559 | 1.9712 | 0 | 16.5561 | 6.9461 | 17.0341 | 17.0341 | 32.6349 | 0 | 0 | 32.6349 | 0 | 0 | 0 | 0 | 0 | 1.9712 | 0 | 0 | 32.6349 | 0 | 0 | 0 | 0 | 0 | 0 | 0
2018-01-19 06:00 | 1 | 5 | 6 | 0 | 0 | 0 | 1.1318 | 2.2637 | 0 | 16.5561 | 6.9461 | 17.0341 | 17.0341 | 37.4773 | 0 | 0 | 37.4773 | 0 | 0 | 0 | 0 | 0 | 2.2637 | 0 | 0 | 37.4773 | 0 | 0 | 0 | 0 | 0 | 0 | 0
2018-01-19 07:00 | 1 | 6 | 6 | 0 | 0 | 0 | 1.2836 | 2.5673 | 0 | 16.5561 | 6.9461 | 17.0341 | 17.0341 | 42.5039 | 0 | 0 | 42.5039 | 0 | 0 | 0 | 0 | 0 | 2.5673 | 0 | 0 | 42.5039 | 0 | 0 | 0 | 0 | 0 | 0 | 0
2018-01-19 08:00 | 1 | 7 | 6 | 0 | 0 | 0.080161 | 1.3788 | 2.7576 | 0.64129 | 16.5561 | 6.9461 | 17.0341 | 17.0341 | 45.6551 | 0.64129 | 0 | 35.0379 | 10.6172 | 0 | 10.9238 | 0 | 0 | 2.1163 | 0 | 0 | 35.0379 | 10.6172 | 0 | 10.9238 | 0 | 0 | 0.080161 | 0.025128
2018-01-19 09:00 | 1 | 8 | 6 | 0 | 0 | 0.33198 | 1.334 | 2.668 | 2.6558 | 16.5561 | 6.9461 | 17.0341 | 17.0341 | 44.1719 | 2.6558 | 0 | 0.20176 | 43.9701 | 0 | 45.2398 | 0 | 0 | 0.012187 | 0 | 0 | 0.20176 | 43.9701 | 0 | 45.2398 | 0 | 0 | 0.33198 | 0.1254
2018-01-19 10:00 | 1 | 9 | 6 | 0 | 0 | 0.50773 | 1.3122 | 2.6244 | 4.0618 | 16.5561 | 6.9461 | 17.0341 | 17.0341 | 43.4504 | 2.6244 | 1.4374 | 0 | 43.4504 | 9.9842 | 69.1897 | 1.4374 | 1.4374 | 0 | 0 | 0 | 0 | 43.4504 | 0 | 69.1897 | 1.4374 | 0 | 0.50773 | 0.20563
2018-01-19 11:00 | 1 | 10 | 6 | 0 | 0 | 0.61286 | 1.2736 | 2.5472 | 4.9029 | 16.5561 | 6.9461 | 17.0341 | 17.0341 | 42.1709 | 2.5472 | 2.3558 | 0 | 42.1709 | 16.3633 | 83.5169 | 2.3558 | 3.7931 | 0 | 0 | 0 | 0 | 42.1709 | 0 | 83.5169 | 2.3558 | 0 | 0.61286 | 0.23199
2018-01-19 12:00 | 1 | 11 | 6 | 0 | 1 | 0.65375 | 1.1798 | 2.3595 | 5.23 | 25.1898 | 15.5798 | 17.0341 | 17.0341 | 59.4359 | 2.3595 | 2.8705 | 0 | 59.4359 | 44.7212 | 89.0884 | 2.8705 | 6.6636 | 0 | 0 | 0 | 0 | 59.4359 | 0 | 89.0884 | 2.8705 | 0 | 0.65375 | 0.26053
2018-01-19 13:00 | 1 | 12 | 6 | 0 | 1 | 0.64145 | 1.1587 | 2.3175 | 5.1316 | 25.1898 | 15.5798 | 17.0341 | 17.0341 | 58.3767 | 2.3175 | 2.8141 | 0 | 58.3767 | 43.8435 | 87.4126 | 2.8141 | 9.4777 | 0 | 0 | 0 | 0 | 58.3767 | 0 | 87.4126 | 2.8141 | 0 | 0.64145 | 0.27757
2018-01-19 14:00 | 1 | 13 | 6 | 0 | 1 | 0.56568 | 1.2011 | 2.4021 | 4.5255 | 25.1898 | 15.5798 | 17.0341 | 17.0341 | 60.5085 | 2.4021 | 2.1234 | 0 | 60.5085 | 33.0816 | 77.0875 | 2.1234 | 11.6011 | 0 | 0 | 0 | 0 | 60.5085 | 0 | 77.0875 | 2.1234 | 0 | 0.56568 | 0.17493
2018-01-19 15:00 | 1 | 14 | 6 | 0 | 1 | 0.4293 | 1.2241 | 2.4482 | 3.4344 | 25.1898 | 15.5798 | 17.0341 | 17.0341 | 61.6701 | 2.4482 | 0.98622 | 0 | 61.6701 | 15.3651 | 58.5027 | 0.8989 | 12.5 | 0 | 0 | 0.087316 | 0 | 61.6701 | 1.3604 | 58.5027 | 0.98622 | 0.17463 | 0.4293 | 0.077378
2018-01-19 16:00 | 1 | 15 | 6 | 0 | 1 | 0.22217 | 1.3131 | 2.6263 | 1.7773 | 25.1898 | 15.5798 | 17.0341 | 17.0341 | 66.1558 | 1.7773 | 0 | 21.3852 | 44.7707 | 0 | 30.2754 | 0 | 12.5 | 0.84896 | 0.84896 | 0 | 0 | 66.1558 | 0 | 30.2754 | 0 | 0 | 0.22217 | 0.030722
2018-01-19 17:00 | 1 | 16 | 6 | 0 | 1 | 0 | 1.4884 | 2.9767 | 0 | 25.1898 | 15.5798 | 17.0341 | 17.0341 | 74.9832 | 0 | 0 | 74.9832 | 0 | 0 | 0 | 0 | 11.5772 | 2.9767 | 2.9767 | 0 | 0 | 74.9832 | 0 | 0 | 0 | 0 | 0 | 0
2018-01-19 18:00 | 1 | 17 | 6 | 0 | 1 | 0 | 1.7196 | 3.4392 | 0 | 25.1898 | 15.5798 | 17.0341 | 17.0341 | 86.633 | 0 | 0 | 86.633 | 0 | 0 | 0 | 0 | 8.3416 | 3.4392 | 3.4392 | 0 | 0 | 86.633 | 0 | 0 | 0 | 0 | 0 | 0
2018-01-19 19:00 | 1 | 18 | 6 | 0 | 1 | 0 | 1.7738 | 3.5476 | 0 | 25.1898 | 15.5798 | 17.0341 | 17.0341 | 89.363 | 0 | 0 | 89.363 | 0 | 0 | 0 | 0 | 4.6034 | 3.5476 | 3.5476 | 0 | 0 | 89.363 | 0 | 0 | 0 | 0 | 0 | 0
2018-01-19 20:00 | 1 | 19 | 6 | 0 | 0 | 0 | 1.7013 | 3.4026 | 0 | 16.5561 | 6.9461 | 17.0341 | 17.0341 | 56.3342 | 0 | 0 | 56.3342 | 0 | 0 | 0 | 0 | 0.74728 | 3.4026 | 0.6875 | 0 | 44.952 | 11.3822 | 0 | 0 | 0 | 0 | 0 | 0
2018-01-19 21:00 | 1 | 20 | 6 | 0 | 0 | 0 | 1.5891 | 3.1782 | 0 | 16.5561 | 6.9461 | 17.0341 | 17.0341 | 52.6177 | 0 | 0 | 52.6177 | 0 | 0 | 0 | 0 | 0 | 3.1782 | 0 | 0 | 52.6177 | 0 | 0 | 0 | 0 | 0 | 0 | 0
2018-01-19 22:00 | 1 | 21 | 6 | 0 | 0 | 0 | 1.4326 | 2.8653 | 0 | 16.5561 | 6.9461 | 17.0341 | 17.0341 | 47.4376 | 0 | 0 | 47.4376 | 0 | 0 | 0 | 0 | 0 | 2.8653 | 0 | 0 | 47.4376 | 0 | 0 | 0 | 0 | 0 | 0 | 0
2018-01-19 23:00 | 1 | 22 | 6 | 0 | 0 | 0 | 1.1768 | 2.3536 | 0 | 16.5561 | 6.9461 | 17.0341 | 17.0341 | 38.9666 | 0 | 0 | 38.9666 | 0 | 0 | 0 | 0 | 0 | 2.3536 | 0 | 0 | 38.9666 | 0 | 0 | 0 | 0 | 0 | 0 | 0
2018-01-20 | 1 | 23 | 6 | 0 | 0 | 0 | 1.046 | 2.0919 | 0 | 16.5561 | 6.9461 | 17.0341 | 17.0341 | 34.6339 | 0 | 0 | 34.6339 | 0 | 0 | 0 | 0 | 0 | 2.0919 | 0 | 0 | 34.6339 | 0 | 0 | 0 | 0 | 0 | 0 | 0
2018-01-20 01:00 | 1 | 0 | 7 | 0 | 0 | 0 | 0.94921 | 1.8984 | 0 | 16.5561 | 6.9461 | 17.0341 | 17.0341 | 31.4303 | 0 | 0 | 31.4303 | 0 | 0 | 0 | 0 | 0 | 1.8984 | 0 | 0 | 31.4303 | 0 | 0 | 0 | 0 | 0 | 0 | 0
2018-01-20 02:00 | 1 | 1 | 7 | 0 | 0 | 0 | 0.91406 | 1.8281 | 0 | 16.5561 | 6.9461 | 17.0341 | 17.0341 | 30.2665 | 0 | 0 | 30.2665 | 0 | 0 | 0 | 0 | 0 | 1.8281 | 0 | 0 | 30.2665 | 0 | 0 | 0 | 0 | 0 | 0 | 0
2018-01-20 03:00 | 1 | 2 | 7 | 0 | 0 | 0 | 0.92093 | 1.8419 | 0 | 16.5561 | 6.9461 | 17.0341 | 17.0341 | 30.494 | 0 | 0 | 30.494 | 0 | 0 | 0 | 0 | 0 | 1.8419 | 0 | 0 | 30.494 | 0 | 0 | 0 | 0 | 0 | 0 | 0
2018-01-20 04:00 | 1 | 3 | 7 | 0 | 0 | 0 | 0.98028 | 1.9606 | 0 | 16.5561 | 6.9461 | 17.0341 | 17.0341 | 32.459 | 0 | 0 | 32.459 | 0 | 0 | 0 | 0 | 0 | 1.9606 | 0 | 0 | 32.459 | 0 | 0 | 0 | 0 | 0 | 0 | 0
2018-01-20 05:00 | 1 | 4 | 7 | 0 | 0 | 0 | 1.015 | 2.0299 | 0 | 16.5561 | 6.9461 | 17.0341 | 17.0341 | 33.6078 | 0 | 0 | 33.6078 | 0 | 0 | 0 | 0 | 0 | 2.0299 | 0 | 0 | 33.6078 | 0 | 0 | 0 | 0 | 0 | 0 | 0
2018-01-20 06:00 | 1 | 5 | 7 | 0 | 0 | 0 | 1.1327 | 2.2653 | 0 | 16.5561 | 6.9461 | 17.0341 | 17.0341 | 37.5046 | 0 | 0 | 37.5046 | 0 | 0 | 0 | 0 | 0 | 2.2653 | 0 | 0 | 37.5046 | 0 | 0 | 0 | 0 | 0 | 0 | 0
2018-01-20 07:00 | 1 | 6 | 7 | 0 | 0 | 0 | 1.2436 | 2.4871 | 0 | 16.5561 | 6.9461 | 17.0341 | 17.0341 | 41.1769 | 0 | 0 | 41.1769 | 0 | 0 | 0 | 0 | 0 | 2.4871 | 0 | 0 | 41.1769 | 0 | 0 | 0 | 0 | 0 | 0 | 0
2018-01-20 08:00 | 1 | 7 | 7 | 0 | 0 | 0.019977 | 1.4039 | 2.8079 | 0.15982 | 16.5561 | 6.9461 | 17.0341 | 17.0341 | 46.4874 | 0.15982 | 0 | 43.8414 | 2.6459 | 0 | 2.7223 | 0 | 0 | 2.6481 | 0 | 0 | 43.8414 | 2.6459 | 0 | 2.7223 | 0 | 0 | 0.019977 | 0.029087
2018-01-20 09:00 | 1 | 8 | 7 | 0 | 0 | 0.068531 | 1.5568 | 3.1135 | 0.54825 | 16.5561 | 6.9461 | 17.0341 | 17.0341 | 51.5479 | 0.54825 | 0 | 42.4711 | 9.0768 | 0 | 9.3389 | 0 | 0 | 2.5653 | 0 | 0 | 42.4711 | 9.0768 | 0 | 9.3389 | 0 | 0 | 0.068531 | 0.25516
2018-01-20 10:00 | 1 | 9 | 7 | 0 | 0 | 0.016859 | 1.5294 | 3.0587 | 0.13487 | 16.5561 | 6.9461 | 17.0341 | 17.0341 | 50.6403 | 0.13487 | 0 | 48.4073 | 2.233 | 0 | 2.2975 | 0 | 0 | 2.9238 | 0 | 0 | 48.4073 | 2.233 | 0 | 2.2975 | 0 | 0 | 0.016859 | 0.38614
2018-01-20 11:00 | 1 | 10 | 7 | 0 | 0 | 0.3866 | 1.4941 | 2.9882 | 3.0928 | 16.5561 | 6.9461 | 17.0341 | 17.0341 | 49.4727 | 2.9882 | 0.10462 | 0 | 49.4727 | 0.7267 | 52.6835 | 0.10462 | 0.10462 | 0 | 0 | 0 | 0 | 49.4727 | 0 | 52.6835 | 0.10462 | 0 | 0.3866 | 0.39711
2018-01-20 12:00 | 1 | 11 | 7 | 0 | 1 | 0.30569 | 1.4066 | 2.8131 | 2.4455 | 25.1898 | 15.5798 | 17.0341 | 17.0341 | 70.8619 | 2.4455 | 0 | 9.2601 | 61.6018 | 0 | 41.6572 | 0 | 0.10462 | 0.36761 | 0.096251 | 0 | 6.8356 | 64.0264 | 0 | 41.6572 | 0 | 0 | 0.30569 | 0.36537
2018-01-20 13:00 | 1 | 12 | 7 | 0 | 1 | 0.26697 | 1.3032 | 2.6064 | 2.1358 | 25.1898 | 15.5798 | 17.0341 | 17.0341 | 65.654 | 2.1358 | 0 | 11.855 | 53.7991 | 0 | 36.3807 | 0 | 0 | 0.47063 | 0 | 0 | 11.855 | 53.7991 | 0 | 36.3807 | 0 | 0 | 0.26697 | 0.35189
2018-01-20 14:00 | 1 | 13 | 7 | 0 | 1 | 0.12755 | 1.3001 | 2.6002 | 1.0204 | 25.1898 | 15.5798 | 17.0341 | 17.0341 | 65.4987 | 1.0204 | 0 | 39.7959 | 25.7028 | 0 | 17.3811 | 0 | 0 | 1.5798 | 0 | 0 | 39.7959 | 25.7028 | 0 | 17.3811 | 0 | 0 | 0.12755 | 0.20778
2018-01-20 15:00 | 1 | 14 | 7 | 0 | 1 | 0.19861 | 1.3634 | 2.7269 | 1.5889 | 25.1898 | 15.5798 | 17.0341 | 17.0341 | 68.6896 | 1.5889 | 0 | 28.6665 | 40.0231 | 0 | 27.0649 | 0 | 0 | 1.138 | 0 | 0 | 28.6665 | 40.0231 | 0 | 27.0649 | 0 | 0 | 0.19861 | 0.13115
2018-01-20 16:00 | 1 | 15 | 7 | 0 | 1 | 0.086433 | 1.4918 | 2.9835 | 0.69146 | 25.1898 | 15.5798 | 17.0341 | 17.0341 | 75.1544 | 0.69146 | 0 | 57.7366 | 17.4178 | 0 | 11.7785 | 0 | 0 | 2.2921 | 0 | 0 | 57.7366 | 17.4178 | 0 | 11.7785 | 0 | 0 | 0.086433 | 0.071444
2018-01-20 17:00 | 1 | 16 | 7 | 0 | 1 | 0 | 1.7172 | 3.4344 | 0 | 25.1898 | 15.5798 | 17.0341 | 17.0341 | 86.5118 | 0 | 0 | 86.5118 | 0 | 0 | 0 | 0 | 0 | 3.4344 | 0 | 0 | 86.5118 | 0 | 0 | 0 | 0 | 0 | 0 | 0
2018-01-20 18:00 | 1 | 17 | 7 | 0 | 1 | 0 | 1.7713 | 3.5427 | 0 | 25.1898 | 15.5798 | 17.0341 | 17.0341 | 89.2389 | 0 | 0 | 89.2389 | 0 | 0 | 0 | 0 | 0 | 3.5427 | 0 | 0 | 89.2389 | 0 | 0 | 0 | 0 | 0 | 0 | 0
2018-01-20 19:00 | 1 | 18 | 7 | 0 | 1 | 0 | 1.8383 | 3.6767 | 0 | 25.1898 | 15.5798 | 17.0341 | 17.0341 | 92.615 | 0 | 0 | 92.615 | 0 | 0 | 0 | 0 | 0 | 3.6767 | 0 | 0 | 92.615 | 0 | 0 | 0 | 0 | 0 | 0 | 0
2018-01-20 20:00 | 1 | 19 | 7 | 0 | 0 | 0 | 1.892 | 3.784 | 0 | 16.5561 | 6.9461 | 17.0341 | 17.0341 | 62.6476 | 0 | 0 | 62.6476 | 0 | 0 | 0 | 0 | 0 | 3.784 | 0 | 0 | 62.6476 | 0 | 0 | 0 | 0 | 0 | 0 | 0
2018-01-20 21:00 | 1 | 20 | 7 | 0 | 0 | 0 | 1.8468 | 3.6935 | 0 | 16.5561 | 6.9461 | 17.0341 | 17.0341 | 61.1502 | 0 | 0 | 61.1502 | 0 | 0 | 0 | 0 | 0 | 3.6935 | 0 | 0 | 61.1502 | 0 | 0 | 0 | 0 | 0 | 0 | 0
2018-01-20 22:00 | 1 | 21 | 7 | 0 | 0 | 0 | 1.661 | 3.3221 | 0 | 16.5561 | 6.9461 | 17.0341 | 17.0341 | 55.0005 | 0 | 0 | 55.0005 | 0 | 0 | 0 | 0 | 0 | 3.3221 | 0 | 0 | 55.0005 | 0 | 0 | 0 | 0 | 0 | 0 | 0
2018-01-20 23:00 | 1 | 22 | 7 | 0 | 0 | 0 | 1.4249 | 2.8498 | 0 | 16.5561 | 6.9461 | 17.0341 | 17.0341 | 47.1807 | 0 | 0 | 47.1807 | 0 | 0 | 0 | 0 | 0 | 2.8498 | 0 | 0 | 47.1807 | 0 | 0 | 0 | 0 | 0 | 0 | 0
2018-01-21 | 1 | 23 | 7 | 0 | 0 | 0 | 1.3234 | 2.6468 | 0 | 16.5561 | 6.9461 | 17.0341 | 17.0341 | 43.8199 | 0 | 0 | 43.8199 | 0 | 0 | 0 | 0 | 0 | 2.6468 | 0 | 0 | 43.8199 | 0 | 0 | 0 | 0 | 0 | 0 | 0
2018-01-21 01:00 | 1 | 0 | 1 | 0 | 0 | 0 | 1.3081 | 2.6161 | 0 | 16.5561 | 6.9461 | 17.0341 | 17.0341 | 43.3128 | 0 | 0 | 43.3128 | 0 | 0 | 0 | 0 | 0 | 2.6161 | 0 | 0 | 43.3128 | 0 | 0 | 0 | 0 | 0 | 0 | 0
2018-01-21 02:00 | 1 | 1 | 1 | 0 | 0 | 0 | 1.3272 | 2.6543 | 0 | 16.5561 | 6.9461 | 17.0341 | 17.0341 | 43.9452 | 0 | 0 | 43.9452 | 0 | 0 | 0 | 0 | 0 | 2.6543 | 0 | 0 | 43.9452 | 0 | 0 | 0 | 0 | 0 | 0 | 0
2018-01-21 03:00 | 1 | 2 | 1 | 0 | 0 | 0 | 1.3846 | 2.7691 | 0 | 16.5561 | 6.9461 | 17.0341 | 17.0341 | 45.8456 | 0 | 0 | 45.8456 | 0 | 0 | 0 | 0 | 0 | 2.7691 | 0 | 0 | 45.8456 | 0 | 0 | 0 | 0 | 0 | 0 | 0
2018-01-21 04:00 | 1 | 3 | 1 | 0 | 0 | 0 | 1.4481 | 2.8963 | 0 | 16.5561 | 6.9461 | 17.0341 | 17.0341 | 47.9511 | 0 | 0 | 47.9511 | 0 | 0 | 0 | 0 | 0 | 2.8963 | 0 | 0 | 47.9511 | 0 | 0 | 0 | 0 | 0 | 0 | 0
2018-01-21 05:00 | 1 | 4 | 1 | 0 | 0 | 0 | 1.4676 | 2.9353 | 0 | 16.5561 | 6.9461 | 17.0341 | 17.0341 | 48.5963 | 0 | 0 | 48.5963 | 0 | 0 | 0 | 0 | 0 | 2.9353 | 0 | 0 | 48.5963 | 0 | 0 | 0 | 0 | 0 | 0 | 0
2018-01-21 06:00 | 1 | 5 | 1 | 0 | 0 | 0 | 1.5618 | 3.1237 | 0 | 16.5561 | 6.9461 | 17.0341 | 17.0341 | 51.7155 | 0 | 0 | 51.7155 | 0 | 0 | 0 | 0 | 0 | 3.1237 | 0 | 0 | 51.7155 | 0 | 0 | 0 | 0 | 0 | 0 | 0
2018-01-21 07:00 | 1 | 6 | 1 | 0 | 0 | 0 | 1.7768 | 3.5537 | 0 | 16.5561 | 6.9461 | 17.0341 | 17.0341 | 58.8347 | 0 | 0 | 58.8347 | 0 | 0 | 0 | 0 | 0 | 3.5537 | 0 | 0 | 58.8347 | 0 | 0 | 0 | 0 | 0 | 0 | 0
2018-01-21 08:00 | 1 | 7 | 1 | 0 | 0 | 0.024991 | 1.8488 | 3.6976 | 0.19993 | 16.5561 | 6.9461 | 17.0341 | 17.0341 | 61.2168 | 0.19993 | 0 | 57.9069 | 3.31 | 0 | 3.4056 | 0 | 0 | 3.4976 | 0 | 0 | 57.9069 | 3.31 | 0 | 3.4056 | 0 | 0 | 0.024991 | 0.044681
2018-01-21 09:00 | 1 | 8 | 1 | 0 | 0 | 0.10703 | 1.9391 | 3.8783 | 0.85625 | 16.5561 | 6.9461 | 17.0341 | 17.0341 | 64.2085 | 0.85625 | 0 | 50.0325 | 14.1761 | 0 | 14.5855 | 0 | 0 | 3.022 | 0 | 0 | 50.0325 | 14.1761 | 0 | 14.5855 | 0 | 0 | 0.10703 | 0.30717
2018-01-21 10:00 | 1 | 9 | 1 | 0 | 0 | 0.14775 | 1.8871 | 3.7741 | 1.182 | 16.5561 | 6.9461 | 17.0341 | 17.0341 | 62.4846 | 1.182 | 0 | 42.9149 | 19.5698 | 0 | 20.1349 | 0 | 0 | 2.5921 | 0 | 0 | 42.9149 | 19.5698 | 0 | 20.1349 | 0 | 0 | 0.14775 | 0.37211
2018-01-21 11:00 | 1 | 10 | 1 | 0 | 0 | 0.27905 | 1.8343 | 3.6687 | 2.2324 | 16.5561 | 6.9461 | 17.0341 | 17.0341 | 60.7389 | 2.2324 | 0 | 23.7789 | 36.96 | 0 | 38.0273 | 0 | 0 | 1.4363 | 0 | 0 | 23.7789 | 36.96 | 0 | 38.0273 | 0 | 0 | 0.27905 | 0.45827
2018-01-21 12:00 | 1 | 11 | 1 | 0 | 1 | 0.073075 | 1.7004 | 3.4008 | 0.5846 | 25.1898 | 15.5798 | 17.0341 | 17.0341 | 85.6659 | 0.5846 | 0 | 70.94 | 14.7258 | 0 | 9.9581 | 0 | 0 | 2.8162 | 0 | 0 | 70.94 | 14.7258 | 0 | 9.9581 | 0 | 0 | 0.073075 | 0.56398
2018-01-21 13:00 | 1 | 12 | 1 | 0 | 1 | 0.149 | 1.6206 | 3.2412 | 1.192 | 25.1898 | 15.5798 | 17.0341 | 17.0341 | 81.6449 | 1.192 | 0 | 51.6182 | 30.0268 | 0 | 20.3051 | 0 | 0 | 2.0492 | 0 | 0 | 51.6182 | 30.0268 | 0 | 20.3051 | 0 | 0 | 0.149 | 0.48539
2018-01-21 14:00 | 1 | 13 | 1 | 0 | 1 | 0.096626 | 1.474 | 2.9481 | 0.77301 | 25.1898 | 15.5798 | 17.0341 | 17.0341 | 74.261 | 0.77301 | 0 | 54.7892 | 19.4718 | 0 | 13.1675 | 0 | 0 | 2.1751 | 0 | 0 | 54.7892 | 19.4718 | 0 | 13.1675 | 0 | 0 | 0.096626 | 0.4081
2018-01-21 15:00 | 1 | 14 | 1 | 0 | 1 | 0.17293 | 1.5261 | 3.0522 | 1.3834 | 25.1898 | 15.5798 | 17.0341 | 17.0341 | 76.8832 | 1.3834 | 0 | 42.0349 | 34.8483 | 0 | 23.5656 | 0 | 0 | 1.6687 | 0 | 0 | 42.0349 | 34.8483 | 0 | 23.5656 | 0 | 0 | 0.17293 | 0.33901
2018-01-21 16:00 | 1 | 15 | 1 | 0 | 1 | 0.090837 | 1.6366 | 3.2732 | 0.7267 | 25.1898 | 15.5798 | 17.0341 | 17.0341 | 82.4521 | 0.7267 | 0 | 64.1468 | 18.3053 | 0 | 12.3786 | 0 | 0 | 2.5465 | 0 | 0 | 64.1468 | 18.3053 | 0 | 12.3786 | 0 | 0 | 0.090837 | 0.12638
2018-01-21 17:00 | 1 | 16 | 1 | 0 | 1 | 0 | 1.776 | 3.552 | 0 | 25.1898 | 15.5798 | 17.0341 | 17.0341 | 89.4748 | 0 | 0 | 89.4748 | 0 | 0 | 0 | 0 | 0 | 3.552 | 0 | 0 | 89.4748 | 0 | 0 | 0 | 0 | 0 | 0 | 0
2018-01-21 18:00 | 1 | 17 | 1 | 0 | 1 | 0 | 1.832 | 3.664 | 0 | 25.1898 | 15.5798 | 17.0341 | 17.0341 | 92.2943 | 0 | 0 | 92.2943 | 0 | 0 | 0 | 0 | 0 | 3.664 | 0 | 0 | 92.2943 | 0 | 0 | 0 | 0 | 0 | 0 | 0
2018-01-21 19:00 | 1 | 18 | 1 | 0 | 1 | 0 | 1.822 | 3.644 | 0 | 25.1898 | 15.5798 | 17.0341 | 17.0341 | 91.7913 | 0 | 0 | 91.7913 | 0 | 0 | 0 | 0 | 0 | 3.644 | 0 | 0 | 91.7913 | 0 | 0 | 0 | 0 | 0 | 0 | 0
2018-01-21 20:00 | 1 | 19 | 1 | 0 | 0 | 0 | 1.785 | 3.57 | 0 | 16.5561 | 6.9461 | 17.0341 | 17.0341 | 59.1055 | 0 | 0 | 59.1055 | 0 | 0 | 0 | 0 | 0 | 3.57 | 0 | 0 | 59.1055 | 0 | 0 | 0 | 0 | 0 | 0 | 0
2018-01-21 21:00 | 1 | 20 | 1 | 0 | 0 | 0 | 1.6375 | 3.2749 | 0 | 16.5561 | 6.9461 | 17.0341 | 17.0341 | 54.2198 | 0 | 0 | 54.2198 | 0 | 0 | 0 | 0 | 0 | 3.2749 | 0 | 0 | 54.2198 | 0 | 0 | 0 | 0 | 0 | 0 | 0
2018-01-21 22:00 | 1 | 21 | 1 | 0 | 0 | 0 | 1.3998 | 2.7997 | 0 | 16.5561 | 6.9461 | 17.0341 | 17.0341 | 46.3513 | 0 | 0 | 46.3513 | 0 | 0 | 0 | 0 | 0 | 2.7997 | 0 | 0 | 46.3513 | 0 | 0 | 0 | 0 | 0 | 0 | 0
2018-01-21 23:00 | 1 | 22 | 1 | 0 | 0 | 0 | 1.1881 | 2.3762 | 0 | 16.5561 | 6.9461 | 17.0341 | 17.0341 | 39.3407 | 0 | 0 | 39.3407 | 0 | 0 | 0 | 0 | 0 | 2.3762 | 0 | 0 | 39.3407 | 0 | 0 | 0 | 0 | 0 | 0 | 0
2018-01-22 | 1 | 23 | 1 | 0 | 0 | 0 | 1.0809 | 2.1619 | 0 | 16.5561 | 6.9461 | 17.0341 | 17.0341 | 35.7921 | 0 | 0 | 35.7921 | 0 | 0 | 0 | 0 | 0 | 2.1619 | 0 | 0 | 35.7921 | 0 | 0 | 0 | 0 | 0 | 0 | 0
2018-01-22 01:00 | 1 | 0 | 2 | 0 | 0 | 0 | 1.0403 | 2.0806 | 0 | 16.5561 | 6.9461 | 17.0341 | 17.0341 | 34.4467 | 0 | 0 | 34.4467 | 0 | 0 | 0 | 0 | 0 | 2.0806 | 0 | 0 | 34.4467 | 0 | 0 | 0 | 0 | 0 | 0 | 0
2018-01-22 02:00 | 1 | 1 | 2 | 0 | 0 | 0 | 1.0484 | 2.0968 | 0 | 16.5561 | 6.9461 | 17.0341 | 17.0341 | 34.715 | 0 | 0 | 34.715 | 0 | 0 | 0 | 0 | 0 | 2.0968 | 0 | 0 | 34.715 | 0 | 0 | 0 | 0 | 0 | 0 | 0
2018-01-22 03:00 | 1 | 2 | 2 | 0 | 0 | 0 | 1.0558 | 2.1116 | 0 | 16.5561 | 6.9461 | 17.0341 | 17.0341 | 34.96 | 0 | 0 | 34.96 | 0 | 0 | 0 | 0 | 0 | 2.1116 | 0 | 0 | 34.96 | 0 | 0 | 0 | 0 | 0 | 0 | 0
2018-01-22 04:00 | 1 | 3 | 2 | 0 | 0 | 0 | 1.0919 | 2.1837 | 0 | 16.5561 | 6.9461 | 17.0341 | 17.0341 | 36.1538 | 0 | 0 | 36.1538 | 0 | 0 | 0 | 0 | 0 | 2.1837 | 0 | 0 | 36.1538 | 0 | 0 | 0 | 0 | 0 | 0 | 0
2018-01-22 05:00 | 1 | 4 | 2 | 0 | 0 | 0 | 1.1481 | 2.2961 | 0 | 16.5561 | 6.9461 | 17.0341 | 17.0341 | 38.0149 | 0 | 0 | 38.0149 | 0 | 0 | 0 | 0 | 0 | 2.2961 | 0 | 0 | 38.0149 | 0 | 0 | 0 | 0 | 0 | 0 | 0
2018-01-22 06:00 | 1 | 5 | 2 | 0 | 0 | 0 | 1.349 | 2.6979 | 0 | 16.5561 | 6.9461 | 17.0341 | 17.0341 | 44.6671 | 0 | 0 | 44.6671 | 0 | 0 | 0 | 0 | 0 | 2.6979 | 0 | 0 | 44.6671 | 0 | 0 | 0 | 0 | 0 | 0 | 0
2018-01-22 07:00 | 1 | 6 | 2 | 0 | 0 | 0 | 1.4298 | 2.8596 | 0 | 16.5561 | 6.9461 | 17.0341 | 17.0341 | 47.3434 | 0 | 0 | 47.3434 | 0 | 0 | 0 | 0 | 0 | 2.8596 | 0 | 0 | 47.3434 | 0 | 0 | 0 | 0 | 0 | 0 | 0
2018-01-22 08:00 | 1 | 7 | 2 | 0 | 0 | 0.012425 | 1.5026 | 3.0053 | 0.099401 | 16.5561 | 6.9461 | 17.0341 | 17.0341 | 49.7554 | 0.099401 | 0 | 48.1097 | 1.6457 | 0 | 1.6932 | 0 | 0 | 2.9059 | 0 | 0 | 48.1097 | 1.6457 | 0 | 1.6932 | 0 | 0 | 0.012425 | 0.060213
2018-01-22 09:00 | 1 | 8 | 2 | 0 | 0 | 0.10575 | 1.5387 | 3.0773 | 0.84602 | 16.5561 | 6.9461 | 17.0341 | 17.0341 | 50.9487 | 0.84602 | 0 | 36.942 | 14.0067 | 0 | 14.4112 | 0 | 0 | 2.2313 | 0 | 0 | 36.942 | 14.0067 | 0 | 14.4112 | 0 | 0 | 0.10575 | 0.1883
2018-01-22 10:00 | 1 | 9 | 2 | 0 | 0 | 0.20884 | 1.5727 | 3.1454 | 1.6707 | 16.5561 | 6.9461 | 17.0341 | 17.0341 | 52.0752 | 1.6707 | 0 | 24.4147 | 27.6605 | 0 | 28.4593 | 0 | 0 | 1.4747 | 0 | 0 | 24.4147 | 27.6605 | 0 | 28.4593 | 0 | 0 | 0.20884 | 0.30372
2018-01-22 11:00 | 1 | 10 | 2 | 0 | 0 | 0.33995 | 1.5586 | 3.1172 | 2.7196 | 16.5561 | 6.9461 | 17.0341 | 17.0341 | 51.6081 | 2.7196 | 0 | 6.5823 | 45.0258 | 0 | 46.3261 | 0 | 0 | 0.39758 | 0 | 0 | 6.5823 | 45.0258 | 0 | 46.3261 | 0 | 0 | 0.33995 | 0.42089
2018-01-22 12:00 | 1 | 11 | 2 | 0 | 1 | 0.36437 | 1.523 | 3.046 | 2.9149 | 25.1898 | 15.5798 | 17.0341 | 17.0341 | 76.7277 | 2.9149 | 0 | 3.301 | 73.4267 | 0 | 49.6536 | 0 | 0 | 0.13105 | 0 | 0 | 3.301 | 73.4267 | 0 | 49.6536 | 0 | 0 | 0.36437 | 0.25686
2018-01-22 13:00 | 1 | 12 | 2 | 0 | 1 | 0.35453 | 1.4389 | 2.8777 | 2.8362 | 25.1898 | 15.5798 | 17.0341 | 17.0341 | 72.4892 | 2.8362 | 0 | 1.0448 | 71.4444 | 0 | 48.3131 | 0 | 0 | 0.041478 | 0 | 0 | 1.0448 | 71.4444 | 0 | 48.3131 | 0 | 0 | 0.35453 | 0.34263
2018-01-22 14:00 | 1 | 13 | 2 | 0 | 1 | 0.3797 | 1.4161 | 2.8322 | 3.0376 | 25.1898 | 15.5798 | 17.0341 | 17.0341 | 71.3434 | 2.8322 | 0.20535 | 0 | 71.3434 | 3.1994 | 51.7428 | 0.20535 | 0.20535 | 0 | 0 | 0 | 0 | 71.3434 | 0 | 51.7428 | 0.20535 | 0 | 0.3797 | 0.27851
2018-01-22 15:00 | 1 | 14 | 2 | 0 | 1 | 0.22951 | 1.4725 | 2.9449 | 1.8361 | 25.1898 | 15.5798 | 17.0341 | 17.0341 | 74.1813 | 1.8361 | 0 | 27.9309 | 46.2504 | 0 | 31.2761 | 0 | 0.20535 | 1.1088 | 0.18892 | 0 | 23.1719 | 51.0094 | 0 | 31.2761 | 0 | 0 | 0.22951 | 0.3231
2018-01-22 16:00 | 1 | 15 | 2 | 0 | 1 | 0.1343 | 1.5404 | 3.0809 | 1.0744 | 25.1898 | 15.5798 | 17.0341 | 17.0341 | 77.6059 | 1.0744 | 0 | 50.5412 | 27.0647 | 0 | 18.302 | 0 | 0 | 2.0064 | 0 | 0 | 50.5412 | 27.0647 | 0 | 18.302 | 0 | 0 | 0.1343 | 0.15
2018-01-22 17:00 | 1 | 16 | 2 | 0 | 1 | 0 | 1.715 | 3.4301 | 0 | 25.1898 | 15.5798 | 17.0341 | 17.0341 | 86.4026 | 0 | 0 | 86.4026 | 0 | 0 | 0 | 0 | 0 | 3.4301 | 0 | 0 | 86.4026 | 0 | 0 | 0 | 0 | 0 | 0 | 0
2018-01-22 18:00 | 1 | 17 | 2 | 0 | 1 | 0 | 1.8433 | 3.6866 | 0 | 25.1898 | 15.5798 | 17.0341 | 17.0341 | 92.8644 | 0 | 0 | 92.8644 | 0 | 0 | 0 | 0 | 0 | 3.6866 | 0 | 0 | 92.8644 | 0 | 0 | 0 | 0 | 0 | 0 | 0
2018-01-22 19:00 | 1 | 18 | 2 | 0 | 1 | 0 | 1.7934 | 3.5868 | 0 | 25.1898 | 15.5798 | 17.0341 | 17.0341 | 90.3494 | 0 | 0 | 90.3494 | 0 | 0 | 0 | 0 | 0 | 3.5868 | 0 | 0 | 90.3494 | 0 | 0 | 0 | 0 | 0 | 0 | 0
2018-01-22 20:00 | 1 | 19 | 2 | 0 | 0 | 0 | 1.8066 | 3.6131 | 0 | 16.5561 | 6.9461 | 17.0341 | 17.0341 | 59.8195 | 0 | 0 | 59.8195 | 0 | 0 | 0 | 0 | 0 | 3.6131 | 0 | 0 | 59.8195 | 0 | 0 | 0 | 0 | 0 | 0 | 0
2018-01-22 21:00 | 1 | 20 | 2 | 0 | 0 | 0 | 1.7712 | 3.5424 | 0 | 16.5561 | 6.9461 | 17.0341 | 17.0341 | 58.6487 | 0 | 0 | 58.6487 | 0 | 0 | 0 | 0 | 0 | 3.5424 | 0 | 0 | 58.6487 | 0 | 0 | 0 | 0 | 0 | 0 | 0
2018-01-22 22:00 | 1 | 21 | 2 | 0 | 0 | 0 | 1.6221 | 3.2441 | 0 | 16.5561 | 6.9461 | 17.0341 | 17.0341 | 53.7102 | 0 | 0 | 53.7102 | 0 | 0 | 0 | 0 | 0 | 3.2441 | 0 | 0 | 53.7102 | 0 | 0 | 0 | 0 | 0 | 0 | 0
2018-01-22 23:00 | 1 | 22 | 2 | 0 | 0 | 0 | 1.3007 | 2.6014 | 0 | 16.5561 | 6.9461 | 17.0341 | 17.0341 | 43.0688 | 0 | 0 | 43.0688 | 0 | 0 | 0 | 0 | 0 | 2.6014 | 0 | 0 | 43.0688 | 0 | 0 | 0 | 0 | 0 | 0 | 0
2018-01-23 | 1 | 23 | 2 | 0 | 0 | 0 | 1.1823 | 2.3646 | 0 | 16.5561 | 6.9461 | 17.0341 | 17.0341 | 39.1489 | 0 | 0 | 39.1489 | 0 | 0 | 0 | 0 | 0 | 2.3646 | 0 | 0 | 39.1489 | 0 | 0 | 0 | 0 | 0 | 0 | 0
2018-01-23 01:00 | 1 | 0 | 3 | 0 | 0 | 0 | 1.1088 | 2.2176 | 0 | 16.5561 | 6.9461 | 17.0341 | 17.0341 | 36.7153 | 0 | 0 | 36.7153 | 0 | 0 | 0 | 0 | 0 | 2.2176 | 0 | 0 | 36.7153 | 0 | 0 | 0 | 0 | 0 | 0 | 0
2018-01-23 02:00 | 1 | 1 | 3 | 0 | 0 | 0 | 1.0725 | 2.145 | 0 | 16.5561 | 6.9461 | 17.0341 | 17.0341 | 35.5134 | 0 | 0 | 35.5134 | 0 | 0 | 0 | 0 | 0 | 2.145 | 0 | 0 | 35.5134 | 0 | 0 | 0 | 0 | 0 | 0 | 0
2018-01-23 03:00 | 1 | 2 | 3 | 0 | 0 | 0 | 1.0582 | 2.1164 | 0 | 16.5561 | 6.9461 | 17.0341 | 17.0341 | 35.0386 | 0 | 0 | 35.0386 | 0 | 0 | 0 | 0 | 0 | 2.1164 | 0 | 0 | 35.0386 | 0 | 0 | 0 | 0 | 0 | 0 | 0
2018-01-23 04:00 | 1 | 3 | 3 | 0 | 0 | 0 | 1.0517 | 2.1033 | 0 | 16.5561 | 6.9461 | 17.0341 | 17.0341 | 34.8224 | 0 | 0 | 34.8224 | 0 | 0 | 0 | 0 | 0 | 2.1033 | 0 | 0 | 34.8224 | 0 | 0 | 0 | 0 | 0 | 0 | 0
2018-01-23 05:00 | 1 | 4 | 3 | 0 | 0 | 0 | 1.1213 | 2.2427 | 0 | 16.5561 | 6.9461 | 17.0341 | 17.0341 | 37.1301 | 0 | 0 | 37.1301 | 0 | 0 | 0 | 0 | 0 | 2.2427 | 0 | 0 | 37.1301 | 0 | 0 | 0 | 0 | 0 | 0 | 0
2018-01-23 06:00 | 1 | 5 | 3 | 0 | 0 | 0 | 1.2887 | 2.5774 | 0 | 16.5561 | 6.9461 | 17.0341 | 17.0341 | 42.6717 | 0 | 0 | 42.6717 | 0 | 0 | 0 | 0 | 0 | 2.5774 | 0 | 0 | 42.6717 | 0 | 0 | 0 | 0 | 0 | 0 | 0
2018-01-23 07:00 | 1 | 6 | 3 | 0 | 0 | 0 | 1.4473 | 2.8945 | 0 | 16.5561 | 6.9461 | 17.0341 | 17.0341 | 47.9216 | 0 | 0 | 47.9216 | 0 | 0 | 0 | 0 | 0 | 2.8945 | 0 | 0 | 47.9216 | 0 | 0 | 0 | 0 | 0 | 0 | 0
2018-01-23 08:00 | 1 | 7 | 3 | 0 | 0 | 0.049049 | 1.506 | 3.012 | 0.39239 | 16.5561 | 6.9461 | 17.0341 | 17.0341 | 49.8671 | 0.39239 | 0 | 43.3707 | 6.4964 | 0 | 6.684 | 0 | 0 | 2.6196 | 0 | 0 | 43.3707 | 6.4964 | 0 | 6.684 | 0 | 0 | 0.049049 | 0.066968
2018-01-23 09:00 | 1 | 8 | 3 | 0 | 0 | 0.33047 | 1.4849 | 2.9699 | 2.6437 | 16.5561 | 6.9461 | 17.0341 | 17.0341 | 49.1693 | 2.6437 | 0 | 5.3994 | 43.7698 | 0 | 45.0338 | 0 | 0 | 0.32613 | 0 | 0 | 5.3994 | 43.7698 | 0 | 45.0338 | 0 | 0 | 0.33047 | 0.28541
2018-01-23 10:00 | 1 | 9 | 3 | 0 | 0 | 0.33925 | 1.4066 | 2.8131 | 2.714 | 16.5561 | 6.9461 | 17.0341 | 17.0341 | 46.5743 | 2.714 | 0 | 1.6417 | 44.9326 | 0 | 46.2301 | 0 | 0 | 0.099159 | 0 | 0 | 1.6417 | 44.9326 | 0 | 46.2301 | 0 | 0 | 0.33925 | 0.31739
2018-01-23 11:00 | 1 | 10 | 3 | 0 | 0 | 0.49774 | 1.431 | 2.862 | 3.982 | 16.5561 | 6.9461 | 17.0341 | 17.0341 | 47.383 | 2.862 | 1.12 | 0 | 47.383 | 7.7795 | 67.8293 | 1.12 | 1.12 | 0 | 0 | 0 | 0 | 47.383 | 0 | 67.8293 | 1.12 | 0 | 0.49774 | 0.41448
2018-01-23 12:00 | 1 | 11 | 3 | 0 | 1 | 0.47348 | 1.3182 | 2.6363 | 3.7878 | 25.1898 | 15.5798 | 17.0341 | 17.0341 | 66.4079 | 2.6363 | 1.1515 | 0 | 66.4079 | 17.9402 | 64.5221 | 1.1515 | 2.2715 | 0 | 0 | 0 | 0 | 66.4079 | 0 | 64.5221 | 1.1515 | 0 | 0.47348 | 0.36091
2018-01-23 13:00 | 1 | 12 | 3 | 0 | 1 | 0.62497 | 1.2157 | 2.4313 | 4.9998 | 25.1898 | 15.5798 | 17.0341 | 17.0341 | 61.2447 | 2.4313 | 2.5684 | 0 | 61.2447 | 40.0159 | 85.167 | 2.5684 | 4.8399 | 0 | 0 | 0 | 0 | 61.2447 | 0 | 85.167 | 2.5684 | 0 | 0.62497 | 0.40059
2018-01-23 14:00 | 1 | 13 | 3 | 0 | 1 | 0.55374 | 1.1617 | 2.3233 | 4.43 | 25.1898 | 15.5798 | 17.0341 | 17.0341 | 58.5242 | 2.3233 | 2.1066 | 0 | 58.5242 | 32.8207 | 75.4604 | 2.1066 | 6.9466 | 0 | 0 | 0 | 0 | 58.5242 | 0 | 75.4604 | 2.1066 | 0 | 0.55374 | 0.37469
2018-01-23 15:00 | 1 | 14 | 3 | 0 | 1 | 0.42821 | 1.1709 | 2.3418 | 3.4257 | 25.1898 | 15.5798 | 17.0341 | 17.0341 | 58.9906 | 2.3418 | 1.0838 | 0 | 58.9906 | 16.886 | 58.3537 | 1.0838 | 8.0304 | 0 | 0 | 0 | 0 | 58.9906 | 0 | 58.3537 | 1.0838 | 0 | 0.42821 | 0.26044
2018-01-23 16:00 | 1 | 15 | 3 | 0 | 1 | 0.22734 | 1.2119 | 2.4238 | 1.8187 | 25.1898 | 15.5798 | 17.0341 | 17.0341 | 61.0551 | 1.8187 | 0 | 15.2426 | 45.8125 | 0 | 30.9799 | 0 | 8.0304 | 0.60511 | 0.60511 | 0 | 0 | 61.0551 | 0 | 30.9799 | 0 | 0 | 0.22734 | 0.1711
2018-01-23 17:00 | 1 | 16 | 3 | 0 | 1 | 0 | 1.4322 | 2.8643 | 0 | 25.1898 | 15.5798 | 17.0341 | 17.0341 | 72.1522 | 0 | 0 | 72.1522 | 0 | 0 | 0 | 0 | 7.3727 | 2.8643 | 2.8643 | 0 | 0 | 72.1522 | 0 | 0 | 0 | 0 | 0 | 0
2018-01-23 18:00 | 1 | 17 | 3 | 0 | 1 | 0 | 1.6108 | 3.2216 | 0 | 25.1898 | 15.5798 | 17.0341 | 17.0341 | 81.1512 | 0 | 0 | 81.1512 | 0 | 0 | 0 | 0 | 4.2592 | 3.2216 | 3.2216 | 0 | 0 | 81.1512 | 0 | 0 | 0 | 0 | 0 | 0
2018-01-23 19:00 | 1 | 18 | 3 | 0 | 1 | 0 | 1.7022 | 3.4044 | 0 | 25.1898 | 15.5798 | 17.0341 | 17.0341 | 85.7554 | 0 | 0 | 85.7554 | 0 | 0 | 0 | 0 | 0.75751 | 3.4044 | 0.69691 | 0 | 68.2005 | 17.5549 | 0 | 0 | 0 | 0 | 0 | 0
2018-01-23 20:00 | 1 | 19 | 3 | 0 | 0 | 0 | 1.7196 | 3.4393 | 0 | 16.5561 | 6.9461 | 17.0341 | 17.0341 | 56.941 | 0 | 0 | 56.941 | 0 | 0 | 0 | 0 | 0 | 3.4393 | 0 | 0 | 56.941 | 0 | 0 | 0 | 0 | 0 | 0 | 0
2018-01-23 21:00 | 1 | 20 | 3 | 0 | 0 | 0 | 1.5295 | 3.059 | 0 | 16.5561 | 6.9461 | 17.0341 | 17.0341 | 50.6447 | 0 | 0 | 50.6447 | 0 | 0 | 0 | 0 | 0 | 3.059 | 0 | 0 | 50.6447 | 0 | 0 | 0 | 0 | 0 | 0 | 0
2018-01-23 22:00 | 1 | 21 | 3 | 0 | 0 | 0 | 1.3529 | 2.7059 | 0 | 16.5561 | 6.9461 | 17.0341 | 17.0341 | 44.7989 | 0 | 0 | 44.7989 | 0 | 0 | 0 | 0 | 0 | 2.7059 | 0 | 0 | 44.7989 | 0 | 0 | 0 | 0 | 0 | 0 | 0
2018-01-23 23:00 | 1 | 22 | 3 | 0 | 0 | 0 | 1.121 | 2.242 | 0 | 16.5561 | 6.9461 | 17.0341 | 17.0341 | 37.119 | 0 | 0 | 37.119 | 0 | 0 | 0 | 0 | 0 | 2.242 | 0 | 0 | 37.119 | 0 | 0 | 0 | 0 | 0 | 0 | 0
2018-01-24 | 1 | 23 | 3 | 0 | 0 | 0 | 1.0774 | 2.1548 | 0 | 16.5561 | 6.9461 | 17.0341 | 17.0341 | 35.6755 | 0 | 0 | 35.6755 | 0 | 0 | 0 | 0 | 0 | 2.1548 | 0 | 0 | 35.6755 | 0 | 0 | 0 | 0 | 0 | 0 | 0
2018-01-24 01:00 | 1 | 0 | 4 | 0 | 0 | 0 | 0.985 | 1.97 | 0 | 16.5561 | 6.9461 | 17.0341 | 17.0341 | 32.6156 | 0 | 0 | 32.6156 | 0 | 0 | 0 | 0 | 0 | 1.97 | 0 | 0 | 32.6156 | 0 | 0 | 0 | 0 | 0 | 0 | 0
2018-01-24 02:00 | 1 | 1 | 4 | 0 | 0 | 0 | 0.95849 | 1.917 | 0 | 16.5561 | 6.9461 | 17.0341 | 17.0341 | 31.7377 | 0 | 0 | 31.7377 | 0 | 0 | 0 | 0 | 0 | 1.917 | 0 | 0 | 31.7377 | 0 | 0 | 0 | 0 | 0 | 0 | 0
2018-01-24 03:00 | 1 | 2 | 4 | 0 | 0 | 0 | 0.97998 | 1.96 | 0 | 16.5561 | 6.9461 | 17.0341 | 17.0341 | 32.4491 | 0 | 0 | 32.4491 | 0 | 0 | 0 | 0 | 0 | 1.96 | 0 | 0 | 32.4491 | 0 | 0 | 0 | 0 | 0 | 0 | 0
2018-01-24 04:00 | 1 | 3 | 4 | 0 | 0 | 0 | 1.0511 | 2.1022 | 0 | 16.5561 | 6.9461 | 17.0341 | 17.0341 | 34.804 | 0 | 0 | 34.804 | 0 | 0 | 0 | 0 | 0 | 2.1022 | 0 | 0 | 34.804 | 0 | 0 | 0 | 0 | 0 | 0 | 0
2018-01-24 05:00 | 1 | 4 | 4 | 0 | 0 | 0 | 1.1385 | 2.277 | 0 | 16.5561 | 6.9461 | 17.0341 | 17.0341 | 37.6975 | 0 | 0 | 37.6975 | 0 | 0 | 0 | 0 | 0 | 2.277 | 0 | 0 | 37.6975 | 0 | 0 | 0 | 0 | 0 | 0 | 0
2018-01-24 06:00 | 1 | 5 | 4 | 0 | 0 | 0 | 1.2521 | 2.5042 | 0 | 16.5561 | 6.9461 | 17.0341 | 17.0341 | 41.4591 | 0 | 0 | 41.4591 | 0 | 0 | 0 | 0 | 0 | 2.5042 | 0 | 0 | 41.4591 | 0 | 0 | 0 | 0 | 0 | 0 | 0
2018-01-24 07:00 | 1 | 6 | 4 | 0 | 0 | 0 | 1.4587 | 2.9175 | 0 | 16.5561 | 6.9461 | 17.0341 | 17.0341 | 48.3019 | 0 | 0 | 48.3019 | 0 | 0 | 0 | 0 | 0 | 2.9175 | 0 | 0 | 48.3019 | 0 | 0 | 0 | 0 | 0 | 0 | 0
2018-01-24 08:00 | 1 | 7 | 4 | 0 | 0 | 0.090805 | 1.4622 | 2.9244 | 0.72644 | 16.5561 | 6.9461 | 17.0341 | 17.0341 | 48.416 | 0.72644 | 0 | 36.3891 | 12.0269 | 0 | 12.3742 | 0 | 0 | 2.1979 | 0 | 0 | 36.3891 | 12.0269 | 0 | 12.3742 | 0 | 0 | 0.090805 | 0.059522
2018-01-24 09:00 | 1 | 8 | 4 | 0 | 0 | 0.21114 | 1.4555 | 2.911 | 1.6891 | 16.5561 | 6.9461 | 17.0341 | 17.0341 | 48.1941 | 1.6891 | 0 | 20.2289 | 27.9652 | 0 | 28.7727 | 0 | 0 | 1.2218 | 0 | 0 | 20.2289 | 27.9652 | 0 | 28.7727 | 0 | 0 | 0.21114 | 0.13162
2018-01-24 10:00 | 1 | 9 | 4 | 0 | 0 | 0.3936 | 1.4151 | 2.8302 | 3.1488 | 16.5561 | 6.9461 | 17.0341 | 17.0341 | 46.8573 | 2.8302 | 0.3186 | 0 | 46.8573 | 2.213 | 53.6374 | 0.3186 | 0.3186 | 0 | 0 | 0 | 0 | 46.8573 | 0 | 53.6374 | 0.3186 | 0 | 0.3936 | 0.21961
2018-01-24 11:00 | 1 | 10 | 4 | 0 | 0 | 0.57945 | 1.4121 | 2.8241 | 4.6356 | 16.5561 | 6.9461 | 17.0341 | 17.0341 | 46.7561 | 2.8241 | 1.8115 | 0 | 46.7561 | 12.5826 | 78.9629 | 1.8115 | 2.1301 | 0 | 0 | 0 | 0 | 46.7561 | 0 | 78.9629 | 1.8115 | 0 | 0.57945 | 0.31114
2018-01-24 12:00 | 1 | 11 | 4 | 0 | 1 | 0.62109 | 1.3841 | 2.7682 | 4.9688 | 25.1898 | 15.5798 | 17.0341 | 17.0341 | 69.7308 | 2.7682 | 2.2005 | 0 | 69.7308 | 34.2839 | 84.6386 | 2.2005 | 4.3306 | 0 | 0 | 0 | 0 | 69.7308 | 0 | 84.6386 | 2.2005 | 0 | 0.62109 | 0.39047
2018-01-24 13:00 | 1 | 12 | 4 | 0 | 1 | 0.6046 | 1.3322 | 2.6644 | 4.8368 | 25.1898 | 15.5798 | 17.0341 | 17.0341 | 67.1164 | 2.6644 | 2.1724 | 0 | 67.1164 | 33.8456 | 82.3914 | 2.1724 | 6.503 | 0 | 0 | 0 | 0 | 67.1164 | 0 | 82.3914 | 2.1724 | 0 | 0.6046 | 0.31474
2018-01-24 14:00 | 1 | 13 | 4 | 0 | 1 | 0.45751 | 1.3176 | 2.6352 | 3.6601 | 25.1898 | 15.5798 | 17.0341 | 17.0341 | 66.3795 | 2.6352 | 1.0249 | 0 | 66.3795 | 15.9679 | 62.3465 | 1.0249 | 7.5279 | 0 | 0 | 0 | 0 | 66.3795 | 0 | 62.3465 | 1.0249 | 0 | 0.45751 | 0.23895
2018-01-24 15:00 | 1 | 14 | 4 | 0 | 1 | 0.33459 | 1.2986 | 2.5971 | 2.6767 | 25.1898 | 15.5798 | 17.0341 | 17.0341 | 65.4204 | 2.5971 | 0.079642 | 0 | 65.4204 | 1.2408 | 45.596 | 0.079642 | 7.6076 | 0 | 0 | 0 | 0 | 65.4204 | 0 | 45.596 | 0.079642 | 0 | 0.33459 | 0.34383
2018-01-24 16:00 | 1 | 15 | 4 | 0 | 1 | 0.073194 | 1.4605 | 2.921 | 0.58555 | 25.1898 | 15.5798 | 17.0341 | 17.0341 | 73.5786 | 0.58555 | 0 | 58.8287 | 14.7498 | 0 | 9.9743 | 0 | 7.6076 | 2.3354 | 2.3354 | 0 | 0 | 73.5786 | 0 | 9.9743 | 0 | 0 | 0.073194 | 0.14372
2018-01-24 17:00 | 1 | 16 | 4 | 0 | 1 | 0 | 1.5575 | 3.115 | 0 | 25.1898 | 15.5798 | 17.0341 | 17.0341 | 78.4656 | 0 | 0 | 78.4656 | 0 | 0 | 0 | 0 | 5.0691 | 3.115 | 3.115 | 0 | 0 | 78.4656 | 0 | 0 | 0 | 0 | 0 | 0
2018-01-24 18:00 | 1 | 17 | 4 | 0 | 1 | 0 | 1.6715 | 3.343 | 0 | 25.1898 | 15.5798 | 17.0341 | 17.0341 | 84.2098 | 0 | 0 | 84.2098 | 0 | 0 | 0 | 0 | 1.6832 | 3.343 | 1.5485 | 0 | 45.2023 | 39.0075 | 0 | 0 | 0 | 0 | 0 | 0
2018-01-24 19:00 | 1 | 18 | 4 | 0 | 1 | 0 | 1.6714 | 3.3429 | 0 | 25.1898 | 15.5798 | 17.0341 | 17.0341 | 84.2061 | 0 | 0 | 84.2061 | 0 | 0 | 0 | 0 | 0 | 3.3429 | 0 | 0 | 84.2061 | 0 | 0 | 0 | 0 | 0 | 0 | 0
2018-01-24 20:00 | 1 | 19 | 4 | 0 | 0 | 0 | 1.6347 | 3.2694 | 0 | 16.5561 | 6.9461 | 17.0341 | 17.0341 | 54.129 | 0 | 0 | 54.129 | 0 | 0 | 0 | 0 | 0 | 3.2694 | 0 | 0 | 54.129 | 0 | 0 | 0 | 0 | 0 | 0 | 0
2018-01-24 21:00 | 1 | 20 | 4 | 0 | 0 | 0 | 1.5045 | 3.009 | 0 | 16.5561 | 6.9461 | 17.0341 | 17.0341 | 49.8179 | 0 | 0 | 49.8179 | 0 | 0 | 0 | 0 | 0 | 3.009 | 0 | 0 | 49.8179 | 0 | 0 | 0 | 0 | 0 | 0 | 0
2018-01-24 22:00 | 1 | 21 | 4 | 0 | 0 | 0 | 1.3911 | 2.7822 | 0 | 16.5561 | 6.9461 | 17.0341 | 17.0341 | 46.062 | 0 | 0 | 46.062 | 0 | 0 | 0 | 0 | 0 | 2.7822 | 0 | 0 | 46.062 | 0 | 0 | 0 | 0 | 0 | 0 | 0
2018-01-24 23:00 | 1 | 22 | 4 | 0 | 0 | 0 | 1.2088 | 2.4176 | 0 | 16.5561 | 6.9461 | 17.0341 | 17.0341 | 40.0261 | 0 | 0 | 40.0261 | 0 | 0 | 0 | 0 | 0 | 2.4176 | 0 | 0 | 40.0261 | 0 | 0 | 0 | 0 | 0 | 0 | 0
2018-01-25 | 1 | 23 | 4 | 0 | 0 | 0 | 1.1218 | 2.2436 | 0 | 16.5561 | 6.9461 | 17.0341 | 17.0341 | 37.1458 | 0 | 0 | 37.1458 | 0 | 0 | 0 | 0 | 0 | 2.2436 | 0 | 0 | 37.1458 | 0 | 0 | 0 | 0 | 0 | 0 | 0
2018-01-25 01:00 | 1 | 0 | 5 | 0 | 0 | 0 | 1.0809 | 2.1617 | 0 | 16.5561 | 6.9461 | 17.0341 | 17.0341 | 35.7899 | 0 | 0 | 35.7899 | 0 | 0 | 0 | 0 | 0 | 2.1617 | 0 | 0 | 35.7899 | 0 | 0 | 0 | 0 | 0 | 0 | 0
2018-01-25 02:00 | 1 | 1 | 5 | 0 | 0 | 0 | 1.098 | 2.1961 | 0 | 16.5561 | 6.9461 | 17.0341 | 17.0341 | 36.358 | 0 | 0 | 36.358 | 0 | 0 | 0 | 0 | 0 | 2.1961 | 0 | 0 | 36.358 | 0 | 0 | 0 | 0 | 0 | 0 | 0
2018-01-25 03:00 | 1 | 2 | 5 | 0 | 0 | 0 | 1.0995 | 2.1989 | 0 | 16.5561 | 6.9461 | 17.0341 | 17.0341 | 36.4053 | 0 | 0 | 36.4053 | 0 | 0 | 0 | 0 | 0 | 2.1989 | 0 | 0 | 36.4053 | 0 | 0 | 0 | 0 | 0 | 0 | 0
2018-01-25 04:00 | 1 | 3 | 5 | 0 | 0 | 0 | 1.1224 | 2.2447 | 0 | 16.5561 | 6.9461 | 17.0341 | 17.0341 | 37.1638 | 0 | 0 | 37.1638 | 0 | 0 | 0 | 0 | 0 | 2.2447 | 0 | 0 | 37.1638 | 0 | 0 | 0 | 0 | 0 | 0 | 0
2018-01-25 05:00 | 1 | 4 | 5 | 0 | 0 | 0 | 1.2097 | 2.4194 | 0 | 16.5561 | 6.9461 | 17.0341 | 17.0341 | 40.0562 | 0 | 0 | 40.0562 | 0 | 0 | 0 | 0 | 0 | 2.4194 | 0 | 0 | 40.0562 | 0 | 0 | 0 | 0 | 0 | 0 | 0
2018-01-25 06:00 | 1 | 5 | 5 | 0 | 0 | 0 | 1.3943 | 2.7886 | 0 | 16.5561 | 6.9461 | 17.0341 | 17.0341 | 46.1687 | 0 | 0 | 46.1687 | 0 | 0 | 0 | 0 | 0 | 2.7886 | 0 | 0 | 46.1687 | 0 | 0 | 0 | 0 | 0 | 0 | 0
2018-01-25 07:00 | 1 | 6 | 5 | 0 | 0 | 0 | 1.5185 | 3.0369 | 0 | 16.5561 | 6.9461 | 17.0341 | 17.0341 | 50.2798 | 0 | 0 | 50.2798 | 0 | 0 | 0 | 0 | 0 | 3.0369 | 0 | 0 | 50.2798 | 0 | 0 | 0 | 0 | 0 | 0 | 0
2018-01-25 08:00 | 1 | 7 | 5 | 0 | 0 | 0.020501 | 1.5665 | 3.133 | 0.16401 | 16.5561 | 6.9461 | 17.0341 | 17.0341 | 51.8693 | 0.16401 | 0 | 49.154 | 2.7154 | 0 | 2.7938 | 0 | 0 | 2.9689 | 0 | 0 | 49.154 | 2.7154 | 0 | 2.7938 | 0 | 0 | 0.020501 | 0.031616
2018-01-25 09:00 | 1 | 8 | 5 | 0 | 0 | 0.2121 | 1.6149 | 3.2297 | 1.6968 | 16.5561 | 6.9461 | 17.0341 | 17.0341 | 53.4711 | 1.6968 | 0 | 25.3793 | 28.0918 | 0 | 28.903 | 0 | 0 | 1.5329 | 0 | 0 | 25.3793 | 28.0918 | 0 | 28.903 | 0 | 0 | 0.2121 | 0.02593
2018-01-25 10:00 | 1 | 9 | 5 | 0 | 0 | 0.46733 | 1.6852 | 3.3705 | 3.7386 | 16.5561 | 6.9461 | 17.0341 | 17.0341 | 55.8016 | 3.3705 | 0.36817 | 0 | 55.8016 | 2.5574 | 63.6845 | 0.36817 | 0.36817 | 0 | 0 | 0 | 0 | 55.8016 | 0 | 63.6845 | 0.36817 | 0 | 0.46733 | 0.059505
2018-01-25 11:00 | 1 | 10 | 5 | 0 | 0 | 0.48955 | 1.6919 | 3.3838 | 3.9164 | 16.5561 | 6.9461 | 17.0341 | 17.0341 | 56.0222 | 3.3838 | 0.53263 | 0 | 56.0222 | 3.6997 | 66.7129 | 0.53263 | 0.90081 | 0 | 0 | 0 | 0 | 56.0222 | 0 | 66.7129 | 0.53263 | 0 | 0.48955 | 0.057256
2018-01-25 12:00 | 1 | 11 | 5 | 0 | 1 | 0.61229 | 1.648 | 3.2961 | 4.8983 | 25.1898 | 15.5798 | 17.0341 | 17.0341 | 83.0279 | 3.2961 | 1.6022 | 0 | 83.0279 | 24.9625 | 83.439 | 1.6022 | 2.503 | 0 | 0 | 0 | 0 | 83.0279 | 0 | 83.439 | 1.6022 | 0 | 0.61229 | 0.17412
2018-01-25 13:00 | 1 | 12 | 5 | 0 | 1 | 0.53084 | 1.5424 | 3.0847 | 4.2467 | 25.1898 | 15.5798 | 17.0341 | 17.0341 | 77.7038 | 3.0847 | 1.162 | 0 | 77.7038 | 18.1035 | 72.3394 | 1.162 | 3.665 | 0 | 0 | 0 | 0 | 77.7038 | 0 | 72.3394 | 1.162 | 0 | 0.53084 | 0.17693
2018-01-25 14:00 | 1 | 13 | 5 | 0 | 1 | 0.5196 | 1.4287 | 2.8574 | 4.1568 | 25.1898 | 15.5798 | 17.0341 | 17.0341 | 71.976 | 2.8574 | 1.2995 | 0 | 71.976 | 20.2455 | 70.8079 | 1.2995 | 4.9645 | 0 | 0 | 0 | 0 | 71.976 | 0 | 70.8079 | 1.2995 | 0 | 0.5196 | 0.075118
2018-01-25 15:00 | 1 | 14 | 5 | 0 | 1 | 0.25213 | 1.4771 | 2.9542 | 2.017 | 25.1898 | 15.5798 | 17.0341 | 17.0341 | 74.4151 | 2.017 | 0 | 23.6066 | 50.8085 | 0 | 34.3584 | 0 | 4.9645 | 0.93715 | 0.93715 | 0 | 0 | 74.4151 | 0 | 34.3584 | 0 | 0 | 0.25213 | 0.18781
2018-01-25 16:00 | 1 | 15 | 5 | 0 | 1 | 0.088125 | 1.6038 | 3.2076 | 0.705 | 25.1898 | 15.5798 | 17.0341 | 17.0341 | 80.7986 | 0.705 | 0 | 63.0398 | 17.7588 | 0 | 12.0091 | 0 | 3.9459 | 2.5026 | 2.5026 | 0 | 0 | 80.7986 | 0 | 12.0091 | 0 | 0 | 0.088125 | 0.073608
2018-01-25 17:00 | 1 | 16 | 5 | 0 | 1 | 0 | 1.7597 | 3.5195 | 0 | 25.1898 | 15.5798 | 17.0341 | 17.0341 | 88.655 | 0 | 0 | 88.655 | 0 | 0 | 0 | 0 | 1.2256 | 3.5195 | 1.1276 | 0 | 60.2511 | 28.4038 | 0 | 0 | 0 | 0 | 0 | 0
2018-01-25 18:00 | 1 | 17 | 5 | 0 | 1 | 0 | 1.9696 | 3.9392 | 0 | 25.1898 | 15.5798 | 17.0341 | 17.0341 | 99.2265 | 0 | 0 | 99.2265 | 0 | 0 | 0 | 0 | 0 | 3.9392 | 0 | 0 | 99.2265 | 0 | 0 | 0 | 0 | 0 | 0 | 0
2018-01-25 19:00 | 1 | 18 | 5 | 0 | 1 | 0 | 1.9383 | 3.8766 | 0 | 25.1898 | 15.5798 | 17.0341 | 17.0341 | 97.6502 | 0 | 0 | 97.6502 | 0 | 0 | 0 | 0 | 0 | 3.8766 | 0 | 0 | 97.6502 | 0 | 0 | 0 | 0 | 0 | 0 | 0
2018-01-25 20:00 | 1 | 19 | 5 | 0 | 0 | 0 | 1.9386 | 3.8772 | 0 | 16.5561 | 6.9461 | 17.0341 | 17.0341 | 64.1906 | 0 | 0 | 64.1906 | 0 | 0 | 0 | 0 | 0 | 3.8772 | 0 | 0 | 64.1906 | 0 | 0 | 0 | 0 | 0 | 0 | 0
2018-01-25 21:00 | 1 | 20 | 5 | 0 | 0 | 0 | 1.8129 | 3.6259 | 0 | 16.5561 | 6.9461 | 17.0341 | 17.0341 | 60.0301 | 0 | 0 | 60.0301 | 0 | 0 | 0 | 0 | 0 | 3.6259 | 0 | 0 | 60.0301 | 0 | 0 | 0 | 0 | 0 | 0 | 0
2018-01-25 22:00 | 1 | 21 | 5 | 0 | 0 | 0 | 1.6202 | 3.2404 | 0 | 16.5561 | 6.9461 | 17.0341 | 17.0341 | 53.649 | 0 | 0 | 53.649 | 0 | 0 | 0 | 0 | 0 | 3.2404 | 0 | 0 | 53.649 | 0 | 0 | 0 | 0 | 0 | 0 | 0
2018-01-25 23:00 | 1 | 22 | 5 | 0 | 0 | 0 | 1.4505 | 2.901 | 0 | 16.5561 | 6.9461 | 17.0341 | 17.0341 | 48.0296 | 0 | 0 | 48.0296 | 0 | 0 | 0 | 0 | 0 | 2.901 | 0 | 0 | 48.0296 | 0 | 0 | 0 | 0 | 0 | 0 | 0
2018-01-26 | 1 | 23 | 5 | 0 | 0 | 0 | 1.3513 | 2.7026 | 0 | 16.5561 | 6.9461 | 17.0341 | 17.0341 | 44.7446 | 0 | 0 | 44.7446 | 0 | 0 | 0 | 0 | 0 | 2.7026 | 0 | 0 | 44.7446 | 0 | 0 | 0 | 0 | 0 | 0 | 0
2018-01-26 01:00 | 1 | 0 | 6 | 0 | 0 | 0 | 1.3151 | 2.6302 | 0 | 16.5561 | 6.9461 | 17.0341 | 17.0341 | 43.5462 | 0 | 0 | 43.5462 | 0 | 0 | 0 | 0 | 0 | 2.6302 | 0 | 0 | 43.5462 | 0 | 0 | 0 | 0 | 0 | 0 | 0
2018-01-26 02:00 | 1 | 1 | 6 | 0 | 0 | 0 | 1.3476 | 2.6952 | 0 | 16.5561 | 6.9461 | 17.0341 | 17.0341 | 44.622 | 0 | 0 | 44.622 | 0 | 0 | 0 | 0 | 0 | 2.6952 | 0 | 0 | 44.622 | 0 | 0 | 0 | 0 | 0 | 0 | 0
2018-01-26 03:00 | 1 | 2 | 6 | 0 | 0 | 0 | 1.3625 | 2.7251 | 0 | 16.5561 | 6.9461 | 17.0341 | 17.0341 | 45.1164 | 0 | 0 | 45.1164 | 0 | 0 | 0 | 0 | 0 | 2.7251 | 0 | 0 | 45.1164 | 0 | 0 | 0 | 0 | 0 | 0 | 0
2018-01-26 04:00 | 1 | 3 | 6 | 0 | 0 | 0 | 1.3464 | 2.6928 | 0 | 16.5561 | 6.9461 | 17.0341 | 17.0341 | 44.5816 | 0 | 0 | 44.5816 | 0 | 0 | 0 | 0 | 0 | 2.6928 | 0 | 0 | 44.5816 | 0 | 0 | 0 | 0 | 0 | 0 | 0
2018-01-26 05:00 | 1 | 4 | 6 | 0 | 0 | 0 | 1.3602 | 2.7204 | 0 | 16.5561 | 6.9461 | 17.0341 | 17.0341 | 45.0393 | 0 | 0 | 45.0393 | 0 | 0 | 0 | 0 | 0 | 2.7204 | 0 | 0 | 45.0393 | 0 | 0 | 0 | 0 | 0 | 0 | 0
2018-01-26 06:00 | 1 | 5 | 6 | 0 | 0 | 0 | 1.5262 | 3.0524 | 0 | 16.5561 | 6.9461 | 17.0341 | 17.0341 | 50.5359 | 0 | 0 | 50.5359 | 0 | 0 | 0 | 0 | 0 | 3.0524 | 0 | 0 | 50.5359 | 0 | 0 | 0 | 0 | 0 | 0 | 0
2018-01-26 07:00 | 1 | 6 | 6 | 0 | 0 | 0 | 1.6538 | 3.3076 | 0 | 16.5561 | 6.9461 | 17.0341 | 17.0341 | 54.7608 | 0 | 0 | 54.7608 | 0 | 0 | 0 | 0 | 0 | 3.3076 | 0 | 0 | 54.7608 | 0 | 0 | 0 | 0 | 0 | 0 | 0
2018-01-26 08:00 | 1 | 7 | 6 | 0 | 0 | 0.0052887 | 1.6715 | 3.343 | 0.04231 | 16.5561 | 6.9461 | 17.0341 | 17.0341 | 55.3469 | 0.04231 | 0 | 54.6465 | 0.70048 | 0 | 0.72071 | 0 | 0 | 3.3007 | 0 | 0 | 54.6465 | 0.70048 | 0 | 0.72071 | 0 | 0 | 0.0052887 | 0.013727
2018-01-26 09:00 | 1 | 8 | 6 | 0 | 0 | 0.028671 | 1.6757 | 3.3514 | 0.22937 | 16.5561 | 6.9461 | 17.0341 | 17.0341 | 55.4852 | 0.22937 | 0 | 51.6878 | 3.7974 | 0 | 3.9071 | 0 | 0 | 3.122 | 0 | 0 | 51.6878 | 3.7974 | 0 | 3.9071 | 0 | 0 | 0.028671 | 0.081393
2018-01-26 10:00 | 1 | 9 | 6 | 0 | 0 | 0.014528 | 1.5517 | 3.1033 | 0.11622 | 16.5561 | 6.9461 | 17.0341 | 17.0341 | 51.3785 | 0.11622 | 0 | 49.4543 | 1.9242 | 0 | 1.9798 | 0 | 0 | 2.9871 | 0 | 0 | 49.4543 | 1.9242 | 0 | 1.9798 | 0 | 0 | 0.014528 | 0.1915
2018-01-26 11:00 | 1 | 10 | 6 | 0 | 0 | 0.029239 | 1.4627 | 2.9255 | 0.23391 | 16.5561 | 6.9461 | 17.0341 | 17.0341 | 48.4346 | 0.23391 | 0 | 44.562 | 3.8726 | 0 | 3.9844 | 0 | 0 | 2.6916 | 0 | 0 | 44.562 | 3.8726 | 0 | 3.9844 | 0 | 0 | 0.029239 | 0.12945
2018-01-26 12:00 | 1 | 11 | 6 | 0 | 1 | 0.053917 | 1.4967 | 2.9933 | 0.43133 | 25.1898 | 15.5798 | 17.0341 | 17.0341 | 75.4014 | 0.43133 | 0 | 64.5362 | 10.8652 | 0 | 7.3474 | 0 | 0 | 2.562 | 0 | 0 | 64.5362 | 10.8652 | 0 | 7.3474 | 0 | 0 | 0.053917 | 0.25696
2018-01-26 13:00 | 1 | 12 | 6 | 0 | 1 | 0.035822 | 1.3949 | 2.7897 | 0.28657 | 25.1898 | 15.5798 | 17.0341 | 17.0341 | 70.2731 | 0.28657 | 0 | 63.0544 | 7.2187 | 0 | 4.8815 | 0 | 0 | 2.5032 | 0 | 0 | 63.0544 | 7.2187 | 0 | 4.8815 | 0 | 0 | 0.035822 | 0.17664
2018-01-26 14:00 | 1 | 13 | 6 | 0 | 1 | 0.04504 | 1.3069 | 2.6138 | 0.36032 | 25.1898 | 15.5798 | 17.0341 | 17.0341 | 65.8409 | 0.36032 | 0 | 56.7646 | 9.0764 | 0 | 6.1377 | 0 | 0 | 2.2535 | 0 | 0 | 56.7646 | 9.0764 | 0 | 6.1377 | 0 | 0 | 0.04504 | 0.11403
2018-01-26 15:00 | 1 | 14 | 6 | 0 | 1 | 0.016761 | 1.3324 | 2.6648 | 0.13409 | 25.1898 | 15.5798 | 17.0341 | 17.0341 | 67.1259 | 0.13409 | 0 | 63.7481 | 3.3777 | 0 | 2.2841 | 0 | 0 | 2.5307 | 0 | 0 | 63.7481 | 3.3777 | 0 | 2.2841 | 0 | 0 | 0.016761 | 0.067428
2018-01-26 16:00 | 1 | 15 | 6 | 0 | 1 | 0.025432 | 1.4467 | 2.8935 | 0.20346 | 25.1898 | 15.5798 | 17.0341 | 17.0341 | 72.8865 | 0.20346 | 0 | 67.7615 | 5.125 | 0 | 3.4657 | 0 | 0 | 2.69 | 0 | 0 | 67.7615 | 5.125 | 0 | 3.4657 | 0 | 0 | 0.025432 | 0.042022
2018-01-26 17:00 | 1 | 16 | 6 | 0 | 1 | 0 | 1.5145 | 3.029 | 0 | 25.1898 | 15.5798 | 17.0341 | 17.0341 | 76.2994 | 0 | 0 | 76.2994 | 0 | 0 | 0 | 0 | 0 | 3.029 | 0 | 0 | 76.2994 | 0 | 0 | 0 | 0 | 0 | 0 | 0.0027713
2018-01-26 18:00 | 1 | 17 | 6 | 0 | 1 | 0 | 1.6557 | 3.3113 | 0 | 25.1898 | 15.5798 | 17.0341 | 17.0341 | 83.4115 | 0 | 0 | 83.4115 | 0 | 0 | 0 | 0 | 0 | 3.3113 | 0 | 0 | 83.4115 | 0 | 0 | 0 | 0 | 0 | 0 | 0
2018-01-26 19:00 | 1 | 18 | 6 | 0 | 1 | 0 | 1.6813 | 3.3627 | 0 | 25.1898 | 15.5798 | 17.0341 | 17.0341 | 84.7051 | 0 | 0 | 84.7051 | 0 | 0 | 0 | 0 | 0 | 3.3627 | 0 | 0 | 84.7051 | 0 | 0 | 0 | 0 | 0 | 0 | 0
2018-01-26 20:00 | 1 | 19 | 6 | 0 | 0 | 0 | 1.6665 | 3.333 | 0 | 16.5561 | 6.9461 | 17.0341 | 17.0341 | 55.1807 | 0 | 0 | 55.1807 | 0 | 0 | 0 | 0 | 0 | 3.333 | 0 | 0 | 55.1807 | 0 | 0 | 0 | 0 | 0 | 0 | 0
2018-01-26 21:00 | 1 | 20 | 6 | 0 | 0 | 0 | 1.5212 | 3.0424 | 0 | 16.5561 | 6.9461 | 17.0341 | 17.0341 | 50.3695 | 0 | 0 | 50.3695 | 0 | 0 | 0 | 0 | 0 | 3.0424 | 0 | 0 | 50.3695 | 0 | 0 | 0 | 0 | 0 | 0 | 0
2018-01-26 22:00 | 1 | 21 | 6 | 0 | 0 | 0 | 1.3315 | 2.663 | 0 | 16.5561 | 6.9461 | 17.0341 | 17.0341 | 44.0894 | 0 | 0 | 44.0894 | 0 | 0 | 0 | 0 | 0 | 2.663 | 0 | 0 | 44.0894 | 0 | 0 | 0 | 0 | 0 | 0 | 0
2018-01-26 23:00 | 1 | 22 | 6 | 0 | 0 | 0 | 1.1633 | 2.3266 | 0 | 16.5561 | 6.9461 | 17.0341 | 17.0341 | 38.5193 | 0 | 0 | 38.5193 | 0 | 0 | 0 | 0 | 0 | 2.3266 | 0 | 0 | 38.5193 | 0 | 0 | 0 | 0 | 0 | 0 | 0
2018-01-27 | 1 | 23 | 6 | 0 | 0 | 0 | 1.0263 | 2.0526 | 0 | 16.5561 | 6.9461 | 17.0341 | 17.0341 | 33.9829 | 0 | 0 | 33.9829 | 0 | 0 | 0 | 0 | 0 | 2.0526 | 0 | 0 | 33.9829 | 0 | 0 | 0 | 0 | 0 | 0 | 0
2018-01-27 01:00 | 1 | 0 | 7 | 0 | 0 | 0 | 0.95501 | 1.91 | 0 | 16.5561 | 6.9461 | 17.0341 | 17.0341 | 31.6224 | 0 | 0 | 31.6224 | 0 | 0 | 0 | 0 | 0 | 1.91 | 0 | 0 | 31.6224 | 0 | 0 | 0 | 0 | 0 | 0 | 0
2018-01-27 02:00 | 1 | 1 | 7 | 0 | 0 | 0 | 0.94864 | 1.8973 | 0 | 16.5561 | 6.9461 | 17.0341 | 17.0341 | 31.4116 | 0 | 0 | 31.4116 | 0 | 0 | 0 | 0 | 0 | 1.8973 | 0 | 0 | 31.4116 | 0 | 0 | 0 | 0 | 0 | 0 | 0
2018-01-27 03:00 | 1 | 2 | 7 | 0 | 0 | 0 | 0.95437 | 1.9087 | 0 | 16.5561 | 6.9461 | 17.0341 | 17.0341 | 31.6014 | 0 | 0 | 31.6014 | 0 | 0 | 0 | 0 | 0 | 1.9087 | 0 | 0 | 31.6014 | 0 | 0 | 0 | 0 | 0 | 0 | 0
2018-01-27 04:00 | 1 | 3 | 7 | 0 | 0 | 0 | 0.98962 | 1.9792 | 0 | 16.5561 | 6.9461 | 17.0341 | 17.0341 | 32.7684 | 0 | 0 | 32.7684 | 0 | 0 | 0 | 0 | 0 | 1.9792 | 0 | 0 | 32.7684 | 0 | 0 | 0 | 0 | 0 | 0 | 0
2018-01-27 05:00 | 1 | 4 | 7 | 0 | 0 | 0 | 1.0207 | 2.0413 | 0 | 16.5561 | 6.9461 | 17.0341 | 17.0341 | 33.7963 | 0 | 0 | 33.7963 | 0 | 0 | 0 | 0 | 0 | 2.0413 | 0 | 0 | 33.7963 | 0 | 0 | 0 | 0 | 0 | 0 | 0
2018-01-27 06:00 | 1 | 5 | 7 | 0 | 0 | 0 | 1.091 | 2.1821 | 0 | 16.5561 | 6.9461 | 17.0341 | 17.0341 | 36.1268 | 0 | 0 | 36.1268 | 0 | 0 | 0 | 0 | 0 | 2.1821 | 0 | 0 | 36.1268 | 0 | 0 | 0 | 0 | 0 | 0 | 0
2018-01-27 07:00 | 1 | 6 | 7 | 0 | 0 | 0 | 1.1916 | 2.3831 | 0 | 16.5561 | 6.9461 | 17.0341 | 17.0341 | 39.4553 | 0 | 0 | 39.4553 | 0 | 0 | 0 | 0 | 0 | 2.3831 | 0 | 0 | 39.4553 | 0 | 0 | 0 | 0 | 0 | 0 | 0
2018-01-27 08:00 | 1 | 7 | 7 | 0 | 0 | 0.058123 | 1.4669 | 2.9337 | 0.46498 | 16.5561 | 6.9461 | 17.0341 | 17.0341 | 48.5707 | 0.46498 | 0 | 40.8724 | 7.6983 | 0 | 7.9206 | 0 | 0 | 2.4687 | 0 | 0 | 40.8724 | 7.6983 | 0 | 7.9206 | 0 | 0 | 0.058123 | 0.073972
2018-01-27 09:00 | 1 | 8 | 7 | 0 | 0 | 0.052122 | 1.553 | 3.106 | 0.41697 | 16.5561 | 6.9461 | 17.0341 | 17.0341 | 51.4226 | 0.41697 | 0 | 44.5192 | 6.9035 | 0 | 7.1028 | 0 | 0 | 2.689 | 0 | 0 | 44.5192 | 6.9035 | 0 | 7.1028 | 0 | 0 | 0.052122 | 0.22261
2018-01-27 10:00 | 1 | 9 | 7 | 0 | 0 | 0.13617 | 1.5272 | 3.0544 | 1.0894 | 16.5561 | 6.9461 | 17.0341 | 17.0341 | 50.5681 | 1.0894 | 0 | 32.5325 | 18.0355 | 0 | 18.5563 | 0 | 0 | 1.965 | 0 | 0 | 32.5325 | 18.0355 | 0 | 18.5563 | 0 | 0 | 0.13617 | 0.45264
2018-01-27 11:00 | 1 | 10 | 7 | 0 | 0 | 0.14224 | 1.5047 | 3.0094 | 1.1379 | 16.5561 | 6.9461 | 17.0341 | 17.0341 | 49.8231 | 1.1379 | 0 | 30.984 | 18.8391 | 0 | 19.3831 | 0 | 0 | 1.8715 | 0 | 0 | 30.984 | 18.8391 | 0 | 19.3831 | 0 | 0 | 0.14224 | 0.52519
2018-01-27 12:00 | 1 | 11 | 7 | 0 | 1 | 0.15177 | 1.4385 | 2.8769 | 1.2142 | 25.1898 | 15.5798 | 17.0341 | 17.0341 | 72.4692 | 1.2142 | 0 | 41.8848 | 30.5844 | 0 | 20.6822 | 0 | 0 | 1.6628 | 0 | 0 | 41.8848 | 30.5844 | 0 | 20.6822 | 0 | 0 | 0.15177 | 0.51354
2018-01-27 13:00 | 1 | 12 | 7 | 0 | 1 | 0.099347 | 1.4416 | 2.8832 | 0.79477 | 25.1898 | 15.5798 | 17.0341 | 17.0341 | 72.626 | 0.79477 | 0 | 52.6059 | 20.0201 | 0 | 13.5383 | 0 | 0 | 2.0884 | 0 | 0 | 52.6059 | 20.0201 | 0 | 13.5383 | 0 | 0 | 0.099347 | 0.52966
2018-01-27 14:00 | 1 | 13 | 7 | 0 | 1 | 0.075285 | 1.4277 | 2.8555 | 0.60228 | 25.1898 | 15.5798 | 17.0341 | 17.0341 | 71.9282 | 0.60228 | 0 | 56.7569 | 15.1713 | 0 | 10.2594 | 0 | 0 | 2.2532 | 0 | 0 | 56.7569 | 15.1713 | 0 | 10.2594 | 0 | 0 | 0.075285 | 0.51046
2018-01-27 15:00 | 1 | 14 | 7 | 0 | 1 | 0.035127 | 1.4778 | 2.9555 | 0.28101 | 25.1898 | 15.5798 | 17.0341 | 17.0341 | 74.4488 | 0.28101 | 0 | 67.3702 | 7.0786 | 0 | 4.7868 | 0 | 0 | 2.6745 | 0 | 0 | 67.3702 | 7.0786 | 0 | 4.7868 | 0 | 0 | 0.035127 | 0.35141
2018-01-27 16:00 | 1 | 15 | 7 | 0 | 1 | 0.032453 | 1.54 | 3.0801 | 0.25963 | 25.1898 | 15.5798 | 17.0341 | 17.0341 | 77.586 | 0.25963 | 0 | 71.0461 | 6.5399 | 0 | 4.4225 | 0 | 0 | 2.8204 | 0 | 0 | 71.0461 | 6.5399 | 0 | 4.4225 | 0 | 0 | 0.032453 | 0.15574
2018-01-27 17:00 | 1 | 16 | 7 | 0 | 1 | 0 | 1.6188 | 3.2376 | 0 | 25.1898 | 15.5798 | 17.0341 | 17.0341 | 81.5538 | 0 | 0 | 81.5538 | 0 | 0 | 0 | 0 | 0 | 3.2376 | 0 | 0 | 81.5538 | 0 | 0 | 0 | 0 | 0 | 0 | 0.0092697
2018-01-27 18:00 | 1 | 17 | 7 | 0 | 1 | 0 | 1.8537 | 3.7075 | 0 | 25.1898 | 15.5798 | 17.0341 | 17.0341 | 93.39 | 0 | 0 | 93.39 | 0 | 0 | 0 | 0 | 0 | 3.7075 | 0 | 0 | 93.39 | 0 | 0 | 0 | 0 | 0 | 0 | 0
2018-01-27 19:00 | 1 | 18 | 7 | 0 | 1 | 0 | 1.9522 | 3.9043 | 0 | 25.1898 | 15.5798 | 17.0341 | 17.0341 | 98.3495 | 0 | 0 | 98.3495 | 0 | 0 | 0 | 0 | 0 | 3.9043 | 0 | 0 | 98.3495 | 0 | 0 | 0 | 0 | 0 | 0 | 0
2018-01-27 20:00 | 1 | 19 | 7 | 0 | 0 | 0 | 1.9306 | 3.8612 | 0 | 16.5561 | 6.9461 | 17.0341 | 17.0341 | 63.9267 | 0 | 0 | 63.9267 | 0 | 0 | 0 | 0 | 0 | 3.8612 | 0 | 0 | 63.9267 | 0 | 0 | 0 | 0 | 0 | 0 | 0
2018-01-27 21:00 | 1 | 20 | 7 | 0 | 0 | 0 | 1.7708 | 3.5416 | 0 | 16.5561 | 6.9461 | 17.0341 | 17.0341 | 58.635 | 0 | 0 | 58.635 | 0 | 0 | 0 | 0 | 0 | 3.5416 | 0 | 0 | 58.635 | 0 | 0 | 0 | 0 | 0 | 0 | 0
2018-01-27 22:00 | 1 | 21 | 7 | 0 | 0 | 0 | 1.6008 | 3.2016 | 0 | 16.5561 | 6.9461 | 17.0341 | 17.0341 | 53.0062 | 0 | 0 | 53.0062 | 0 | 0 | 0 | 0 | 0 | 3.2016 | 0 | 0 | 53.0062 | 0 | 0 | 0 | 0 | 0 | 0 | 0
2018-01-27 23:00 | 1 | 22 | 7 | 0 | 0 | 0 | 1.438 | 2.8761 | 0 | 16.5561 | 6.9461 | 17.0341 | 17.0341 | 47.6162 | 0 | 0 | 47.6162 | 0 | 0 | 0 | 0 | 0 | 2.8761 | 0 | 0 | 47.6162 | 0 | 0 | 0 | 0 | 0 | 0 | 0
2018-01-28 | 1 | 23 | 7 | 0 | 0 | 0 | 1.3284 | 2.6568 | 0 | 16.5561 | 6.9461 | 17.0341 | 17.0341 | 43.9855 | 0 | 0 | 43.9855 | 0 | 0 | 0 | 0 | 0 | 2.6568 | 0 | 0 | 43.9855 | 0 | 0 | 0 | 0 | 0 | 0 | 0
2018-01-28 01:00 | 1 | 0 | 1 | 0 | 0 | 0 | 1.2827 | 2.5655 | 0 | 16.5561 | 6.9461 | 17.0341 | 17.0341 | 42.4739 | 0 | 0 | 42.4739 | 0 | 0 | 0 | 0 | 0 | 2.5655 | 0 | 0 | 42.4739 | 0 | 0 | 0 | 0 | 0 | 0 | 0
2018-01-28 02:00 | 1 | 1 | 1 | 0 | 0 | 0 | 1.2931 | 2.5862 | 0 | 16.5561 | 6.9461 | 17.0341 | 17.0341 | 42.8175 | 0 | 0 | 42.8175 | 0 | 0 | 0 | 0 | 0 | 2.5862 | 0 | 0 | 42.8175 | 0 | 0 | 0 | 0 | 0 | 0 | 0
2018-01-28 03:00 | 1 | 2 | 1 | 0 | 0 | 0 | 1.266 | 2.5319 | 0 | 16.5561 | 6.9461 | 17.0341 | 17.0341 | 41.9185 | 0 | 0 | 41.9185 | 0 | 0 | 0 | 0 | 0 | 2.5319 | 0 | 0 | 41.9185 | 0 | 0 | 0 | 0 | 0 | 0 | 0
2018-01-28 04:00 | 1 | 3 | 1 | 0 | 0 | 0 | 1.3071 | 2.6143 | 0 | 16.5561 | 6.9461 | 17.0341 | 17.0341 | 43.2823 | 0 | 0 | 43.2823 | 0 | 0 | 0 | 0 | 0 | 2.6143 | 0 | 0 | 43.2823 | 0 | 0 | 0 | 0 | 0 | 0 | 0
2018-01-28 05:00 | 1 | 4 | 1 | 0 | 0 | 0 | 1.3508 | 2.7015 | 0 | 16.5561 | 6.9461 | 17.0341 | 17.0341 | 44.727 | 0 | 0 | 44.727 | 0 | 0 | 0 | 0 | 0 | 2.7015 | 0 | 0 | 44.727 | 0 | 0 | 0 | 0 | 0 | 0 | 0
2018-01-28 06:00 | 1 | 5 | 1 | 0 | 0 | 0 | 1.3952 | 2.7904 | 0 | 16.5561 | 6.9461 | 17.0341 | 17.0341 | 46.1986 | 0 | 0 | 46.1986 | 0 | 0 | 0 | 0 | 0 | 2.7904 | 0 | 0 | 46.1986 | 0 | 0 | 0 | 0 | 0 | 0 | 0
2018-01-28 07:00 | 1 | 6 | 1 | 0 | 0 | 0 | 1.5256 | 3.0512 | 0 | 16.5561 | 6.9461 | 17.0341 | 17.0341 | 50.515 | 0 | 0 | 50.515 | 0 | 0 | 0 | 0 | 0 | 3.0512 | 0 | 0 | 50.515 | 0 | 0 | 0 | 0 | 0 | 0 | 0
2018-01-28 08:00 | 1 | 7 | 1 | 0 | 0 | 0.099569 | 1.6745 | 3.349 | 0.79655 | 16.5561 | 6.9461 | 17.0341 | 17.0341 | 55.4468 | 0.79655 | 0 | 42.259 | 13.1878 | 0 | 13.5686 | 0 | 0 | 2.5525 | 0 | 0 | 42.259 | 13.1878 | 0 | 13.5686 | 0 | 0 | 0.099569 | 0.084866
2018-01-28 09:00 | 1 | 8 | 1 | 0 | 0 | 0.12782 | 1.7487 | 3.4974 | 1.0226 | 16.5561 | 6.9461 | 17.0341 | 17.0341 | 57.9024 | 1.0226 | 0 | 40.973 | 16.9294 | 0 | 17.4183 | 0 | 0 | 2.4748 | 0 | 0 | 40.973 | 16.9294 | 0 | 17.4183 | 0 | 0 | 0.12782 | 0.24102
2018-01-28 10:00 | 1 | 9 | 1 | 0 | 0 | 0.092171 | 1.726 | 3.4519 | 0.73737 | 16.5561 | 6.9461 | 17.0341 | 17.0341 | 57.15 | 0.73737 | 0 | 44.9421 | 12.2079 | 0 | 12.5604 | 0 | 0 | 2.7145 | 0 | 0 | 44.9421 | 12.2079 | 0 | 12.5604 | 0 | 0 | 0.092171 | 0.33114
2018-01-28 11:00 | 1 | 10 | 1 | 0 | 0 | 0.21599 | 1.6624 | 3.3248 | 1.7279 | 16.5561 | 6.9461 | 17.0341 | 17.0341 | 55.0455 | 1.7279 | 0 | 26.438 | 28.6075 | 0 | 29.4336 | 0 | 0 | 1.5969 | 0 | 0 | 26.438 | 28.6075 | 0 | 29.4336 | 0 | 0 | 0.21599 | 0.28435
2018-01-28 12:00 | 1 | 11 | 1 | 0 | 1 | 0.064572 | 1.7 | 3.4 | 0.51657 | 25.1898 | 15.5798 | 17.0341 | 17.0341 | 85.6461 | 0.51657 | 0 | 72.6338 | 13.0123 | 0 | 8.7994 | 0 | 0 | 2.8835 | 0 | 0 | 72.6338 | 13.0123 | 0 | 8.7994 | 0 | 0 | 0.064572 | 0.4613
2018-01-28 13:00 | 1 | 12 | 1 | 0 | 1 | 0.048573 | 1.5241 | 3.0482 | 0.38859 | 25.1898 | 15.5798 | 17.0341 | 17.0341 | 76.7823 | 0.38859 | 0 | 66.9939 | 9.7884 | 0 | 6.6192 | 0 | 0 | 2.6596 | 0 | 0 | 66.9939 | 9.7884 | 0 | 6.6192 | 0 | 0 | 0.048573 | 0.52873
2018-01-28 14:00 | 1 | 13 | 1 | 0 | 1 | 0.028013 | 1.5012 | 3.0023 | 0.2241 | 25.1898 | 15.5798 | 17.0341 | 17.0341 | 75.6284 | 0.2241 | 0 | 69.9833 | 5.645 | 0 | 3.8174 | 0 | 0 | 2.7782 | 0 | 0 | 69.9833 | 5.645 | 0 | 3.8174 | 0 | 0 | 0.028013 | 0.58474
2018-01-28 15:00 | 1 | 14 | 1 | 0 | 1 | 0.040138 | 1.4778 | 2.9557 | 0.32111 | 25.1898 | 15.5798 | 17.0341 | 17.0341 | 74.4526 | 0.32111 | 0 | 66.364 | 8.0886 | 0 | 5.4698 | 0 | 0 | 2.6346 | 0 | 0 | 66.364 | 8.0886 | 0 | 5.4698 | 0 | 0 | 0.040138 | 0.34359
2018-01-28 16:00 | 1 | 15 | 1 | 0 | 1 | 0.017023 | 1.5452 | 3.0905 | 0.13619 | 25.1898 | 15.5798 | 17.0341 | 17.0341 | 77.8479 | 0.13619 | 0 | 74.4173 | 3.4305 | 0 | 2.3198 | 0 | 0 | 2.9543 | 0 | 0 | 74.4173 | 3.4305 | 0 | 2.3198 | 0 | 0 | 0.017023 | 0.12914
2018-01-28 17:00 | 1 | 16 | 1 | 0 | 1 | 0 | 1.7572 | 3.5144 | 0 | 25.1898 | 15.5798 | 17.0341 | 17.0341 | 88.5266 | 0 | 0 | 88.5266 | 0 | 0 | 0 | 0 | 0 | 3.5144 | 0 | 0 | 88.5266 | 0 | 0 | 0 | 0 | 0 | 0 | 0.0065533
2018-01-28 18:00 | 1 | 17 | 1 | 0 | 1 | 0 | 1.9269 | 3.8537 | 0 | 25.1898 | 15.5798 | 17.0341 | 17.0341 | 97.0749 | 0 | 0 | 97.0749 | 0 | 0 | 0 | 0 | 0 | 3.8537 | 0 | 0 | 97.0749 | 0 | 0 | 0 | 0 | 0 | 0 | 0
2018-01-28 19:00 | 1 | 18 | 1 | 0 | 1 | 0 | 1.985 | 3.9701 | 0 | 25.1898 | 15.5798 | 17.0341 | 17.0341 | 100.0049 | 0 | 0 | 100.0049 | 0 | 0 | 0 | 0 | 0 | 3.9701 | 0 | 0 | 100.0049 | 0 | 0 | 0 | 0 | 0 | 0 | 0
2018-01-28 20:00 | 1 | 19 | 1 | 0 | 0 | 0 | 1.9426 | 3.8851 | 0 | 16.5561 | 6.9461 | 17.0341 | 17.0341 | 64.3226 | 0 | 0 | 64.3226 | 0 | 0 | 0 | 0 | 0 | 3.8851 | 0 | 0 | 64.3226 | 0 | 0 | 0 | 0 | 0 | 0 | 0
2018-01-28 21:00 | 1 | 20 | 1 | 0 | 0 | 0 | 1.8123 | 3.6246 | 0 | 16.5561 | 6.9461 | 17.0341 | 17.0341 | 60.0092 | 0 | 0 | 60.0092 | 0 | 0 | 0 | 0 | 0 | 3.6246 | 0 | 0 | 60.0092 | 0 | 0 | 0 | 0 | 0 | 0 | 0
2018-01-28 22:00 | 1 | 21 | 1 | 0 | 0 | 0 | 1.5948 | 3.1896 | 0 | 16.5561 | 6.9461 | 17.0341 | 17.0341 | 52.8079 | 0 | 0 | 52.8079 | 0 | 0 | 0 | 0 | 0 | 3.1896 | 0 | 0 | 52.8079 | 0 | 0 | 0 | 0 | 0 | 0 | 0
2018-01-28 23:00 | 1 | 22 | 1 | 0 | 0 | 0 | 1.3428 | 2.6855 | 0 | 16.5561 | 6.9461 | 17.0341 | 17.0341 | 44.4619 | 0 | 0 | 44.4619 | 0 | 0 | 0 | 0 | 0 | 2.6855 | 0 | 0 | 44.4619 | 0 | 0 | 0 | 0 | 0 | 0 | 0
2018-01-29 | 1 | 23 | 1 | 0 | 0 | 0 | 1.2441 | 2.4881 | 0 | 16.5561 | 6.9461 | 17.0341 | 17.0341 | 41.1936 | 0 | 0 | 41.1936 | 0 | 0 | 0 | 0 | 0 | 2.4881 | 0 | 0 | 41.1936 | 0 | 0 | 0 | 0 | 0 | 0 | 0
2018-01-29 01:00 | 1 | 0 | 2 | 0 | 0 | 0 | 1.2034 | 2.4069 | 0 | 16.5561 | 6.9461 | 17.0341 | 17.0341 | 39.8487 | 0 | 0 | 39.8487 | 0 | 0 | 0 | 0 | 0 | 2.4069 | 0 | 0 | 39.8487 | 0 | 0 | 0 | 0 | 0 | 0 | 0
2018-01-29 02:00 | 1 | 1 | 2 | 0 | 0 | 0 | 1.1502 | 2.3004 | 0 | 16.5561 | 6.9461 | 17.0341 | 17.0341 | 38.0859 | 0 | 0 | 38.0859 | 0 | 0 | 0 | 0 | 0 | 2.3004 | 0 | 0 | 38.0859 | 0 | 0 | 0 | 0 | 0 | 0 | 0
2018-01-29 03:00 | 1 | 2 | 2 | 0 | 0 | 0 | 1.1033 | 2.2067 | 0 | 16.5561 | 6.9461 | 17.0341 | 17.0341 | 36.5335 | 0 | 0 | 36.5335 | 0 | 0 | 0 | 0 | 0 | 2.2067 | 0 | 0 | 36.5335 | 0 | 0 | 0 | 0 | 0 | 0 | 0
2018-01-29 04:00 | 1 | 3 | 2 | 0 | 0 | 0 | 1.0991 | 2.1982 | 0 | 16.5561 | 6.9461 | 17.0341 | 17.0341 | 36.3936 | 0 | 0 | 36.3936 | 0 | 0 | 0 | 0 | 0 | 2.1982 | 0 | 0 | 36.3936 | 0 | 0 | 0 | 0 | 0 | 0 | 0
2018-01-29 05:00 | 1 | 4 | 2 | 0 | 0 | 0 | 1.1333 | 2.2666 | 0 | 16.5561 | 6.9461 | 17.0341 | 17.0341 | 37.5266 | 0 | 0 | 37.5266 | 0 | 0 | 0 | 0 | 0 | 2.2666 | 0 | 0 | 37.5266 | 0 | 0 | 0 | 0 | 0 | 0 | 0
2018-01-29 06:00 | 1 | 5 | 2 | 0 | 0 | 0 | 1.2793 | 2.5587 | 0 | 16.5561 | 6.9461 | 17.0341 | 17.0341 | 42.3613 | 0 | 0 | 42.3613 | 0 | 0 | 0 | 0 | 0 | 2.5587 | 0 | 0 | 42.3613 | 0 | 0 | 0 | 0 | 0 | 0 | 0
2018-01-29 07:00 | 1 | 6 | 2 | 0 | 0 | 0 | 1.3614 | 2.7229 | 0 | 16.5561 | 6.9461 | 17.0341 | 17.0341 | 45.0798 | 0 | 0 | 45.0798 | 0 | 0 | 0 | 0 | 0 | 2.7229 | 0 | 0 | 45.0798 | 0 | 0 | 0 | 0 | 0 | 0 | 0
2018-01-29 08:00 | 1 | 7 | 2 | 0 | 0 | 0.01266 | 1.4053 | 2.8107 | 0.10128 | 16.5561 | 6.9461 | 17.0341 | 17.0341 | 46.5337 | 0.10128 | 0 | 44.857 | 1.6767 | 0 | 1.7251 | 0 | 0 | 2.7094 | 0 | 0 | 44.857 | 1.6767 | 0 | 1.7251 | 0 | 0 | 0.01266 | 0.030986
2018-01-29 09:00 | 1 | 8 | 2 | 0 | 0 | 0.17074 | 1.3888 | 2.7777 | 1.3659 | 16.5561 | 6.9461 | 17.0341 | 17.0341 | 45.9877 | 1.3659 | 0 | 23.3736 | 22.6141 | 0 | 23.2671 | 0 | 0 | 1.4118 | 0 | 0 | 23.3736 | 22.6141 | 0 | 23.2671 | 0 | 0 | 0.17074 | 0.16535
2018-01-29 10:00 | 1 | 9 | 2 | 0 | 0 | 0.37751 | 1.3321 | 2.6643 | 3.0201 | 16.5561 | 6.9461 | 17.0341 | 17.0341 | 44.1097 | 2.6643 | 0.35579 | 0 | 44.1097 | 2.4714 | 51.4441 | 0.35579 | 0.35579 | 0 | 0 | 0 | 0 | 44.1097 | 0 | 51.4441 | 0.35579 | 0 | 0.37751 | 0.22338
2018-01-29 11:00 | 1 | 10 | 2 | 0 | 0 | 0.41122 | 1.2172 | 2.4344 | 3.2898 | 16.5561 | 6.9461 | 17.0341 | 17.0341 | 40.304 | 2.4344 | 0.85537 | 0 | 40.304 | 5.9415 | 56.0384 | 0.85537 | 1.2112 | 0 | 0 | 0 | 0 | 40.304 | 0 | 56.0384 | 0.85537 | 0 | 0.41122 | 0.33664
2018-01-29 12:00 | 1 | 11 | 2 | 0 | 1 | 0.6491 | 1.2133 | 2.4267 | 5.1928 | 25.1898 | 15.5798 | 17.0341 | 17.0341 | 61.1275 | 2.4267 | 2.7661 | 0 | 61.1275 | 43.0958 | 88.4552 | 2.7661 | 3.9773 | 0 | 0 | 0 | 0 | 61.1275 | 0 | 88.4552 | 2.7661 | 0 | 0.6491 | 0.32921
2018-01-29 13:00 | 1 | 12 | 2 | 0 | 1 | 0.62815 | 1.1542 | 2.3085 | 5.0252 | 25.1898 | 15.5798 | 17.0341 | 17.0341 | 58.1495 | 2.3085 | 2.7167 | 0 | 58.1495 | 42.3263 | 85.6001 | 2.7167 | 6.694 | 0 | 0 | 0 | 0 | 58.1495 | 0 | 85.6001 | 2.7167 | 0 | 0.62815 | 0.34007
2018-01-29 14:00 | 1 | 13 | 2 | 0 | 1 | 0.55897 | 1.0901 | 2.1802 | 4.4718 | 25.1898 | 15.5798 | 17.0341 | 17.0341 | 54.9199 | 2.1802 | 2.2915 | 0 | 54.9199 | 35.7016 | 76.173 | 2.2915 | 8.9856 | 0 | 0 | 0 | 0 | 54.9199 | 0 | 76.173 | 2.2915 | 0 | 0.55897 | 0.31796
2018-01-29 15:00 | 1 | 14 | 2 | 0 | 1 | 0.437 | 1.1292 | 2.2584 | 3.496 | 25.1898 | 15.5798 | 17.0341 | 17.0341 | 56.8877 | 2.2584 | 1.2376 | 0 | 56.8877 | 19.2822 | 59.5515 | 1.2376 | 10.2232 | 0 | 0 | 0 | 0 | 56.8877 | 0 | 59.5515 | 1.2376 | 0 | 0.437 | 0.21381
2018-01-29 16:00 | 1 | 15 | 2 | 0 | 1 | 0.24657 | 1.2981 | 2.5962 | 1.9726 | 25.1898 | 15.5798 | 17.0341 | 17.0341 | 65.3975 | 1.9726 | 0 | 15.709 | 49.6885 | 0 | 33.601 | 0 | 10.2232 | 0.62363 | 0.62363 | 0 | 0 | 65.3975 | 0 | 33.601 | 0 | 0 | 0.24657 | 0.13585
2018-01-29 17:00 | 1 | 16 | 2 | 0 | 1 | 0.024048 | 1.4041 | 2.8083 | 0.19239 | 25.1898 | 15.5798 | 17.0341 | 17.0341 | 70.7398 | 0.19239 | 0 | 65.8936 | 4.8462 | 0 | 3.2772 | 0 | 9.5454 | 2.6159 | 2.6159 | 0 | 0 | 70.7398 | 0 | 3.2772 | 0 | 0 | 0.024048 | 0.007308
2018-01-29 18:00 | 1 | 17 | 2 | 0 | 1 | 0 | 1.4838 | 2.9676 | 0 | 25.1898 | 15.5798 | 17.0341 | 17.0341 | 74.7529 | 0 | 0 | 74.7529 | 0 | 0 | 0 | 0 | 6.702 | 2.9676 | 2.9676 | 0 | 0 | 74.7529 | 0 | 0 | 0 | 0 | 0 | 0
2018-01-29 19:00 | 1 | 18 | 2 | 0 | 1 | 0 | 1.5676 | 3.1352 | 0 | 25.1898 | 15.5798 | 17.0341 | 17.0341 | 78.9759 | 0 | 0 | 78.9759 | 0 | 0 | 0 | 0 | 3.4764 | 3.1352 | 3.1352 | 0 | 0 | 78.9759 | 0 | 0 | 0 | 0 | 0 | 0
2018-01-29 20:00 | 1 | 19 | 2 | 0 | 0 | 0 | 1.4735 | 2.947 | 0 | 16.5561 | 6.9461 | 17.0341 | 17.0341 | 48.7908 | 0 | 0 | 48.7908 | 0 | 0 | 0 | 0 | 0.068501 | 2.947 | 0.063021 | 0 | 47.7475 | 1.0434 | 0 | 0 | 0 | 0 | 0 | 0
2018-01-29 21:00 | 1 | 20 | 2 | 0 | 0 | 0 | 1.3257 | 2.6515 | 0 | 16.5561 | 6.9461 | 17.0341 | 17.0341 | 43.8979 | 0 | 0 | 43.8979 | 0 | 0 | 0 | 0 | 0 | 2.6515 | 0 | 0 | 43.8979 | 0 | 0 | 0 | 0 | 0 | 0 | 0
2018-01-29 22:00 | 1 | 21 | 2 | 0 | 0 | 0 | 1.1583 | 2.3165 | 0 | 16.5561 | 6.9461 | 17.0341 | 17.0341 | 38.3526 | 0 | 0 | 38.3526 | 0 | 0 | 0 | 0 | 0 | 2.3165 | 0 | 0 | 38.3526 | 0 | 0 | 0 | 0 | 0 | 0 | 0
2018-01-29 23:00 | 1 | 22 | 2 | 0 | 0 | 0 | 0.96866 | 1.9373 | 0 | 16.5561 | 6.9461 | 17.0341 | 17.0341 | 32.0744 | 0 | 0 | 32.0744 | 0 | 0 | 0 | 0 | 0 | 1.9373 | 0 | 0 | 32.0744 | 0 | 0 | 0 | 0 | 0 | 0 | 0
2018-01-30 | 1 | 23 | 2 | 0 | 0 | 0 | 0.85574 | 1.7115 | 0 | 16.5561 | 6.9461 | 17.0341 | 17.0341 | 28.3355 | 0 | 0 | 28.3355 | 0 | 0 | 0 | 0 | 0 | 1.7115 | 0 | 0 | 28.3355 | 0 | 0 | 0 | 0 | 0 | 0 | 0
2018-01-30 01:00 | 1 | 0 | 3 | 0 | 0 | 0 | 0.79329 | 1.5866 | 0 | 16.5561 | 6.9461 | 17.0341 | 17.0341 | 26.2677 | 0 | 0 | 26.2677 | 0 | 0 | 0 | 0 | 0 | 1.5866 | 0 | 0 | 26.2677 | 0 | 0 | 0 | 0 | 0 | 0 | 0
2018-01-30 02:00 | 1 | 1 | 3 | 0 | 0 | 0 | 0.78317 | 1.5663 | 0 | 16.5561 | 6.9461 | 17.0341 | 17.0341 | 25.9324 | 0 | 0 | 25.9324 | 0 | 0 | 0 | 0 | 0 | 1.5663 | 0 | 0 | 25.9324 | 0 | 0 | 0 | 0 | 0 | 0 | 0
2018-01-30 03:00 | 1 | 2 | 3 | 0 | 0 | 0 | 0.79448 | 1.589 | 0 | 16.5561 | 6.9461 | 17.0341 | 17.0341 | 26.3069 | 0 | 0 | 26.3069 | 0 | 0 | 0 | 0 | 0 | 1.589 | 0 | 0 | 26.3069 | 0 | 0 | 0 | 0 | 0 | 0 | 0
2018-01-30 04:00 | 1 | 3 | 3 | 0 | 0 | 0 | 0.81304 | 1.6261 | 0 | 16.5561 | 6.9461 | 17.0341 | 17.0341 | 26.9215 | 0 | 0 | 26.9215 | 0 | 0 | 0 | 0 | 0 | 1.6261 | 0 | 0 | 26.9215 | 0 | 0 | 0 | 0 | 0 | 0 | 0
2018-01-30 05:00 | 1 | 4 | 3 | 0 | 0 | 0 | 0.85286 | 1.7057 | 0 | 16.5561 | 6.9461 | 17.0341 | 17.0341 | 28.2401 | 0 | 0 | 28.2401 | 0 | 0 | 0 | 0 | 0 | 1.7057 | 0 | 0 | 28.2401 | 0 | 0 | 0 | 0 | 0 | 0 | 0
2018-01-30 06:00 | 1 | 5 | 3 | 0 | 0 | 0 | 1.0256 | 2.0512 | 0 | 16.5561 | 6.9461 | 17.0341 | 17.0341 | 33.9597 | 0 | 0 | 33.9597 | 0 | 0 | 0 | 0 | 0 | 2.0512 | 0 | 0 | 33.9597 | 0 | 0 | 0 | 0 | 0 | 0 | 0
2018-01-30 07:00 | 1 | 6 | 3 | 0 | 0 | 0 | 1.1914 | 2.3827 | 0 | 16.5561 | 6.9461 | 17.0341 | 17.0341 | 39.4488 | 0 | 0 | 39.4488 | 0 | 0 | 0 | 0 | 0 | 2.3827 | 0 | 0 | 39.4488 | 0 | 0 | 0 | 0 | 0 | 0 | 0
2018-01-30 08:00 | 1 | 7 | 3 | 0 | 0 | 0.043967 | 1.2412 | 2.4824 | 0.35173 | 16.5561 | 6.9461 | 17.0341 | 17.0341 | 41.098 | 0.35173 | 0 | 35.2747 | 5.8233 | 0 | 5.9915 | 0 | 0 | 2.1306 | 0 | 0 | 35.2747 | 5.8233 | 0 | 5.9915 | 0 | 0 | 0.043967 | 0.065712
2018-01-30 09:00 | 1 | 8 | 3 | 0 | 0 | 0.16601 | 1.2699 | 2.5398 | 1.3281 | 16.5561 | 6.9461 | 17.0341 | 17.0341 | 42.0491 | 1.3281 | 0 | 20.0607 | 21.9884 | 0 | 22.6234 | 0 | 0 | 1.2117 | 0 | 0 | 20.0607 | 21.9884 | 0 | 22.6234 | 0 | 0 | 0.16601 | 0.22546
2018-01-30 10:00 | 1 | 9 | 3 | 0 | 0 | 0.25981 | 1.2044 | 2.4087 | 2.0785 | 16.5561 | 6.9461 | 17.0341 | 17.0341 | 39.8787 | 2.0785 | 0 | 5.4669 | 34.4118 | 0 | 35.4055 | 0 | 0 | 0.3302 | 0 | 0 | 5.4669 | 34.4118 | 0 | 35.4055 | 0 | 0 | 0.25981 | 0.35239
2018-01-30 11:00 | 1 | 10 | 3 | 0 | 0 | 0.28328 | 1.2118 | 2.4236 | 2.2662 | 16.5561 | 6.9461 | 17.0341 | 17.0341 | 40.1247 | 2.2662 | 0 | 2.6047 | 37.52 | 0 | 38.6035 | 0 | 0 | 0.15733 | 0 | 0 | 2.6047 | 37.52 | 0 | 38.6035 | 0 | 0 | 0.28328 | 0.49439
2018-01-30 12:00 | 1 | 11 | 3 | 0 | 1 | 0.39114 | 1.1963 | 2.3927 | 3.1291 | 25.1898 | 15.5798 | 17.0341 | 17.0341 | 60.2712 | 2.3927 | 0.73646 | 0 | 60.2712 | 11.4738 | 53.3023 | 0.73646 | 0.73646 | 0 | 0 | 0 | 0 | 60.2712 | 0 | 53.3023 | 0.73646 | 0 | 0.39114 | 0.51679
2018-01-30 13:00 | 1 | 12 | 3 | 0 | 1 | 0.51616 | 1.1648 | 2.3295 | 4.1293 | 25.1898 | 15.5798 | 17.0341 | 17.0341 | 58.68 | 2.3295 | 1.7998 | 0 | 58.68 | 28.0403 | 70.3392 | 1.7998 | 2.5362 | 0 | 0 | 0 | 0 | 58.68 | 0 | 70.3392 | 1.7998 | 0 | 0.51616 | 0.47536
2018-01-30 14:00 | 1 | 13 | 3 | 0 | 1 | 0.50321 | 1.141 | 2.2821 | 4.0256 | 25.1898 | 15.5798 | 17.0341 | 17.0341 | 57.4854 | 2.2821 | 1.7436 | 0 | 57.4854 | 27.1642 | 68.5735 | 1.7436 | 4.2798 | 0 | 0 | 0 | 0 | 57.4854 | 0 | 68.5735 | 1.7436 | 0 | 0.50321 | 0.44389
2018-01-30 15:00 | 1 | 14 | 3 | 0 | 1 | 0.27349 | 1.1522 | 2.3044 | 2.1879 | 25.1898 | 15.5798 | 17.0341 | 17.0341 | 58.0479 | 2.1879 | 0 | 2.9352 | 55.1128 | 0 | 37.2691 | 0 | 4.2798 | 0.11652 | 0.11652 | 0 | 0 | 58.0479 | 0 | 37.2691 | 0 | 0 | 0.27349 | 0.32188
2018-01-30 16:00 | 1 | 15 | 3 | 0 | 1 | 0.22223 | 1.2245 | 2.4491 | 1.7779 | 25.1898 | 15.5798 | 17.0341 | 17.0341 | 61.6919 | 1.7779 | 0 | 16.9079 | 44.784 | 0 | 30.2844 | 0 | 4.1531 | 0.67122 | 0.67122 | 0 | 0 | 61.6919 | 0 | 30.2844 | 0 | 0 | 0.22223 | 0.17961
2018-01-30 17:00 | 1 | 16 | 3 | 0 | 1 | 0.0012412 | 1.3839 | 2.7678 | 0.00993 | 25.1898 | 15.5798 | 17.0341 | 17.0341 | 69.7191 | 0.00993 | 0 | 69.469 | 0.25013 | 0 | 0.16915 | 0 | 3.4236 | 2.7578 | 2.7578 | 0 | 0 | 69.7191 | 0 | 0.16915 | 0 | 0 | 0.0012412 | 0.013752
2018-01-30 18:00 | 1 | 17 | 3 | 0 | 1 | 0 | 1.544 | 3.0881 | 0 | 25.1898 | 15.5798 | 17.0341 | 17.0341 | 77.7881 | 0 | 0 | 77.7881 | 0 | 0 | 0 | 0 | 0.42591 | 3.0881 | 0.39184 | 0 | 67.9177 | 9.8704 | 0 | 0 | 0 | 0 | 0 | 0
2018-01-30 19:00 | 1 | 18 | 3 | 0 | 1 | 0 | 1.5355 | 3.0711 | 0 | 25.1898 | 15.5798 | 17.0341 | 17.0341 | 77.3596 | 0 | 0 | 77.3596 | 0 | 0 | 0 | 0 | 0 | 3.0711 | 0 | 0 | 77.3596 | 0 | 0 | 0 | 0 | 0 | 0 | 0
2018-01-30 20:00 | 1 | 19 | 3 | 0 | 0 | 0 | 1.4492 | 2.8984 | 0 | 16.5561 | 6.9461 | 17.0341 | 17.0341 | 47.9866 | 0 | 0 | 47.9866 | 0 | 0 | 0 | 0 | 0 | 2.8984 | 0 | 0 | 47.9866 | 0 | 0 | 0 | 0 | 0 | 0 | 0
2018-01-30 21:00 | 1 | 20 | 3 | 0 | 0 | 0 | 1.4009 | 2.8018 | 0 | 16.5561 | 6.9461 | 17.0341 | 17.0341 | 46.386 | 0 | 0 | 46.386 | 0 | 0 | 0 | 0 | 0 | 2.8018 | 0 | 0 | 46.386 | 0 | 0 | 0 | 0 | 0 | 0 | 0
2018-01-30 22:00 | 1 | 21 | 3 | 0 | 0 | 0 | 1.2876 | 2.5752 | 0 | 16.5561 | 6.9461 | 17.0341 | 17.0341 | 42.6346 | 0 | 0 | 42.6346 | 0 | 0 | 0 | 0 | 0 | 2.5752 | 0 | 0 | 42.6346 | 0 | 0 | 0 | 0 | 0 | 0 | 0
2018-01-30 23:00 | 1 | 22 | 3 | 0 | 0 | 0 | 1.0412 | 2.0824 | 0 | 16.5561 | 6.9461 | 17.0341 | 17.0341 | 34.4759 | 0 | 0 | 34.4759 | 0 | 0 | 0 | 0 | 0 | 2.0824 | 0 | 0 | 34.4759 | 0 | 0 | 0 | 0 | 0 | 0 | 0
2018-01-31 | 1 | 23 | 3 | 0 | 0 | 0 | 0.92505 | 1.8501 | 0 | 16.5561 | 6.9461 | 17.0341 | 17.0341 | 30.6305 | 0 | 0 | 30.6305 | 0 | 0 | 0 | 0 | 0 | 1.8501 | 0 | 0 | 30.6305 | 0 | 0 | 0 | 0 | 0 | 0 | 0
2018-01-31 01:00 | 1 | 0 | 4 | 0 | 0 | 0 | 0.82678 | 1.6536 | 0 | 16.5561 | 6.9461 | 17.0341 | 17.0341 | 27.3766 | 0 | 0 | 27.3766 | 0 | 0 | 0 | 0 | 0 | 1.6536 | 0 | 0 | 27.3766 | 0 | 0 | 0 | 0 | 0 | 0 | 0
2018-01-31 02:00 | 1 | 1 | 4 | 0 | 0 | 0 | 0.82641 | 1.6528 | 0 | 16.5561 | 6.9461 | 17.0341 | 17.0341 | 27.3643 | 0 | 0 | 27.3643 | 0 | 0 | 0 | 0 | 0 | 1.6528 | 0 | 0 | 27.3643 | 0 | 0 | 0 | 0 | 0 | 0 | 0
2018-01-31 03:00 | 1 | 2 | 4 | 0 | 0 | 0 | 0.83664 | 1.6733 | 0 | 16.5561 | 6.9461 | 17.0341 | 17.0341 | 27.7029 | 0 | 0 | 27.7029 | 0 | 0 | 0 | 0 | 0 | 1.6733 | 0 | 0 | 27.7029 | 0 | 0 | 0 | 0 | 0 | 0 | 0
2018-01-31 04:00 | 1 | 3 | 4 | 0 | 0 | 0 | 0.87307 | 1.7461 | 0 | 16.5561 | 6.9461 | 17.0341 | 17.0341 | 28.9091 | 0 | 0 | 28.9091 | 0 | 0 | 0 | 0 | 0 | 1.7461 | 0 | 0 | 28.9091 | 0 | 0 | 0 | 0 | 0 | 0 | 0
2018-01-31 05:00 | 1 | 4 | 4 | 0 | 0 | 0 | 0.90115 | 1.8023 | 0 | 16.5561 | 6.9461 | 17.0341 | 17.0341 | 29.8391 | 0 | 0 | 29.8391 | 0 | 0 | 0 | 0 | 0 | 1.8023 | 0 | 0 | 29.8391 | 0 | 0 | 0 | 0 | 0 | 0 | 0
2018-01-31 06:00 | 1 | 5 | 4 | 0 | 0 | 0 | 1.0461 | 2.0922 | 0 | 16.5561 | 6.9461 | 17.0341 | 17.0341 | 34.6393 | 0 | 0 | 34.6393 | 0 | 0 | 0 | 0 | 0 | 2.0922 | 0 | 0 | 34.6393 | 0 | 0 | 0 | 0 | 0 | 0 | 0
2018-01-31 07:00 | 1 | 6 | 4 | 0 | 0 | 0 | 1.1863 | 2.3726 | 0 | 16.5561 | 6.9461 | 17.0341 | 17.0341 | 39.2811 | 0 | 0 | 39.2811 | 0 | 0 | 0 | 0 | 0 | 2.3726 | 0 | 0 | 39.2811 | 0 | 0 | 0 | 0 | 0 | 0 | 0
2018-01-31 08:00 | 1 | 7 | 4 | 0 | 0 | 0.0029856 | 1.2447 | 2.4894 | 0.023885 | 16.5561 | 6.9461 | 17.0341 | 17.0341 | 41.2142 | 0.023885 | 0 | 40.8188 | 0.39544 | 0 | 0.40685 | 0 | 0 | 2.4655 | 0 | 0 | 40.8188 | 0.39544 | 0 | 0.40685 | 0 | 0 | 0.0029856 | 0.025738
2018-01-31 09:00 | 1 | 8 | 4 | 0 | 0 | 0.026538 | 1.314 | 2.6279 | 0.2123 | 16.5561 | 6.9461 | 17.0341 | 17.0341 | 43.5083 | 0.2123 | 0 | 39.9934 | 3.5149 | 0 | 3.6164 | 0 | 0 | 2.4156 | 0 | 0 | 39.9934 | 3.5149 | 0 | 3.6164 | 0 | 0 | 0.026538 | 0.11268
2018-01-31 10:00 | 1 | 9 | 4 | 0 | 0 | 0.00069656 | 1.3106 | 2.6212 | 0.0055725 | 16.5561 | 6.9461 | 17.0341 | 17.0341 | 43.3964 | 0.0055725 | 0 | 43.3041 | 0.092258 | 0 | 0.094922 | 0 | 0 | 2.6156 | 0 | 0 | 43.3041 | 0.092258 | 0 | 0.094922 | 0 | 0 | 0.00069656 | 0.18882
2018-01-31 11:00 | 1 | 10 | 4 | 0 | 0 | 0.045824 | 1.2705 | 2.541 | 0.36659 | 16.5561 | 6.9461 | 17.0341 | 17.0341 | 42.0695 | 0.36659 | 0 | 36.0002 | 6.0693 | 0 | 6.2446 | 0 | 0 | 2.1744 | 0 | 0 | 36.0002 | 6.0693 | 0 | 6.2446 | 0 | 0 | 0.045824 | 0.24509
2018-01-31 12:00 | 1 | 11 | 4 | 0 | 1 | 0.0026248 | 1.183 | 2.3661 | 0.020998 | 25.1898 | 15.5798 | 17.0341 | 17.0341 | 59.6002 | 0.020998 | 0 | 59.0713 | 0.52894 | 0 | 0.35769 | 0 | 0 | 2.3451 | 0 | 0 | 59.0713 | 0.52894 | 0 | 0.35769 | 0 | 0 | 0.0026248 | 0.32373
2018-01-31 13:00 | 1 | 12 | 4 | 0 | 1 | 0.052472 | 1.169 | 2.3379 | 0.41977 | 25.1898 | 15.5798 | 17.0341 | 17.0341 | 58.8916 | 0.41977 | 0 | 48.3177 | 10.574 | 0 | 7.1505 | 0 | 0 | 1.9181 | 0 | 0 | 48.3177 | 10.574 | 0 | 7.1505 | 0 | 0 | 0.052472 | 0.43406
2018-01-31 14:00 | 1 | 13 | 4 | 0 | 1 | 0.1082 | 1.1288 | 2.2576 | 0.86562 | 25.1898 | 15.5798 | 17.0341 | 17.0341 | 56.8678 | 0.86562 | 0 | 35.0631 | 21.8047 | 0 | 14.745 | 0 | 0 | 1.392 | 0 | 0 | 35.0631 | 21.8047 | 0 | 14.745 | 0 | 0 | 0.1082 | 0.32281
2018-01-31 15:00 | 1 | 14 | 4 | 0 | 1 | 0.0060469 | 1.1865 | 2.373 | 0.048375 | 25.1898 | 15.5798 | 17.0341 | 17.0341 | 59.7751 | 0.048375 | 0 | 58.5566 | 1.2185 | 0 | 0.82402 | 0 | 0 | 2.3246 | 0 | 0 | 58.5566 | 1.2185 | 0 | 0.82402 | 0 | 0 | 0.0060469 | 0.34451
2018-01-31 16:00 | 1 | 15 | 4 | 0 | 1 | 0.010095 | 1.2446 | 2.4892 | 0.080762 | 25.1898 | 15.5798 | 17.0341 | 17.0341 | 62.7024 | 0.080762 | 0 | 60.668 | 2.0344 | 0 | 1.3757 | 0 | 0 | 2.4084 | 0 | 0 | 60.668 | 2.0344 | 0 | 1.3757 | 0 | 0 | 0.010095 | 0.18823
2018-01-31 17:00 | 1 | 16 | 4 | 0 | 1 | 0 | 1.4103 | 2.8205 | 0 | 25.1898 | 15.5798 | 17.0341 | 17.0341 | 71.0485 | 0 | 0 | 71.0485 | 0 | 0 | 0 | 0 | 0 | 2.8205 | 0 | 0 | 71.0485 | 0 | 0 | 0 | 0 | 0 | 0 | 0.0090103
2018-01-31 18:00 | 1 | 17 | 4 | 0 | 1 | 0 | 1.577 | 3.154 | 0 | 25.1898 | 15.5798 | 17.0341 | 17.0341 | 79.4481 | 0 | 0 | 79.4481 | 0 | 0 | 0 | 0 | 0 | 3.154 | 0 | 0 | 79.4481 | 0 | 0 | 0 | 0 | 0 | 0 | 0
2018-01-31 19:00 | 1 | 18 | 4 | 0 | 1 | 0 | 1.6659 | 3.3319 | 0 | 25.1898 | 15.5798 | 17.0341 | 17.0341 | 83.9288 | 0 | 0 | 83.9288 | 0 | 0 | 0 | 0 | 0 | 3.3319 | 0 | 0 | 83.9288 | 0 | 0 | 0 | 0 | 0 | 0 | 0
2018-01-31 20:00 | 1 | 19 | 4 | 0 | 0 | 0 | 1.6024 | 3.2048 | 0 | 16.5561 | 6.9461 | 17.0341 | 17.0341 | 53.0591 | 0 | 0 | 53.0591 | 0 | 0 | 0 | 0 | 0 | 3.2048 | 0 | 0 | 53.0591 | 0 | 0 | 0 | 0 | 0 | 0 | 0
2018-01-31 21:00 | 1 | 20 | 4 | 0 | 0 | 0 | 1.4763 | 2.9526 | 0 | 16.5561 | 6.9461 | 17.0341 | 17.0341 | 48.8834 | 0 | 0 | 48.8834 | 0 | 0 | 0 | 0 | 0 | 2.9526 | 0 | 0 | 48.8834 | 0 | 0 | 0 | 0 | 0 | 0 | 0
2018-01-31 22:00 | 1 | 21 | 4 | 0 | 0 | 0 | 1.331 | 2.662 | 0 | 16.5561 | 6.9461 | 17.0341 | 17.0341 | 44.0714 | 0 | 0 | 44.0714 | 0 | 0 | 0 | 0 | 0 | 2.662 | 0 | 0 | 44.0714 | 0 | 0 | 0 | 0 | 0 | 0 | 0
2018-01-31 23:00 | 1 | 22 | 4 | 0 | 0 | 0 | 1.1682 | 2.3364 | 0 | 16.5561 | 6.9461 | 17.0341 | 17.0341 | 38.6815 | 0 | 0 | 38.6815 | 0 | 0 | 0 | 0 | 0 | 2.3364 | 0 | 0 | 38.6815 | 0 | 0 | 0 | 0 | 0 | 0 | 0
2018-02-01 | 1 | 23 | 4 | 0 | 0 | 0 | 1.0556 | 2.1112 | 0 | 16.5561 | 6.9461 | 17.0341 | 17.0341 | 34.9538 | 0 | 0 | 34.9538 | 0 | 0 | 0 | 0 | 0 | 2.1112 | 0 | 0 | 34.9538 | 0 | 0 | 0 | 0 | 0 | 0 | 0
2018-02-01 01:00 | 2 | 0 | 5 | 0 | 0 | 0 | 1.0637 | 2.1274 | 0 | 16.5561 | 6.9461 | 17.0341 | 17.0341 | 35.2215 | 0 | 0 | 35.2215 | 0 | 0 | 0 | 0 | 0 | 2.1274 | 0 | 0 | 35.2215 | 0 | 0 | 0 | 0 | 0 | 0 | 0
2018-02-01 02:00 | 2 | 1 | 5 | 0 | 0 | 0 | 1.1141 | 2.2283 | 0 | 16.5561 | 6.9461 | 17.0341 | 17.0341 | 36.8912 | 0 | 0 | 36.8912 | 0 | 0 | 0 | 0 | 0 | 2.2283 | 0 | 0 | 36.8912 | 0 | 0 | 0 | 0 | 0 | 0 | 0
2018-02-01 03:00 | 2 | 2 | 5 | 0 | 0 | 0 | 1.195 | 2.39 | 0 | 16.5561 | 6.9461 | 17.0341 | 17.0341 | 39.5688 | 0 | 0 | 39.5688 | 0 | 0 | 0 | 0 | 0 | 2.39 | 0 | 0 | 39.5688 | 0 | 0 | 0 | 0 | 0 | 0 | 0
2018-02-01 04:00 | 2 | 3 | 5 | 0 | 0 | 0 | 1.3018 | 2.6036 | 0 | 16.5561 | 6.9461 | 17.0341 | 17.0341 | 43.1049 | 0 | 0 | 43.1049 | 0 | 0 | 0 | 0 | 0 | 2.6036 | 0 | 0 | 43.1049 | 0 | 0 | 0 | 0 | 0 | 0 | 0
2018-02-01 05:00 | 2 | 4 | 5 | 0 | 0 | 0 | 1.4312 | 2.8625 | 0 | 16.5561 | 6.9461 | 17.0341 | 17.0341 | 47.3913 | 0 | 0 | 47.3913 | 0 | 0 | 0 | 0 | 0 | 2.8625 | 0 | 0 | 47.3913 | 0 | 0 | 0 | 0 | 0 | 0 | 0
2018-02-01 06:00 | 2 | 5 | 5 | 0 | 0 | 0 | 1.6801 | 3.3602 | 0 | 16.5561 | 6.9461 | 17.0341 | 17.0341 | 55.6308 | 0 | 0 | 55.6308 | 0 | 0 | 0 | 0 | 0 | 3.3602 | 0 | 0 | 55.6308 | 0 | 0 | 0 | 0 | 0 | 0 | 0
2018-02-01 07:00 | 2 | 6 | 5 | 0 | 0 | 0 | 1.8592 | 3.7184 | 0 | 16.5561 | 6.9461 | 17.0341 | 17.0341 | 61.5619 | 0 | 0 | 61.5619 | 0 | 0 | 0 | 0 | 0 | 3.7184 | 0 | 0 | 61.5619 | 0 | 0 | 0 | 0 | 0 | 0 | 0
2018-02-01 08:00 | 2 | 7 | 5 | 0 | 0 | 0.069599 | 1.8585 | 3.7171 | 0.5568 | 16.5561 | 6.9461 | 17.0341 | 17.0341 | 61.5402 | 0.5568 | 0 | 52.3218 | 9.2183 | 0 | 9.4845 | 0 | 0 | 3.1603 | 0 | 0 | 52.3218 | 9.2183 | 0 | 9.4845 | 0 | 0 | 0.069599 | 0.084066
2018-02-01 09:00 | 2 | 8 | 5 | 0 | 0 | 0.085162 | 1.7644 | 3.5289 | 0.6813 | 16.5561 | 6.9461 | 17.0341 | 17.0341 | 58.4241 | 0.6813 | 0 | 47.1444 | 11.2796 | 0 | 11.6053 | 0 | 0 | 2.8476 | 0 | 0 | 47.1444 | 11.2796 | 0 | 11.6053 | 0 | 0 | 0.085162 | 0.31638
2018-02-01 10:00 | 2 | 9 | 5 | 0 | 0 | 0.11386 | 1.6823 | 3.3646 | 0.91092 | 16.5561 | 6.9461 | 17.0341 | 17.0341 | 55.7047 | 0.91092 | 0 | 40.6235 | 15.0812 | 0 | 15.5167 | 0 | 0 | 2.4537 | 0 | 0 | 40.6235 | 15.0812 | 0 | 15.5167 | 0 | 0 | 0.11386 | 0.3898
2018-02-01 11:00 | 2 | 10 | 5 | 0 | 0 | 0.087365 | 1.6112 | 3.2224 | 0.69892 | 16.5561 | 6.9461 | 17.0341 | 17.0341 | 53.351 | 0.69892 | 0 | 41.7796 | 11.5713 | 0 | 11.9055 | 0 | 0 | 2.5235 | 0 | 0 | 41.7796 | 11.5713 | 0 | 11.9055 | 0 | 0 | 0.087365 | 0.45727
2018-02-01 12:00 | 2 | 11 | 5 | 0 | 1 | 0.40198 | 1.5323 | 3.0646 | 3.2158 | 25.1898 | 15.5798 | 17.0341 | 17.0341 | 77.1953 | 3.0646 | 0.15125 | 0 | 77.1953 | 2.3564 | 54.7784 | 0.15125 | 0.15125 | 0 | 0 | 0 | 0 | 77.1953 | 0 | 54.7784 | 0.15125 | 0 | 0.40198 | 0.45945
2018-02-01 13:00 | 2 | 12 | 5 | 0 | 1 | 0.44698 | 1.4752 | 2.9505 | 3.5758 | 25.1898 | 15.5798 | 17.0341 | 17.0341 | 74.3222 | 2.9505 | 0.62534 | 0 | 74.3222 | 9.7427 | 60.9112 | 0.62534 | 0.77659 | 0 | 0 | 0 | 0 | 74.3222 | 0 | 60.9112 | 0.62534 | 0 | 0.44698 | 0.38408
2018-02-01 14:00 | 2 | 13 | 5 | 0 | 1 | 0.14703 | 1.4344 | 2.8689 | 1.1762 | 25.1898 | 15.5798 | 17.0341 | 17.0341 | 72.2659 | 1.1762 | 0 | 42.6367 | 29.6292 | 0 | 20.0362 | 0 | 0.77659 | 1.6926 | 0.71446 | 0 | 24.6396 | 47.6263 | 0 | 20.0362 | 0 | 0 | 0.14703 | 0.39645
2018-02-01 15:00 | 2 | 14 | 5 | 0 | 1 | 0.069517 | 1.4819 | 2.9638 | 0.55614 | 25.1898 | 15.5798 | 17.0341 | 17.0341 | 74.6578 | 0.55614 | 0 | 60.6489 | 14.0089 | 0 | 9.4733 | 0 | 0 | 2.4077 | 0 | 0 | 60.6489 | 14.0089 | 0 | 9.4733 | 0 | 0 | 0.069517 | 0.30699
2018-02-01 16:00 | 2 | 15 | 5 | 0 | 1 | 0.040614 | 1.5481 | 3.0961 | 0.32491 | 25.1898 | 15.5798 | 17.0341 | 17.0341 | 77.9909 | 0.32491 | 0 | 69.8065 | 8.1844 | 0 | 5.5345 | 0 | 0 | 2.7712 | 0 | 0 | 69.8065 | 8.1844 | 0 | 5.5345 | 0 | 0 | 0.040614 | 0.13609
2018-02-01 17:00 | 2 | 16 | 5 | 0 | 1 | 0.001678 | 1.6358 | 3.2716 | 0.013424 | 25.1898 | 15.5798 | 17.0341 | 17.0341 | 82.41 | 0.013424 | 0 | 82.0719 | 0.33816 | 0 | 0.22867 | 0 | 0 | 3.2581 | 0 | 0 | 82.0719 | 0.33816 | 0 | 0.22867 | 0 | 0 | 0.001678 | 0.012796
2018-02-01 18:00 | 2 | 17 | 5 | 0 | 1 | 0 | 1.865 | 3.7299 | 0 | 25.1898 | 15.5798 | 17.0341 | 17.0341 | 93.9563 | 0 | 0 | 93.9563 | 0 | 0 | 0 | 0 | 0 | 3.7299 | 0 | 0 | 93.9563 | 0 | 0 | 0 | 0 | 0 | 0 | 0
2018-02-01 19:00 | 2 | 18 | 5 | 0 | 1 | 0 | 1.8574 | 3.7148 | 0 | 25.1898 | 15.5798 | 17.0341 | 17.0341 | 93.5758 | 0 | 0 | 93.5758 | 0 | 0 | 0 | 0 | 0 | 3.7148 | 0 | 0 | 93.5758 | 0 | 0 | 0 | 0 | 0 | 0 | 0
2018-02-01 20:00 | 2 | 19 | 5 | 0 | 0 | 0 | 1.8342 | 3.6685 | 0 | 16.5561 | 6.9461 | 17.0341 | 17.0341 | 60.7357 | 0 | 0 | 60.7357 | 0 | 0 | 0 | 0 | 0 | 3.6685 | 0 | 0 | 60.7357 | 0 | 0 | 0 | 0 | 0 | 0 | 0
2018-02-01 21:00 | 2 | 20 | 5 | 0 | 0 | 0 | 1.7749 | 3.5497 | 0 | 16.5561 | 6.9461 | 17.0341 | 17.0341 | 58.7696 | 0 | 0 | 58.7696 | 0 | 0 | 0 | 0 | 0 | 3.5497 | 0 | 0 | 58.7696 | 0 | 0 | 0 | 0 | 0 | 0 | 0
2018-02-01 22:00 | 2 | 21 | 5 | 0 | 0 | 0 | 1.5754 | 3.1508 | 0 | 16.5561 | 6.9461 | 17.0341 | 17.0341 | 52.165 | 0 | 0 | 52.165 | 0 | 0 | 0 | 0 | 0 | 3.1508 | 0 | 0 | 52.165 | 0 | 0 | 0 | 0 | 0 | 0 | 0
2018-02-01 23:00 | 2 | 22 | 5 | 0 | 0 | 0 | 1.3131 | 2.6261 | 0 | 16.5561 | 6.9461 | 17.0341 | 17.0341 | 43.478 | 0 | 0 | 43.478 | 0 | 0 | 0 | 0 | 0 | 2.6261 | 0 | 0 | 43.478 | 0 | 0 | 0 | 0 | 0 | 0 | 0
2018-02-02 | 2 | 23 | 5 | 0 | 0 | 0 | 1.1806 | 2.3611 | 0 | 16.5561 | 6.9461 | 17.0341 | 17.0341 | 39.0905 | 0 | 0 | 39.0905 | 0 | 0 | 0 | 0 | 0 | 2.3611 | 0 | 0 | 39.0905 | 0 | 0 | 0 | 0 | 0 | 0 | 0
2018-02-02 01:00 | 2 | 0 | 6 | 0 | 0 | 0 | 1.1375 | 2.2749 | 0 | 16.5561 | 6.9461 | 17.0341 | 17.0341 | 37.6641 | 0 | 0 | 37.6641 | 0 | 0 | 0 | 0 | 0 | 2.2749 | 0 | 0 | 37.6641 | 0 | 0 | 0 | 0 | 0 | 0 | 0
2018-02-02 02:00 | 2 | 1 | 6 | 0 | 0 | 0 | 1.1323 | 2.2646 | 0 | 16.5561 | 6.9461 | 17.0341 | 17.0341 | 37.4922 | 0 | 0 | 37.4922 | 0 | 0 | 0 | 0 | 0 | 2.2646 | 0 | 0 | 37.4922 | 0 | 0 | 0 | 0 | 0 | 0 | 0
2018-02-02 03:00 | 2 | 2 | 6 | 0 | 0 | 0 | 1.1418 | 2.2836 | 0 | 16.5561 | 6.9461 | 17.0341 | 17.0341 | 37.8078 | 0 | 0 | 37.8078 | 0 | 0 | 0 | 0 | 0 | 2.2836 | 0 | 0 | 37.8078 | 0 | 0 | 0 | 0 | 0 | 0 | 0
2018-02-02 04:00 | 2 | 3 | 6 | 0 | 0 | 0 | 1.2067 | 2.4133 | 0 | 16.5561 | 6.9461 | 17.0341 | 17.0341 | 39.9549 | 0 | 0 | 39.9549 | 0 | 0 | 0 | 0 | 0 | 2.4133 | 0 | 0 | 39.9549 | 0 | 0 | 0 | 0 | 0 | 0 | 0
2018-02-02 05:00 | 2 | 4 | 6 | 0 | 0 | 0 | 1.317 | 2.634 | 0 | 16.5561 | 6.9461 | 17.0341 | 17.0341 | 43.6094 | 0 | 0 | 43.6094 | 0 | 0 | 0 | 0 | 0 | 2.634 | 0 | 0 | 43.6094 | 0 | 0 | 0 | 0 | 0 | 0 | 0
2018-02-02 06:00 | 2 | 5 | 6 | 0 | 0 | 0 | 1.4622 | 2.9244 | 0 | 16.5561 | 6.9461 | 17.0341 | 17.0341 | 48.4172 | 0 | 0 | 48.4172 | 0 | 0 | 0 | 0 | 0 | 2.9244 | 0 | 0 | 48.4172 | 0 | 0 | 0 | 0 | 0 | 0 | 0
2018-02-02 07:00 | 2 | 6 | 6 | 0 | 0 | 0 | 1.5576 | 3.1151 | 0 | 16.5561 | 6.9461 | 17.0341 | 17.0341 | 51.574 | 0 | 0 | 51.574 | 0 | 0 | 0 | 0 | 0 | 3.1151 | 0 | 0 | 51.574 | 0 | 0 | 0 | 0 | 0 | 0 | 0
2018-02-02 08:00 | 2 | 7 | 6 | 0 | 0 | 0.11072 | 1.6028 | 3.2056 | 0.88576 | 16.5561 | 6.9461 | 17.0341 | 17.0341 | 53.0718 | 0.88576 | 0 | 38.4071 | 14.6647 | 0 | 15.0882 | 0 | 0 | 2.3198 | 0 | 0 | 38.4071 | 14.6647 | 0 | 15.0882 | 0 | 0 | 0.11072 | 0.045613
2018-02-02 09:00 | 2 | 8 | 6 | 0 | 0 | 0.32445 | 1.5602 | 3.1204 | 2.5956 | 16.5561 | 6.9461 | 17.0341 | 17.0341 | 51.6611 | 2.5956 | 0 | 8.6884 | 42.9728 | 0 | 44.2137 | 0 | 0 | 0.52479 | 0 | 0 | 8.6884 | 42.9728 | 0 | 44.2137 | 0 | 0 | 0.32445 | 0.16451
2018-02-02 10:00 | 2 | 9 | 6 | 0 | 0 | 0.48757 | 1.576 | 3.1521 | 3.9006 | 16.5561 | 6.9461 | 17.0341 | 17.0341 | 52.1861 | 3.1521 | 0.7485 | 0 | 52.1861 | 5.1992 | 66.4432 | 0.7485 | 0.7485 | 0 | 0 | 0 | 0 | 52.1861 | 0 | 66.4432 | 0.7485 | 0 | 0.48757 | 0.39463
2018-02-02 11:00 | 2 | 10 | 6 | 0 | 0 | 0.5893 | 1.5339 | 3.0678 | 4.7144 | 16.5561 | 6.9461 | 17.0341 | 17.0341 | 50.7904 | 3.0678 | 1.6466 | 0 | 50.7904 | 11.4375 | 80.3056 | 1.6466 | 2.3951 | 0 | 0 | 0 | 0 | 50.7904 | 0 | 80.3056 | 1.6466 | 0 | 0.5893 | 0.30517
2018-02-02 12:00 | 2 | 11 | 6 | 0 | 1 | 0.63204 | 1.463 | 2.926 | 5.0564 | 25.1898 | 15.5798 | 17.0341 | 17.0341 | 73.7062 | 2.926 | 2.1303 | 0 | 73.7062 | 33.1899 | 86.1308 | 2.1303 | 4.5254 | 0 | 0 | 0 | 0 | 73.7062 | 0 | 86.1308 | 2.1303 | 0 | 0.63204 | 0.263
2018-02-02 13:00 | 2 | 12 | 6 | 0 | 1 | 0.61815 | 1.3102 | 2.6204 | 4.9452 | 25.1898 | 15.5798 | 17.0341 | 17.0341 | 66.0069 | 2.6204 | 2.3248 | 0 | 66.0069 | 36.2206 | 84.2378 | 2.3248 | 6.8503 | 0 | 0 | 0 | 0 | 66.0069 | 0 | 84.2378 | 2.3248 | 0 | 0.61815 | 0.24852
2018-02-02 14:00 | 2 | 13 | 6 | 0 | 1 | 0.5455 | 1.3751 | 2.7502 | 4.364 | 25.1898 | 15.5798 | 17.0341 | 17.0341 | 69.2769 | 2.7502 | 1.6138 | 0 | 69.2769 | 25.1426 | 74.337 | 1.6138 | 8.4641 | 0 | 0 | 0 | 0 | 69.2769 | 0 | 74.337 | 1.6138 | 0 | 0.5455 | 0.26549
2018-02-02 15:00 | 2 | 14 | 6 | 0 | 1 | 0.43117 | 1.4438 | 2.8877 | 3.4493 | 25.1898 | 15.5798 | 17.0341 | 17.0341 | 72.7395 | 2.8877 | 0.56166 | 0 | 72.7395 | 8.7506 | 58.7564 | 0.56166 | 9.0257 | 0 | 0 | 0 | 0 | 72.7395 | 0 | 58.7564 | 0.56166 | 0 | 0.43117 | 0.31303
2018-02-02 16:00 | 2 | 15 | 6 | 0 | 1 | 0.19491 | 1.4984 | 2.9968 | 1.5593 | 25.1898 | 15.5798 | 17.0341 | 17.0341 | 75.4881 | 1.5593 | 0 | 36.2103 | 39.2779 | 0 | 26.561 | 0 | 9.0257 | 1.4375 | 1.4375 | 0 | 0 | 75.4881 | 0 | 26.561 | 0 | 0 | 0.19491 | 0.15268
2018-02-02 17:00 | 2 | 16 | 6 | 0 | 1 | 0.025671 | 1.5911 | 3.1822 | 0.20536 | 25.1898 | 15.5798 | 17.0341 | 17.0341 | 80.1583 | 0.20536 | 0 | 74.9853 | 5.1731 | 0 | 3.4982 | 0 | 7.4632 | 2.9768 | 2.9768 | 0 | 0 | 80.1583 | 0 | 3.4982 | 0 | 0 | 0.025671 | 0.017064
2018-02-02 18:00 | 2 | 17 | 6 | 0 | 1 | 0 | 1.6909 | 3.3819 | 0 | 25.1898 | 15.5798 | 17.0341 | 17.0341 | 85.1882 | 0 | 0 | 85.1882 | 0 | 0 | 0 | 0 | 4.2276 | 3.3819 | 3.3819 | 0 | 0 | 85.1882 | 0 | 0 | 0 | 0 | 0 | 0
2018-02-02 19:00 | 2 | 18 | 6 | 0 | 1 | 0 | 1.7488 | 3.4976 | 0 | 25.1898 | 15.5798 | 17.0341 | 17.0341 | 88.1031 | 0 | 0 | 88.1031 | 0 | 0 | 0 | 0 | 0.55164 | 3.4976 | 0.50751 | 0 | 75.3191 | 12.784 | 0 | 0 | 0 | 0 | 0 | 0
2018-02-02 20:00 | 2 | 19 | 6 | 0 | 0 | 0 | 1.7595 | 3.519 | 0 | 16.5561 | 6.9461 | 17.0341 | 17.0341 | 58.261 | 0 | 0 | 58.261 | 0 | 0 | 0 | 0 | 0 | 3.519 | 0 | 0 | 58.261 | 0 | 0 | 0 | 0 | 0 | 0 | 0
2018-02-02 21:00 | 2 | 20 | 6 | 0 | 0 | 0 | 1.6053 | 3.2105 | 0 | 16.5561 | 6.9461 | 17.0341 | 17.0341 | 53.1532 | 0 | 0 | 53.1532 | 0 | 0 | 0 | 0 | 0 | 3.2105 | 0 | 0 | 53.1532 | 0 | 0 | 0 | 0 | 0 | 0 | 0
2018-02-02 22:00 | 2 | 21 | 6 | 0 | 0 | 0 | 1.3751 | 2.7502 | 0 | 16.5561 | 6.9461 | 17.0341 | 17.0341 | 45.5319 | 0 | 0 | 45.5319 | 0 | 0 | 0 | 0 | 0 | 2.7502 | 0 | 0 | 45.5319 | 0 | 0 | 0 | 0 | 0 | 0 | 0
2018-02-02 23:00 | 2 | 22 | 6 | 0 | 0 | 0 | 1.1828 | 2.3656 | 0 | 16.5561 | 6.9461 | 17.0341 | 17.0341 | 39.1643 | 0 | 0 | 39.1643 | 0 | 0 | 0 | 0 | 0 | 2.3656 | 0 | 0 | 39.1643 | 0 | 0 | 0 | 0 | 0 | 0 | 0
2018-02-03 | 2 | 23 | 6 | 0 | 0 | 0 | 1.0071 | 2.0143 | 0 | 16.5561 | 6.9461 | 17.0341 | 17.0341 | 33.3485 | 0 | 0 | 33.3485 | 0 | 0 | 0 | 0 | 0 | 2.0143 | 0 | 0 | 33.3485 | 0 | 0 | 0 | 0 | 0 | 0 | 0
2018-02-03 01:00 | 2 | 0 | 7 | 0 | 0 | 0 | 0.93946 | 1.8789 | 0 | 16.5561 | 6.9461 | 17.0341 | 17.0341 | 31.1075 | 0 | 0 | 31.1075 | 0 | 0 | 0 | 0 | 0 | 1.8789 | 0 | 0 | 31.1075 | 0 | 0 | 0 | 0 | 0 | 0 | 0
2018-02-03 02:00 | 2 | 1 | 7 | 0 | 0 | 0 | 0.95425 | 1.9085 | 0 | 16.5561 | 6.9461 | 17.0341 | 17.0341 | 31.5971 | 0 | 0 | 31.5971 | 0 | 0 | 0 | 0 | 0 | 1.9085 | 0 | 0 | 31.5971 | 0 | 0 | 0 | 0 | 0 | 0 | 0
2018-02-03 03:00 | 2 | 2 | 7 | 0 | 0 | 0 | 0.9624 | 1.9248 | 0 | 16.5561 | 6.9461 | 17.0341 | 17.0341 | 31.8671 | 0 | 0 | 31.8671 | 0 | 0 | 0 | 0 | 0 | 1.9248 | 0 | 0 | 31.8671 | 0 | 0 | 0 | 0 | 0 | 0 | 0
2018-02-03 04:00 | 2 | 3 | 7 | 0 | 0 | 0 | 0.96109 | 1.9222 | 0 | 16.5561 | 6.9461 | 17.0341 | 17.0341 | 31.8239 | 0 | 0 | 31.8239 | 0 | 0 | 0 | 0 | 0 | 1.9222 | 0 | 0 | 31.8239 | 0 | 0 | 0 | 0 | 0 | 0 | 0
2018-02-03 05:00 | 2 | 4 | 7 | 0 | 0 | 0 | 0.95492 | 1.9098 | 0 | 16.5561 | 6.9461 | 17.0341 | 17.0341 | 31.6195 | 0 | 0 | 31.6195 | 0 | 0 | 0 | 0 | 0 | 1.9098 | 0 | 0 | 31.6195 | 0 | 0 | 0 | 0 | 0 | 0 | 0
2018-02-03 06:00 | 2 | 5 | 7 | 0 | 0 | 0 | 1.0389 | 2.0778 | 0 | 16.5561 | 6.9461 | 17.0341 | 17.0341 | 34.3997 | 0 | 0 | 34.3997 | 0 | 0 | 0 | 0 | 0 | 2.0778 | 0 | 0 | 34.3997 | 0 | 0 | 0 | 0 | 0 | 0 | 0
2018-02-03 07:00 | 2 | 6 | 7 | 0 | 0 | 0 | 1.1684 | 2.3367 | 0 | 16.5561 | 6.9461 | 17.0341 | 17.0341 | 38.6867 | 0 | 0 | 38.6867 | 0 | 0 | 0 | 0 | 0 | 2.3367 | 0 | 0 | 38.6867 | 0 | 0 | 0 | 0 | 0 | 0 | 0
2018-02-03 08:00 | 2 | 7 | 7 | 0 | 0 | 0.052943 | 1.2919 | 2.5838 | 0.42355 | 16.5561 | 6.9461 | 17.0341 | 17.0341 | 42.7769 | 0.42355 | 0 | 35.7646 | 7.0122 | 0 | 7.2147 | 0 | 0 | 2.1602 | 0 | 0 | 35.7646 | 7.0122 | 0 | 7.2147 | 0 | 0 | 0.052943 | 0.068994
2018-02-03 09:00 | 2 | 8 | 7 | 0 | 0 | 0.18096 | 1.4435 | 2.8869 | 1.4477 | 16.5561 | 6.9461 | 17.0341 | 17.0341 | 47.7957 | 1.4477 | 0 | 23.8272 | 23.9685 | 0 | 24.6607 | 0 | 0 | 1.4392 | 0 | 0 | 23.8272 | 23.9685 | 0 | 24.6607 | 0 | 0 | 0.18096 | 0.24709
2018-02-03 10:00 | 2 | 9 | 7 | 0 | 0 | 0.33325 | 1.5008 | 3.0016 | 2.666 | 16.5561 | 6.9461 | 17.0341 | 17.0341 | 49.6954 | 2.666 | 0 | 5.5568 | 44.1386 | 0 | 45.4132 | 0 | 0 | 0.33564 | 0 | 0 | 5.5568 | 44.1386 | 0 | 45.4132 | 0 | 0 | 0.33325 | 0.35821
2018-02-03 11:00 | 2 | 10 | 7 | 0 | 0 | 0.36247 | 1.5046 | 3.0091 | 2.8998 | 16.5561 | 6.9461 | 17.0341 | 17.0341 | 49.8196 | 2.8998 | 0 | 1.8108 | 48.0087 | 0 | 49.3951 | 0 | 0 | 0.10938 | 0 | 0 | 1.8108 | 48.0087 | 0 | 49.3951 | 0 | 0 | 0.36247 | 0.48467
2018-02-03 12:00 | 2 | 11 | 7 | 0 | 1 | 0.46476 | 1.4826 | 2.9651 | 3.7181 | 25.1898 | 15.5798 | 17.0341 | 17.0341 | 74.6905 | 2.9651 | 0.75301 | 0 | 74.6905 | 11.7317 | 63.335 | 0.75301 | 0.75301 | 0 | 0 | 0 | 0 | 74.6905 | 0 | 63.335 | 0.75301 | 0 | 0.46476 | 0.52055
2018-02-03 13:00 | 2 | 12 | 7 | 0 | 1 | 0.54278 | 1.3864 | 2.7729 | 4.3422 | 25.1898 | 15.5798 | 17.0341 | 17.0341 | 69.848 | 2.7729 | 1.5694 | 0 | 69.848 | 24.4504 | 73.9663 | 1.5694 | 2.3224 | 0 | 0 | 0 | 0 | 69.848 | 0 | 73.9663 | 1.5694 | 0 | 0.54278 | 0.48908
2018-02-03 14:00 | 2 | 13 | 7 | 0 | 1 | 0.51692 | 1.313 | 2.626 | 4.1354 | 25.1898 | 15.5798 | 17.0341 | 17.0341 | 66.1482 | 2.626 | 1.5094 | 0 | 66.1482 | 23.5157 | 70.4425 | 1.5094 | 3.8317 | 0 | 0 | 0 | 0 | 66.1482 | 0 | 70.4425 | 1.5094 | 0 | 0.51692 | 0.36747
2018-02-03 15:00 | 2 | 14 | 7 | 0 | 1 | 0.39154 | 1.354 | 2.7081 | 3.1324 | 25.1898 | 15.5798 | 17.0341 | 17.0341 | 68.2162 | 2.7081 | 0.42426 | 0 | 68.2162 | 6.6099 | 53.3569 | 0.42426 | 4.256 | 0 | 0 | 0 | 0 | 68.2162 | 0 | 53.3569 | 0.42426 | 0 | 0.39154 | 0.28206
2018-02-03 16:00 | 2 | 15 | 7 | 0 | 1 | 0.21563 | 1.4343 | 2.8687 | 1.7251 | 25.1898 | 15.5798 | 17.0341 | 17.0341 | 72.2615 | 1.7251 | 0 | 28.8074 | 43.4541 | 0 | 29.3851 | 0 | 4.256 | 1.1436 | 1.1436 | 0 | 0 | 72.2615 | 0 | 29.3851 | 0 | 0 | 0.21563 | 0.1338
2018-02-03 17:00 | 2 | 16 | 7 | 0 | 1 | 0.0079721 | 1.4506 | 2.9012 | 0.063777 | 25.1898 | 15.5798 | 17.0341 | 17.0341 | 73.0796 | 0.063777 | 0 | 71.4731 | 1.6065 | 0 | 1.0864 | 0 | 3.0129 | 2.8374 | 2.7719 | 0 | 1.6494 | 71.4302 | 0 | 1.0864 | 0 | 0 | 0.0079721 | 0.019682
2018-02-03 18:00 | 2 | 17 | 7 | 0 | 1 | 0 | 1.5389 | 3.0778 | 0 | 25.1898 | 15.5798 | 17.0341 | 17.0341 | 77.5297 | 0 | 0 | 77.5297 | 0 | 0 | 0 | 0 | 0 | 3.0778 | 0 | 0 | 77.5297 | 0 | 0 | 0 | 0 | 0 | 0 | 0
2018-02-03 19:00 | 2 | 18 | 7 | 0 | 1 | 0 | 1.615 | 3.2301 | 0 | 25.1898 | 15.5798 | 17.0341 | 17.0341 | 81.3646 | 0 | 0 | 81.3646 | 0 | 0 | 0 | 0 | 0 | 3.2301 | 0 | 0 | 81.3646 | 0 | 0 | 0 | 0 | 0 | 0 | 0
2018-02-03 20:00 | 2 | 19 | 7 | 0 | 0 | 0 | 1.6751 | 3.3501 | 0 | 16.5561 | 6.9461 | 17.0341 | 17.0341 | 55.4649 | 0 | 0 | 55.4649 | 0 | 0 | 0 | 0 | 0 | 3.3501 | 0 | 0 | 55.4649 | 0 | 0 | 0 | 0 | 0 | 0 | 0
2018-02-03 21:00 | 2 | 20 | 7 | 0 | 0 | 0 | 1.5936 | 3.1871 | 0 | 16.5561 | 6.9461 | 17.0341 | 17.0341 | 52.7666 | 0 | 0 | 52.7666 | 0 | 0 | 0 | 0 | 0 | 3.1871 | 0 | 0 | 52.7666 | 0 | 0 | 0 | 0 | 0 | 0 | 0
2018-02-03 22:00 | 2 | 21 | 7 | 0 | 0 | 0 | 1.243 | 2.4859 | 0 | 16.5561 | 6.9461 | 17.0341 | 17.0341 | 41.157 | 0 | 0 | 41.157 | 0 | 0 | 0 | 0 | 0 | 2.4859 | 0 | 0 | 41.157 | 0 | 0 | 0 | 0 | 0 | 0 | 0
2018-02-03 23:00 | 2 | 22 | 7 | 0 | 0 | 0 | 1.0702 | 2.1404 | 0 | 16.5561 | 6.9461 | 17.0341 | 17.0341 | 35.4362 | 0 | 0 | 35.4362 | 0 | 0 | 0 | 0 | 0 | 2.1404 | 0 | 0 | 35.4362 | 0 | 0 | 0 | 0 | 0 | 0 | 0
2018-02-04 | 2 | 23 | 7 | 0 | 0 | 0 | 1.0119 | 2.0237 | 0 | 16.5561 | 6.9461 | 17.0341 | 17.0341 | 33.5052 | 0 | 0 | 33.5052 | 0 | 0 | 0 | 0 | 0 | 2.0237 | 0 | 0 | 33.5052 | 0 | 0 | 0 | 0 | 0 | 0 | 0
2018-02-04 01:00 | 2 | 0 | 1 | 0 | 0 | 0 | 1.0055 | 2.011 | 0 | 16.5561 | 6.9461 | 17.0341 | 17.0341 | 33.2949 | 0 | 0 | 33.2949 | 0 | 0 | 0 | 0 | 0 | 2.011 | 0 | 0 | 33.2949 | 0 | 0 | 0 | 0 | 0 | 0 | 0
2018-02-04 02:00 | 2 | 1 | 1 | 0 | 0 | 0 | 1.0532 | 2.1064 | 0 | 16.5561 | 6.9461 | 17.0341 | 17.0341 | 34.8744 | 0 | 0 | 34.8744 | 0 | 0 | 0 | 0 | 0 | 2.1064 | 0 | 0 | 34.8744 | 0 | 0 | 0 | 0 | 0 | 0 | 0
2018-02-04 03:00 | 2 | 2 | 1 | 0 | 0 | 0 | 1.1152 | 2.2303 | 0 | 16.5561 | 6.9461 | 17.0341 | 17.0341 | 36.9253 | 0 | 0 | 36.9253 | 0 | 0 | 0 | 0 | 0 | 2.2303 | 0 | 0 | 36.9253 | 0 | 0 | 0 | 0 | 0 | 0 | 0
2018-02-04 04:00 | 2 | 3 | 1 | 0 | 0 | 0 | 1.2446 | 2.4891 | 0 | 16.5561 | 6.9461 | 17.0341 | 17.0341 | 41.2101 | 0 | 0 | 41.2101 | 0 | 0 | 0 | 0 | 0 | 2.4891 | 0 | 0 | 41.2101 | 0 | 0 | 0 | 0 | 0 | 0 | 0
2018-02-04 05:00 | 2 | 4 | 1 | 0 | 0 | 0 | 1.2413 | 2.4826 | 0 | 16.5561 | 6.9461 | 17.0341 | 17.0341 | 41.1023 | 0 | 0 | 41.1023 | 0 | 0 | 0 | 0 | 0 | 2.4826 | 0 | 0 | 41.1023 | 0 | 0 | 0 | 0 | 0 | 0 | 0
2018-02-04 06:00 | 2 | 5 | 1 | 0 | 0 | 0 | 1.3809 | 2.7619 | 0 | 16.5561 | 6.9461 | 17.0341 | 17.0341 | 45.7255 | 0 | 0 | 45.7255 | 0 | 0 | 0 | 0 | 0 | 2.7619 | 0 | 0 | 45.7255 | 0 | 0 | 0 | 0 | 0 | 0 | 0
2018-02-04 07:00 | 2 | 6 | 1 | 0 | 0 | 0 | 1.5516 | 3.1032 | 0 | 16.5561 | 6.9461 | 17.0341 | 17.0341 | 51.3769 | 0 | 0 | 51.3769 | 0 | 0 | 0 | 0 | 0 | 3.1032 | 0 | 0 | 51.3769 | 0 | 0 | 0 | 0 | 0 | 0 | 0
2018-02-04 08:00 | 2 | 7 | 1 | 0 | 0 | 0.011442 | 1.7734 | 3.5468 | 0.091537 | 16.5561 | 6.9461 | 17.0341 | 17.0341 | 58.7208 | 0.091537 | 0 | 57.2053 | 1.5155 | 0 | 1.5593 | 0 | 0 | 3.4553 | 0 | 0 | 57.2053 | 1.5155 | 0 | 1.5593 | 0 | 0 | 0.011442 | 0.12667
2018-02-04 09:00 | 2 | 8 | 1 | 0 | 0 | 0.010756 | 1.837 | 3.674 | 0.086046 | 16.5561 | 6.9461 | 17.0341 | 17.0341 | 60.8269 | 0.086046 | 0 | 59.4023 | 1.4246 | 0 | 1.4657 | 0 | 0 | 3.588 | 0 | 0 | 59.4023 | 1.4246 | 0 | 1.4657 | 0 | 0 | 0.010756 | 0.31608
2018-02-04 10:00 | 2 | 9 | 1 | 0 | 0 | 0.0099829 | 1.7753 | 3.5506 | 0.079863 | 16.5561 | 6.9461 | 17.0341 | 17.0341 | 58.784 | 0.079863 | 0 | 57.4617 | 1.3222 | 0 | 1.3604 | 0 | 0 | 3.4707 | 0 | 0 | 57.4617 | 1.3222 | 0 | 1.3604 | 0 | 0 | 0.0099829 | 0.45225
2018-02-04 11:00 | 2 | 10 | 1 | 0 | 0 | 0.020765 | 1.6532 | 3.3064 | 0.16612 | 16.5561 | 6.9461 | 17.0341 | 17.0341 | 54.741 | 0.16612 | 0 | 51.9908 | 2.7502 | 0 | 2.8297 | 0 | 0 | 3.1403 | 0 | 0 | 51.9908 | 2.7502 | 0 | 2.8297 | 0 | 0 | 0.020765 | 0.49827
2018-02-04 12:00 | 2 | 11 | 1 | 0 | 1 | 0.013424 | 1.6116 | 3.2233 | 0.10739 | 25.1898 | 15.5798 | 17.0341 | 17.0341 | 81.1933 | 0.10739 | 0 | 78.4882 | 2.7051 | 0 | 1.8293 | 0 | 0 | 3.1159 | 0 | 0 | 78.4882 | 2.7051 | 0 | 1.8293 | 0 | 0 | 0.013424 | 0.53699
2018-02-04 13:00 | 2 | 12 | 1 | 0 | 1 | 0.028745 | 1.6703 | 3.3405 | 0.22996 | 25.1898 | 15.5798 | 17.0341 | 17.0341 | 84.1467 | 0.22996 | 0 | 78.354 | 5.7927 | 0 | 3.9172 | 0 | 0 | 3.1105 | 0 | 0 | 78.354 | 5.7927 | 0 | 3.9172 | 0 | 0 | 0.028745 | 0.467
2018-02-04 14:00 | 2 | 13 | 1 | 0 | 1 | 0.023759 | 1.5592 | 3.1184 | 0.19008 | 25.1898 | 15.5798 | 17.0341 | 17.0341 | 78.5509 | 0.19008 | 0 | 73.763 | 4.788 | 0 | 3.2378 | 0 | 0 | 2.9283 | 0 | 0 | 73.763 | 4.788 | 0 | 3.2378 | 0 | 0 | 0.023759 | 0.46775
2018-02-04 15:00 | 2 | 14 | 1 | 0 | 1 | 0.022482 | 1.5482 | 3.0963 | 0.17985 | 25.1898 | 15.5798 | 17.0341 | 17.0341 | 77.9952 | 0.17985 | 0 | 73.4647 | 4.5304 | 0 | 3.0636 | 0 | 0 | 2.9165 | 0 | 0 | 73.4647 | 4.5304 | 0 | 3.0636 | 0 | 0 | 0.022482 | 0.38651
2018-02-04 16:00 | 2 | 15 | 1 | 0 | 1 | 0.013634 | 1.5465 | 3.0929 | 0.10908 | 25.1898 | 15.5798 | 17.0341 | 17.0341 | 77.9102 | 0.10908 | 0 | 75.1626 | 2.7476 | 0 | 1.858 | 0 | 0 | 2.9839 | 0 | 0 | 75.1626 | 2.7476 | 0 | 1.858 | 0 | 0 | 0.013634 | 0.2257
2018-02-04 17:00 | 2 | 16 | 1 | 0 | 1 | 0.00069534 | 1.6736 | 3.3472 | 0.0055627 | 25.1898 | 15.5798 | 17.0341 | 17.0341 | 84.3157 | 0.0055627 | 0 | 84.1756 | 0.14012 | 0 | 0.094757 | 0 | 0 | 3.3417 | 0 | 0 | 84.1756 | 0.14012 | 0 | 0.094757 | 0 | 0 | 0.00069534 | 0.028186
2018-02-04 18:00 | 2 | 17 | 1 | 0 | 1 | 0 | 1.7685 | 3.537 | 0 | 25.1898 | 15.5798 | 17.0341 | 17.0341 | 89.0952 | 0 | 0 | 89.0952 | 0 | 0 | 0 | 0 | 0 | 3.537 | 0 | 0 | 89.0952 | 0 | 0 | 0 | 0 | 0 | 0 | 0
2018-02-04 19:00 | 2 | 18 | 1 | 0 | 1 | 0 | 1.8896 | 3.7793 | 0 | 25.1898 | 15.5798 | 17.0341 | 17.0341 | 95.1993 | 0 | 0 | 95.1993 | 0 | 0 | 0 | 0 | 0 | 3.7793 | 0 | 0 | 95.1993 | 0 | 0 | 0 | 0 | 0 | 0 | 0
2018-02-04 20:00 | 2 | 19 | 1 | 0 | 0 | 0 | 1.9301 | 3.8602 | 0 | 16.5561 | 6.9461 | 17.0341 | 17.0341 | 63.9102 | 0 | 0 | 63.9102 | 0 | 0 | 0 | 0 | 0 | 3.8602 | 0 | 0 | 63.9102 | 0 | 0 | 0 | 0 | 0 | 0 | 0
2018-02-04 21:00 | 2 | 20 | 1 | 0 | 0 | 0 | 1.8737 | 3.7473 | 0 | 16.5561 | 6.9461 | 17.0341 | 17.0341 | 62.0412 | 0 | 0 | 62.0412 | 0 | 0 | 0 | 0 | 0 | 3.7473 | 0 | 0 | 62.0412 | 0 | 0 | 0 | 0 | 0 | 0 | 0
2018-02-04 22:00 | 2 | 21 | 1 | 0 | 0 | 0 | 1.6784 | 3.3568 | 0 | 16.5561 | 6.9461 | 17.0341 | 17.0341 | 55.5762 | 0 | 0 | 55.5762 | 0 | 0 | 0 | 0 | 0 | 3.3568 | 0 | 0 | 55.5762 | 0 | 0 | 0 | 0 | 0 | 0 | 0
2018-02-04 23:00 | 2 | 22 | 1 | 0 | 0 | 0 | 1.5764 | 3.1528 | 0 | 16.5561 | 6.9461 | 17.0341 | 17.0341 | 52.1978 | 0 | 0 | 52.1978 | 0 | 0 | 0 | 0 | 0 | 3.1528 | 0 | 0 | 52.1978 | 0 | 0 | 0 | 0 | 0 | 0 | 0
2018-02-05 | 2 | 23 | 1 | 0 | 0 | 0 | 1.4676 | 2.9351 | 0 | 16.5561 | 6.9461 | 17.0341 | 17.0341 | 48.5938 | 0 | 0 | 48.5938 | 0 | 0 | 0 | 0 | 0 | 2.9351 | 0 | 0 | 48.5938 | 0 | 0 | 0 | 0 | 0 | 0 | 0
2018-02-05 01:00 | 2 | 0 | 2 | 0 | 0 | 0 | 1.3492 | 2.6983 | 0 | 16.5561 | 6.9461 | 17.0341 | 17.0341 | 44.674 | 0 | 0 | 44.674 | 0 | 0 | 0 | 0 | 0 | 2.6983 | 0 | 0 | 44.674 | 0 | 0 | 0 | 0 | 0 | 0 | 0
2018-02-05 02:00 | 2 | 1 | 2 | 0 | 0 | 0 | 1.2908 | 2.5815 | 0 | 16.5561 | 6.9461 | 17.0341 | 17.0341 | 42.7398 | 0 | 0 | 42.7398 | 0 | 0 | 0 | 0 | 0 | 2.5815 | 0 | 0 | 42.7398 | 0 | 0 | 0 | 0 | 0 | 0 | 0
2018-02-05 03:00 | 2 | 2 | 2 | 0 | 0 | 0 | 1.2534 | 2.5069 | 0 | 16.5561 | 6.9461 | 17.0341 | 17.0341 | 41.5036 | 0 | 0 | 41.5036 | 0 | 0 | 0 | 0 | 0 | 2.5069 | 0 | 0 | 41.5036 | 0 | 0 | 0 | 0 | 0 | 0 | 0
2018-02-05 04:00 | 2 | 3 | 2 | 0 | 0 | 0 | 1.2549 | 2.5098 | 0 | 16.5561 | 6.9461 | 17.0341 | 17.0341 | 41.5531 | 0 | 0 | 41.5531 | 0 | 0 | 0 | 0 | 0 | 2.5098 | 0 | 0 | 41.5531 | 0 | 0 | 0 | 0 | 0 | 0 | 0
2018-02-05 05:00 | 2 | 4 | 2 | 0 | 0 | 0 | 1.2724 | 2.5448 | 0 | 16.5561 | 6.9461 | 17.0341 | 17.0341 | 42.1311 | 0 | 0 | 42.1311 | 0 | 0 | 0 | 0 | 0 | 2.5448 | 0 | 0 | 42.1311 | 0 | 0 | 0 | 0 | 0 | 0 | 0
2018-02-05 06:00 | 2 | 5 | 2 | 0 | 0 | 0 | 1.4509 | 2.9019 | 0 | 16.5561 | 6.9461 | 17.0341 | 17.0341 | 48.0438 | 0 | 0 | 48.0438 | 0 | 0 | 0 | 0 | 0 | 2.9019 | 0 | 0 | 48.0438 | 0 | 0 | 0 | 0 | 0 | 0 | 0
2018-02-05 07:00 | 2 | 6 | 2 | 0 | 0 | 0 | 1.6029 | 3.2057 | 0 | 16.5561 | 6.9461 | 17.0341 | 17.0341 | 53.0745 | 0 | 0 | 53.0745 | 0 | 0 | 0 | 0 | 0 | 3.2057 | 0 | 0 | 53.0745 | 0 | 0 | 0 | 0 | 0 | 0 | 0
2018-02-05 08:00 | 2 | 7 | 2 | 0 | 0 | 0.065889 | 1.6456 | 3.2912 | 0.52711 | 16.5561 | 6.9461 | 17.0341 | 17.0341 | 54.489 | 0.52711 | 0 | 45.7621 | 8.7269 | 0 | 8.9789 | 0 | 0 | 2.7641 | 0 | 0 | 45.7621 | 8.7269 | 0 | 8.9789 | 0 | 0 | 0.065889 | 0.045718
2018-02-05 09:00 | 2 | 8 | 2 | 0 | 0 | 0.26913 | 1.6628 | 3.3255 | 2.153 | 16.5561 | 6.9461 | 17.0341 | 17.0341 | 55.0575 | 2.153 | 0 | 19.4122 | 35.6453 | 0 | 36.6746 | 0 | 0 | 1.1725 | 0 | 0 | 19.4122 | 35.6453 | 0 | 36.6746 | 0 | 0 | 0.26913 | 0.029369
2018-02-05 10:00 | 2 | 9 | 2 | 0 | 0 | 0.19753 | 1.5635 | 3.127 | 1.5803 | 16.5561 | 6.9461 | 17.0341 | 17.0341 | 51.7712 | 1.5803 | 0 | 25.6084 | 26.1628 | 0 | 26.9183 | 0 | 0 | 1.5468 | 0 | 0 | 25.6084 | 26.1628 | 0 | 26.9183 | 0 | 0 | 0.19753 | 0.073082
2018-02-05 11:00 | 2 | 10 | 2 | 0 | 0 | 0.25014 | 1.4843 | 2.9685 | 2.0011 | 16.5561 | 6.9461 | 17.0341 | 17.0341 | 49.1473 | 2.0011 | 0 | 16.0172 | 33.1301 | 0 | 34.0868 | 0 | 0 | 0.96745 | 0 | 0 | 16.0172 | 33.1301 | 0 | 34.0868 | 0 | 0 | 0.25014 | 0.17146
2018-02-05 12:00 | 2 | 11 | 2 | 0 | 1 | 0.44206 | 1.4028 | 2.8056 | 3.5365 | 25.1898 | 15.5798 | 17.0341 | 17.0341 | 70.6729 | 2.8056 | 0.7309 | 0 | 70.6729 | 11.3873 | 60.2416 | 0.7309 | 0.7309 | 0 | 0 | 0 | 0 | 70.6729 | 0 | 60.2416 | 0.7309 | 0 | 0.44206 | 0.11195
2018-02-05 13:00 | 2 | 12 | 2 | 0 | 1 | 0.21227 | 1.3682 | 2.7364 | 1.6982 | 25.1898 | 15.5798 | 17.0341 | 17.0341 | 68.93 | 1.6982 | 0 | 26.1532 | 42.7768 | 0 | 28.9271 | 0 | 0.7309 | 1.0382 | 0.67243 | 0 | 9.2149 | 59.7151 | 0 | 28.9271 | 0 | 0 | 0.21227 | 0.1214
2018-02-05 14:00 | 2 | 13 | 2 | 0 | 1 | 0.10679 | 1.3809 | 2.7618 | 0.8543 | 25.1898 | 15.5798 | 17.0341 | 17.0341 | 69.5682 | 0.8543 | 0 | 48.0485 | 21.5197 | 0 | 14.5523 | 0 | 0 | 1.9075 | 0 | 0 | 48.0485 | 21.5197 | 0 | 14.5523 | 0 | 0 | 0.10679 | 0.083413
2018-02-05 15:00 | 2 | 14 | 2 | 0 | 1 | 0.044825 | 1.3773 | 2.7545 | 0.3586 | 25.1898 | 15.5798 | 17.0341 | 17.0341 | 69.3858 | 0.3586 | 0 | 60.3528 | 9.0331 | 0 | 6.1085 | 0 | 0 | 2.3959 | 0 | 0 | 60.3528 | 9.0331 | 0 | 6.1085 | 0 | 0 | 0.044825 | 0.082128
2018-02-05 16:00 | 2 | 15 | 2 | 0 | 1 | 0.016702 | 1.4215 | 2.843 | 0.13362 | 25.1898 | 15.5798 | 17.0341 | 17.0341 | 71.6137 | 0.13362 | 0 | 68.2478 | 3.3658 | 0 | 2.2761 | 0 | 0 | 2.7093 | 0 | 0 | 68.2478 | 3.3658 | 0 | 2.2761 | 0 | 0 | 0.016702 | 0.022364
2018-02-05 17:00 | 2 | 16 | 2 | 0 | 1 | 0.00024592 | 1.5823 | 3.1647 | 0.0019674 | 25.1898 | 15.5798 | 17.0341 | 17.0341 | 79.7168 | 0.0019674 | 0 | 79.6672 | 0.049558 | 0 | 0.033513 | 0 | 0 | 3.1627 | 0 | 0 | 79.6672 | 0.049558 | 0 | 0.033513 | 0 | 0 | 0.00024592 | 0.001289
2018-02-05 18:00 | 2 | 17 | 2 | 0 | 1 | 0 | 1.7327 | 3.4654 | 0 | 25.1898 | 15.5798 | 17.0341 | 17.0341 | 87.2922 | 0 | 0 | 87.2922 | 0 | 0 | 0 | 0 | 0 | 3.4654 | 0 | 0 | 87.2922 | 0 | 0 | 0 | 0 | 0 | 0 | 0
2018-02-05 19:00 | 2 | 18 | 2 | 0 | 1 | 0 | 1.8096 | 3.6191 | 0 | 25.1898 | 15.5798 | 17.0341 | 17.0341 | 91.1654 | 0 | 0 | 91.1654 | 0 | 0 | 0 | 0 | 0 | 3.6191 | 0 | 0 | 91.1654 | 0 | 0 | 0 | 0 | 0 | 0 | 0
2018-02-05 20:00 | 2 | 19 | 2 | 0 | 0 | 0 | 1.7398 | 3.4796 | 0 | 16.5561 | 6.9461 | 17.0341 | 17.0341 | 57.6091 | 0 | 0 | 57.6091 | 0 | 0 | 0 | 0 | 0 | 3.4796 | 0 | 0 | 57.6091 | 0 | 0 | 0 | 0 | 0 | 0 | 0
2018-02-05 21:00 | 2 | 20 | 2 | 0 | 0 | 0 | 1.715 | 3.4299 | 0 | 16.5561 | 6.9461 | 17.0341 | 17.0341 | 56.7858 | 0 | 0 | 56.7858 | 0 | 0 | 0 | 0 | 0 | 3.4299 | 0 | 0 | 56.7858 | 0 | 0 | 0 | 0 | 0 | 0 | 0
2018-02-05 22:00 | 2 | 21 | 2 | 0 | 0 | 0 | 1.4415 | 2.883 | 0 | 16.5561 | 6.9461 | 17.0341 | 17.0341 | 47.7305 | 0 | 0 | 47.7305 | 0 | 0 | 0 | 0 | 0 | 2.883 | 0 | 0 | 47.7305 | 0 | 0 | 0 | 0 | 0 | 0 | 0
2018-02-05 23:00 | 2 | 22 | 2 | 0 | 0 | 0 | 1.1993 | 2.3986 | 0 | 16.5561 | 6.9461 | 17.0341 | 17.0341 | 39.7108 | 0 | 0 | 39.7108 | 0 | 0 | 0 | 0 | 0 | 2.3986 | 0 | 0 | 39.7108 | 0 | 0 | 0 | 0 | 0 | 0 | 0
2018-02-06 | 2 | 23 | 2 | 0 | 0 | 0 | 1.0594 | 2.1188 | 0 | 16.5561 | 6.9461 | 17.0341 | 17.0341 | 35.0786 | 0 | 0 | 35.0786 | 0 | 0 | 0 | 0 | 0 | 2.1188 | 0 | 0 | 35.0786 | 0 | 0 | 0 | 0 | 0 | 0 | 0
2018-02-06 01:00 | 2 | 0 | 3 | 0 | 0 | 0 | 0.96917 | 1.9383 | 0 | 16.5561 | 6.9461 | 17.0341 | 17.0341 | 32.0912 | 0 | 0 | 32.0912 | 0 | 0 | 0 | 0 | 0 | 1.9383 | 0 | 0 | 32.0912 | 0 | 0 | 0 | 0 | 0 | 0 | 0
2018-02-06 02:00 | 2 | 1 | 3 | 0 | 0 | 0 | 0.95136 | 1.9027 | 0 | 16.5561 | 6.9461 | 17.0341 | 17.0341 | 31.5014 | 0 | 0 | 31.5014 | 0 | 0 | 0 | 0 | 0 | 1.9027 | 0 | 0 | 31.5014 | 0 | 0 | 0 | 0 | 0 | 0 | 0
2018-02-06 03:00 | 2 | 2 | 3 | 0 | 0 | 0 | 0.94773 | 1.8955 | 0 | 16.5561 | 6.9461 | 17.0341 | 17.0341 | 31.3812 | 0 | 0 | 31.3812 | 0 | 0 | 0 | 0 | 0 | 1.8955 | 0 | 0 | 31.3812 | 0 | 0 | 0 | 0 | 0 | 0 | 0
2018-02-06 04:00 | 2 | 3 | 3 | 0 | 0 | 0 | 0.97329 | 1.9466 | 0 | 16.5561 | 6.9461 | 17.0341 | 17.0341 | 32.2278 | 0 | 0 | 32.2278 | 0 | 0 | 0 | 0 | 0 | 1.9466 | 0 | 0 | 32.2278 | 0 | 0 | 0 | 0 | 0 | 0 | 0
2018-02-06 05:00 | 2 | 4 | 3 | 0 | 0 | 0 | 0.98725 | 1.9745 | 0 | 16.5561 | 6.9461 | 17.0341 | 17.0341 | 32.69 | 0 | 0 | 32.69 | 0 | 0 | 0 | 0 | 0 | 1.9745 | 0 | 0 | 32.69 | 0 | 0 | 0 | 0 | 0 | 0 | 0
2018-02-06 06:00 | 2 | 5 | 3 | 0 | 0 | 0 | 1.1228 | 2.2457 | 0 | 16.5561 | 6.9461 | 17.0341 | 17.0341 | 37.1795 | 0 | 0 | 37.1795 | 0 | 0 | 0 | 0 | 0 | 2.2457 | 0 | 0 | 37.1795 | 0 | 0 | 0 | 0 | 0 | 0 | 0
2018-02-06 07:00 | 2 | 6 | 3 | 0 | 0 | 0 | 1.2658 | 2.5315 | 0 | 16.5561 | 6.9461 | 17.0341 | 17.0341 | 41.9121 | 0 | 0 | 41.9121 | 0 | 0 | 0 | 0 | 0 | 2.5315 | 0 | 0 | 41.9121 | 0 | 0 | 0 | 0 | 0 | 0 | 0
2018-02-06 08:00 | 2 | 7 | 3 | 0 | 0 | 0.044887 | 1.2923 | 2.5847 | 0.35909 | 16.5561 | 6.9461 | 17.0341 | 17.0341 | 42.7922 | 0.35909 | 0 | 36.847 | 5.9452 | 0 | 6.1169 | 0 | 0 | 2.2256 | 0 | 0 | 36.847 | 5.9452 | 0 | 6.1169 | 0 | 0 | 0.044887 | 0.034478
2018-02-06 09:00 | 2 | 8 | 3 | 0 | 0 | 0.10034 | 1.3806 | 2.7611 | 0.80273 | 16.5561 | 6.9461 | 17.0341 | 17.0341 | 45.7131 | 0.80273 | 0 | 32.423 | 13.29 | 0 | 13.6738 | 0 | 0 | 1.9584 | 0 | 0 | 32.423 | 13.29 | 0 | 13.6738 | 0 | 0 | 0.10034 | 0.07346
2018-02-06 10:00 | 2 | 9 | 3 | 0 | 0 | 0.078507 | 1.3184 | 2.6369 | 0.62806 | 16.5561 | 6.9461 | 17.0341 | 17.0341 | 43.6561 | 0.62806 | 0 | 33.258 | 10.3982 | 0 | 10.6984 | 0 | 0 | 2.0088 | 0 | 0 | 33.258 | 10.3982 | 0 | 10.6984 | 0 | 0 | 0.078507 | 0.041371
2018-02-06 11:00 | 2 | 10 | 3 | 0 | 0 | 0.079924 | 1.2639 | 2.5278 | 0.63939 | 16.5561 | 6.9461 | 17.0341 | 17.0341 | 41.8501 | 0.63939 | 0 | 31.2643 | 10.5858 | 0 | 10.8915 | 0 | 0 | 1.8884 | 0 | 0 | 31.2643 | 10.5858 | 0 | 10.8915 | 0 | 0 | 0.079924 | 0.094378
2018-02-06 12:00 | 2 | 11 | 3 | 0 | 1 | 0.041734 | 1.265 | 2.53 | 0.33387 | 25.1898 | 15.5798 | 17.0341 | 17.0341 | 63.73 | 0.33387 | 0 | 55.32 | 8.4101 | 0 | 5.6872 | 0 | 0 | 2.1961 | 0 | 0 | 55.32 | 8.4101 | 0 | 5.6872 | 0 | 0 | 0.041734 | 0.10827
2018-02-06 13:00 | 2 | 12 | 3 | 0 | 1 | 0.040956 | 1.224 | 2.448 | 0.32765 | 25.1898 | 15.5798 | 17.0341 | 17.0341 | 61.6639 | 0.32765 | 0 | 53.4105 | 8.2535 | 0 | 5.5813 | 0 | 0 | 2.1203 | 0 | 0 | 53.4105 | 8.2535 | 0 | 5.5813 | 0 | 0 | 0.040956 | 0.089736
2018-02-06 14:00 | 2 | 13 | 3 | 0 | 1 | 0.042684 | 1.1653 | 2.3306 | 0.34147 | 25.1898 | 15.5798 | 17.0341 | 17.0341 | 58.707 | 0.34147 | 0 | 50.1055 | 8.6015 | 0 | 5.8166 | 0 | 0 | 1.9891 | 0 | 0 | 50.1055 | 8.6015 | 0 | 5.8166 | 0 | 0 | 0.042684 | 0.09633
2018-02-06 15:00 | 2 | 14 | 3 | 0 | 1 | 0.016345 | 1.1377 | 2.2754 | 0.13076 | 25.1898 | 15.5798 | 17.0341 | 17.0341 | 57.3168 | 0.13076 | 0 | 54.023 | 3.2939 | 0 | 2.2274 | 0 | 0 | 2.1446 | 0 | 0 | 54.023 | 3.2939 | 0 | 2.2274 | 0 | 0 | 0.016345 | 0.071707
2018-02-06 16:00 | 2 | 15 | 3 | 0 | 1 | 0.04527 | 1.2547 | 2.5093 | 0.36216 | 25.1898 | 15.5798 | 17.0341 | 17.0341 | 63.2094 | 0.36216 | 0 | 54.0867 | 9.1228 | 0 | 6.1691 | 0 | 0 | 2.1472 | 0 | 0 | 54.0867 | 9.1228 | 0 | 6.1691 | 0 | 0 | 0.04527 | 0.088612
2018-02-06 17:00 | 2 | 16 | 3 | 0 | 1 | 0.0049428 | 1.3344 | 2.6687 | 0.039543 | 25.1898 | 15.5798 | 17.0341 | 17.0341 | 67.2244 | 0.039543 | 0 | 66.2283 | 0.99607 | 0 | 0.67357 | 0 | 0 | 2.6292 | 0 | 0 | 66.2283 | 0.99607 | 0 | 0.67357 | 0 | 0 | 0.0049428 | 0.0084213
2018-02-06 18:00 | 2 | 17 | 3 | 0 | 1 | 0 | 1.4723 | 2.9446 | 0 | 25.1898 | 15.5798 | 17.0341 | 17.0341 | 74.1741 | 0 | 0 | 74.1741 | 0 | 0 | 0 | 0 | 0 | 2.9446 | 0 | 0 | 74.1741 | 0 | 0 | 0 | 0 | 0 | 0 | 0
2018-02-06 19:00 | 2 | 18 | 3 | 0 | 1 | 0 | 1.5559 | 3.1117 | 0 | 25.1898 | 15.5798 | 17.0341 | 17.0341 | 78.3831 | 0 | 0 | 78.3831 | 0 | 0 | 0 | 0 | 0 | 3.1117 | 0 | 0 | 78.3831 | 0 | 0 | 0 | 0 | 0 | 0 | 0
2018-02-06 20:00 | 2 | 19 | 3 | 0 | 0 | 0 | 1.6584 | 3.3168 | 0 | 16.5561 | 6.9461 | 17.0341 | 17.0341 | 54.9128 | 0 | 0 | 54.9128 | 0 | 0 | 0 | 0 | 0 | 3.3168 | 0 | 0 | 54.9128 | 0 | 0 | 0 | 0 | 0 | 0 | 0
2018-02-06 21:00 | 2 | 20 | 3 | 0 | 0 | 0 | 1.5729 | 3.1459 | 0 | 16.5561 | 6.9461 | 17.0341 | 17.0341 | 52.0833 | 0 | 0 | 52.0833 | 0 | 0 | 0 | 0 | 0 | 3.1459 | 0 | 0 | 52.0833 | 0 | 0 | 0 | 0 | 0 | 0 | 0
2018-02-06 22:00 | 2 | 21 | 3 | 0 | 0 | 0 | 1.3166 | 2.6331 | 0 | 16.5561 | 6.9461 | 17.0341 | 17.0341 | 43.5938 | 0 | 0 | 43.5938 | 0 | 0 | 0 | 0 | 0 | 2.6331 | 0 | 0 | 43.5938 | 0 | 0 | 0 | 0 | 0 | 0 | 0
2018-02-06 23:00 | 2 | 22 | 3 | 0 | 0 | 0 | 1.1115 | 2.223 | 0 | 16.5561 | 6.9461 | 17.0341 | 17.0341 | 36.8041 | 0 | 0 | 36.8041 | 0 | 0 | 0 | 0 | 0 | 2.223 | 0 | 0 | 36.8041 | 0 | 0 | 0 | 0 | 0 | 0 | 0
2018-02-07 | 2 | 23 | 3 | 0 | 0 | 0 | 1.013 | 2.0261 | 0 | 16.5561 | 6.9461 | 17.0341 | 17.0341 | 33.544 | 0 | 0 | 33.544 | 0 | 0 | 0 | 0 | 0 | 2.0261 | 0 | 0 | 33.544 | 0 | 0 | 0 | 0 | 0 | 0 | 0
2018-02-07 01:00 | 2 | 0 | 4 | 0 | 0 | 0 | 0.98 | 1.96 | 0 | 16.5561 | 6.9461 | 17.0341 | 17.0341 | 32.4499 | 0 | 0 | 32.4499 | 0 | 0 | 0 | 0 | 0 | 1.96 | 0 | 0 | 32.4499 | 0 | 0 | 0 | 0 | 0 | 0 | 0
2018-02-07 02:00 | 2 | 1 | 4 | 0 | 0 | 0 | 0.9714 | 1.9428 | 0 | 16.5561 | 6.9461 | 17.0341 | 17.0341 | 32.1649 | 0 | 0 | 32.1649 | 0 | 0 | 0 | 0 | 0 | 1.9428 | 0 | 0 | 32.1649 | 0 | 0 | 0 | 0 | 0 | 0 | 0
2018-02-07 03:00 | 2 | 2 | 4 | 0 | 0 | 0 | 1.0158 | 2.0316 | 0 | 16.5561 | 6.9461 | 17.0341 | 17.0341 | 33.6357 | 0 | 0 | 33.6357 | 0 | 0 | 0 | 0 | 0 | 2.0316 | 0 | 0 | 33.6357 | 0 | 0 | 0 | 0 | 0 | 0 | 0
2018-02-07 04:00 | 2 | 3 | 4 | 0 | 0 | 0 | 1.1241 | 2.2483 | 0 | 16.5561 | 6.9461 | 17.0341 | 17.0341 | 37.2223 | 0 | 0 | 37.2223 | 0 | 0 | 0 | 0 | 0 | 2.2483 | 0 | 0 | 37.2223 | 0 | 0 | 0 | 0 | 0 | 0 | 0
2018-02-07 05:00 | 2 | 4 | 4 | 0 | 0 | 0 | 1.2138 | 2.4276 | 0 | 16.5561 | 6.9461 | 17.0341 | 17.0341 | 40.191 | 0 | 0 | 40.191 | 0 | 0 | 0 | 0 | 0 | 2.4276 | 0 | 0 | 40.191 | 0 | 0 | 0 | 0 | 0 | 0 | 0
2018-02-07 06:00 | 2 | 5 | 4 | 0 | 0 | 0 | 1.331 | 2.662 | 0 | 16.5561 | 6.9461 | 17.0341 | 17.0341 | 44.072 | 0 | 0 | 44.072 | 0 | 0 | 0 | 0 | 0 | 2.662 | 0 | 0 | 44.072 | 0 | 0 | 0 | 0 | 0 | 0 | 0
2018-02-07 07:00 | 2 | 6 | 4 | 0 | 0 | 0 | 1.4826 | 2.9652 | 0 | 16.5561 | 6.9461 | 17.0341 | 17.0341 | 49.0916 | 0 | 0 | 49.0916 | 0 | 0 | 0 | 0 | 0 | 2.9652 | 0 | 0 | 49.0916 | 0 | 0 | 0 | 0 | 0 | 0 | 0
2018-02-07 08:00 | 2 | 7 | 4 | 0 | 0 | 0.061132 | 1.4786 | 2.9573 | 0.48905 | 16.5561 | 6.9461 | 17.0341 | 17.0341 | 48.9609 | 0.48905 | 0 | 40.8641 | 8.0968 | 0 | 8.3306 | 0 | 0 | 2.4682 | 0 | 0 | 40.8641 | 8.0968 | 0 | 8.3306 | 0 | 0 | 0.061132 | 0.067818
2018-02-07 09:00 | 2 | 8 | 4 | 0 | 0 | 0.24628 | 1.4787 | 2.9574 | 1.9703 | 16.5561 | 6.9461 | 17.0341 | 17.0341 | 48.9634 | 1.9703 | 0 | 16.3436 | 32.6198 | 0 | 33.5618 | 0 | 0 | 0.98717 | 0 | 0 | 16.3436 | 32.6198 | 0 | 33.5618 | 0 | 0 | 0.24628 | 0.15652
2018-02-07 10:00 | 2 | 9 | 4 | 0 | 0 | 0.30963 | 1.5115 | 3.023 | 2.477 | 16.5561 | 6.9461 | 17.0341 | 17.0341 | 50.0491 | 2.477 | 0 | 9.0396 | 41.0095 | 0 | 42.1937 | 0 | 0 | 0.546 | 0 | 0 | 9.0396 | 41.0095 | 0 | 42.1937 | 0 | 0 | 0.30963 | 0.10299
2018-02-07 11:00 | 2 | 10 | 4 | 0 | 0 | 0.36529 | 1.3415 | 2.683 | 2.9223 | 16.5561 | 6.9461 | 17.0341 | 17.0341 | 44.4198 | 2.683 | 0.23929 | 0 | 44.4198 | 1.6622 | 49.7787 | 0.23929 | 0.23929 | 0 | 0 | 0 | 0 | 44.4198 | 0 | 49.7787 | 0.23929 | 0 | 0.36529 | 0.18009
2018-02-07 12:00 | 2 | 11 | 4 | 0 | 1 | 0.57736 | 1.401 | 2.802 | 4.6189 | 25.1898 | 15.5798 | 17.0341 | 17.0341 | 70.5815 | 2.802 | 1.8169 | 0 | 70.5815 | 28.3072 | 78.6792 | 1.8169 | 2.0562 | 0 | 0 | 0 | 0 | 70.5815 | 0 | 78.6792 | 1.8169 | 0 | 0.57736 | 0.18111
2018-02-07 13:00 | 2 | 12 | 4 | 0 | 1 | 0.52463 | 1.3161 | 2.6323 | 4.1971 | 25.1898 | 15.5798 | 17.0341 | 17.0341 | 66.3069 | 2.6323 | 1.5648 | 0 | 66.3069 | 24.3787 | 71.4934 | 1.5648 | 3.621 | 0 | 0 | 0 | 0 | 66.3069 | 0 | 71.4934 | 1.5648 | 0 | 0.52463 | 0.20341
2018-02-07 14:00 | 2 | 13 | 4 | 0 | 1 | 0.45852 | 1.2318 | 2.4636 | 3.6681 | 25.1898 | 15.5798 | 17.0341 | 17.0341 | 62.0584 | 2.4636 | 1.2045 | 0 | 62.0584 | 18.766 | 62.4837 | 1.2045 | 4.8255 | 0 | 0 | 0 | 0 | 62.0584 | 0 | 62.4837 | 1.2045 | 0 | 0.45852 | 0.14903
2018-02-07 15:00 | 2 | 14 | 4 | 0 | 1 | 0.23066 | 1.3151 | 2.6301 | 1.8453 | 25.1898 | 15.5798 | 17.0341 | 17.0341 | 66.2526 | 1.8453 | 0 | 19.7708 | 46.4817 | 0 | 31.4325 | 0 | 4.8255 | 0.78488 | 0.78488 | 0 | 0 | 66.2526 | 0 | 31.4325 | 0 | 0 | 0.23066 | 0.070271
2018-02-07 16:00 | 2 | 15 | 4 | 0 | 1 | 0.14609 | 1.3599 | 2.7197 | 1.1687 | 25.1898 | 15.5798 | 17.0341 | 17.0341 | 68.5097 | 1.1687 | 0 | 39.0705 | 29.4392 | 0 | 19.9077 | 0 | 3.9724 | 1.551 | 1.551 | 0 | 0 | 68.5097 | 0 | 19.9077 | 0 | 0 | 0.14609 | 0.049108
2018-02-07 17:00 | 2 | 16 | 4 | 0 | 1 | 0.014349 | 1.49 | 2.98 | 0.11479 | 25.1898 | 15.5798 | 17.0341 | 17.0341 | 75.0647 | 0.11479 | 0 | 72.1731 | 2.8916 | 0 | 1.9554 | 0 | 2.2864 | 2.8652 | 2.1035 | 0 | 19.1858 | 55.8788 | 0 | 1.9554 | 0 | 0 | 0.014349 | 0.0036
2018-02-07 18:00 | 2 | 17 | 4 | 0 | 1 | 0 | 1.6585 | 3.3169 | 0 | 25.1898 | 15.5798 | 17.0341 | 17.0341 | 83.552 | 0 | 0 | 83.552 | 0 | 0 | 0 | 0 | 0 | 3.3169 | 0 | 0 | 83.552 | 0 | 0 | 0 | 0 | 0 | 0 | 0
2018-02-07 19:00 | 2 | 18 | 4 | 0 | 1 | 0 | 1.7535 | 3.507 | 0 | 25.1898 | 15.5798 | 17.0341 | 17.0341 | 88.3414 | 0 | 0 | 88.3414 | 0 | 0 | 0 | 0 | 0 | 3.507 | 0 | 0 | 88.3414 | 0 | 0 | 0 | 0 | 0 | 0 | 0
2018-02-07 20:00 | 2 | 19 | 4 | 0 | 0 | 0 | 1.752 | 3.5041 | 0 | 16.5561 | 6.9461 | 17.0341 | 17.0341 | 58.0138 | 0 | 0 | 58.0138 | 0 | 0 | 0 | 0 | 0 | 3.5041 | 0 | 0 | 58.0138 | 0 | 0 | 0 | 0 | 0 | 0 | 0
2018-02-07 21:00 | 2 | 20 | 4 | 0 | 0 | 0 | 1.8095 | 3.619 | 0 | 16.5561 | 6.9461 | 17.0341 | 17.0341 | 59.9171 | 0 | 0 | 59.9171 | 0 | 0 | 0 | 0 | 0 | 3.619 | 0 | 0 | 59.9171 | 0 | 0 | 0 | 0 | 0 | 0 | 0
2018-02-07 22:00 | 2 | 21 | 4 | 0 | 0 | 0 | 1.5231 | 3.0462 | 0 | 16.5561 | 6.9461 | 17.0341 | 17.0341 | 50.433 | 0 | 0 | 50.433 | 0 | 0 | 0 | 0 | 0 | 3.0462 | 0 | 0 | 50.433 | 0 | 0 | 0 | 0 | 0 | 0 | 0
2018-02-07 23:00 | 2 | 22 | 4 | 0 | 0 | 0 | 1.3481 | 2.6962 | 0 | 16.5561 | 6.9461 | 17.0341 | 17.0341 | 44.6388 | 0 | 0 | 44.6388 | 0 | 0 | 0 | 0 | 0 | 2.6962 | 0 | 0 | 44.6388 | 0 | 0 | 0 | 0 | 0 | 0 | 0
2018-02-08 | 2 | 23 | 4 | 0 | 0 | 0 | 1.3283 | 2.6565 | 0 | 16.5561 | 6.9461 | 17.0341 | 17.0341 | 43.9819 | 0 | 0 | 43.9819 | 0 | 0 | 0 | 0 | 0 | 2.6565 | 0 | 0 | 43.9819 | 0 | 0 | 0 | 0 | 0 | 0 | 0
2018-02-08 01:00 | 2 | 0 | 5 | 0 | 0 | 0 | 1.3719 | 2.7437 | 0 | 16.5561 | 6.9461 | 17.0341 | 17.0341 | 45.4251 | 0 | 0 | 45.4251 | 0 | 0 | 0 | 0 | 0 | 2.7437 | 0 | 0 | 45.4251 | 0 | 0 | 0 | 0 | 0 | 0 | 0
2018-02-08 02:00 | 2 | 1 | 5 | 0 | 0 | 0 | 1.355 | 2.71 | 0 | 16.5561 | 6.9461 | 17.0341 | 17.0341 | 44.8663 | 0 | 0 | 44.8663 | 0 | 0 | 0 | 0 | 0 | 2.71 | 0 | 0 | 44.8663 | 0 | 0 | 0 | 0 | 0 | 0 | 0
2018-02-08 03:00 | 2 | 2 | 5 | 0 | 0 | 0 | 1.4055 | 2.8111 | 0 | 16.5561 | 6.9461 | 17.0341 | 17.0341 | 46.5403 | 0 | 0 | 46.5403 | 0 | 0 | 0 | 0 | 0 | 2.8111 | 0 | 0 | 46.5403 | 0 | 0 | 0 | 0 | 0 | 0 | 0
2018-02-08 04:00 | 2 | 3 | 5 | 0 | 0 | 0 | 1.5139 | 3.0278 | 0 | 16.5561 | 6.9461 | 17.0341 | 17.0341 | 50.1292 | 0 | 0 | 50.1292 | 0 | 0 | 0 | 0 | 0 | 3.0278 | 0 | 0 | 50.1292 | 0 | 0 | 0 | 0 | 0 | 0 | 0
2018-02-08 05:00 | 2 | 4 | 5 | 0 | 0 | 0 | 1.5569 | 3.1138 | 0 | 16.5561 | 6.9461 | 17.0341 | 17.0341 | 51.5523 | 0 | 0 | 51.5523 | 0 | 0 | 0 | 0 | 0 | 3.1138 | 0 | 0 | 51.5523 | 0 | 0 | 0 | 0 | 0 | 0 | 0
2018-02-08 06:00 | 2 | 5 | 5 | 0 | 0 | 0 | 1.7594 | 3.5188 | 0 | 16.5561 | 6.9461 | 17.0341 | 17.0341 | 58.2567 | 0 | 0 | 58.2567 | 0 | 0 | 0 | 0 | 0 | 3.5188 | 0 | 0 | 58.2567 | 0 | 0 | 0 | 0 | 0 | 0 | 0
2018-02-08 07:00 | 2 | 6 | 5 | 0 | 0 | 0 | 1.989 | 3.978 | 0 | 16.5561 | 6.9461 | 17.0341 | 17.0341 | 65.8603 | 0 | 0 | 65.8603 | 0 | 0 | 0 | 0 | 0 | 3.978 | 0 | 0 | 65.8603 | 0 | 0 | 0 | 0 | 0 | 0 | 0
2018-02-08 08:00 | 2 | 7 | 5 | 0 | 0 | 0.069358 | 1.9999 | 3.9997 | 0.55486 | 16.5561 | 6.9461 | 17.0341 | 17.0341 | 66.2196 | 0.55486 | 0 | 57.0333 | 9.1863 | 0 | 9.4516 | 0 | 0 | 3.4449 | 0 | 0 | 57.0333 | 9.1863 | 0 | 9.4516 | 0 | 0 | 0.069358 | 0.072612
2018-02-08 09:00 | 2 | 8 | 5 | 0 | 0 | 0.21047 | 1.9498 | 3.8995 | 1.6838 | 16.5561 | 6.9461 | 17.0341 | 17.0341 | 64.5609 | 1.6838 | 0 | 36.6838 | 27.8771 | 0 | 28.6821 | 0 | 0 | 2.2157 | 0 | 0 | 36.6838 | 27.8771 | 0 | 28.6821 | 0 | 0 | 0.21047 | 0.24967
2018-02-08 10:00 | 2 | 9 | 5 | 0 | 0 | 0.22963 | 1.8235 | 3.6471 | 1.8371 | 16.5561 | 6.9461 | 17.0341 | 17.0341 | 60.3813 | 1.8371 | 0 | 29.9666 | 30.4147 | 0 | 31.2929 | 0 | 0 | 1.81 | 0 | 0 | 29.9666 | 30.4147 | 0 | 31.2929 | 0 | 0 | 0.22963 | 0.43711
2018-02-08 11:00 | 2 | 10 | 5 | 0 | 0 | 0.28919 | 1.732 | 3.464 | 2.3136 | 16.5561 | 6.9461 | 17.0341 | 17.0341 | 57.3505 | 2.3136 | 0 | 19.0472 | 38.3033 | 0 | 39.4094 | 0 | 0 | 1.1505 | 0 | 0 | 19.0472 | 38.3033 | 0 | 39.4094 | 0 | 0 | 0.28919 | 0.52453
2018-02-08 12:00 | 2 | 11 | 5 | 0 | 1 | 0.25698 | 1.6987 | 3.3973 | 2.0558 | 25.1898 | 15.5798 | 17.0341 | 17.0341 | 85.5774 | 2.0558 | 0 | 33.7915 | 51.7859 | 0 | 35.0193 | 0 | 0 | 1.3415 | 0 | 0 | 33.7915 | 51.7859 | 0 | 35.0193 | 0 | 0 | 0.25698 | 0.56108
2018-02-08 13:00 | 2 | 12 | 5 | 0 | 1 | 0.27919 | 1.5623 | 3.1245 | 2.2335 | 25.1898 | 15.5798 | 17.0341 | 17.0341 | 78.7056 | 2.2335 | 0 | 22.4448 | 56.2608 | 0 | 38.0454 | 0 | 0 | 0.89103 | 0 | 0 | 22.4448 | 56.2608 | 0 | 38.0454 | 0 | 0 | 0.27919 | 0.58323
2018-02-08 14:00 | 2 | 13 | 5 | 0 | 1 | 0.34946 | 1.4428 | 2.8857 | 2.7957 | 25.1898 | 15.5798 | 17.0341 | 17.0341 | 72.6891 | 2.7957 | 0 | 2.2664 | 70.4227 | 0 | 47.6222 | 0 | 0 | 0.089974 | 0 | 0 | 2.2664 | 70.4227 | 0 | 47.6222 | 0 | 0 | 0.34946 | 0.35717
2018-02-08 15:00 | 2 | 14 | 5 | 0 | 1 | 0.34104 | 1.4498 | 2.8997 | 2.7283 | 25.1898 | 15.5798 | 17.0341 | 17.0341 | 73.0426 | 2.7283 | 0 | 4.3171 | 68.7255 | 0 | 46.4745 | 0 | 0 | 0.17138 | 0 | 0 | 4.3171 | 68.7255 | 0 | 46.4745 | 0 | 0 | 0.34104 | 0.41125
2018-02-08 16:00 | 2 | 15 | 5 | 0 | 1 | 0.10161 | 1.6062 | 3.2124 | 0.81285 | 25.1898 | 15.5798 | 17.0341 | 17.0341 | 80.919 | 0.81285 | 0 | 60.4436 | 20.4754 | 0 | 13.8462 | 0 | 0 | 2.3995 | 0 | 0 | 60.4436 | 20.4754 | 0 | 13.8462 | 0 | 0 | 0.10161 | 0.23856
2018-02-08 17:00 | 2 | 16 | 5 | 0 | 1 | 0.014204 | 1.8279 | 3.6558 | 0.11363 | 25.1898 | 15.5798 | 17.0341 | 17.0341 | 92.0875 | 0.11363 | 0 | 89.2252 | 2.8623 | 0 | 1.9356 | 0 | 0 | 3.5421 | 0 | 0 | 89.2252 | 2.8623 | 0 | 1.9356 | 0 | 0 | 0.014204 | 0.034325
2018-02-08 18:00 | 2 | 17 | 5 | 0 | 1 | 0 | 1.9134 | 3.8267 | 0 | 25.1898 | 15.5798 | 17.0341 | 17.0341 | 96.3949 | 0 | 0 | 96.3949 | 0 | 0 | 0 | 0 | 0 | 3.8267 | 0 | 0 | 96.3949 | 0 | 0 | 0 | 0 | 0 | 0 | 0
2018-02-08 19:00 | 2 | 18 | 5 | 0 | 1 | 0 | 1.878 | 3.756 | 0 | 25.1898 | 15.5798 | 17.0341 | 17.0341 | 94.6132 | 0 | 0 | 94.6132 | 0 | 0 | 0 | 0 | 0 | 3.756 | 0 | 0 | 94.6132 | 0 | 0 | 0 | 0 | 0 | 0 | 0
2018-02-08 20:00 | 2 | 19 | 5 | 0 | 0 | 0 | 1.8717 | 3.7434 | 0 | 16.5561 | 6.9461 | 17.0341 | 17.0341 | 61.976 | 0 | 0 | 61.976 | 0 | 0 | 0 | 0 | 0 | 3.7434 | 0 | 0 | 61.976 | 0 | 0 | 0 | 0 | 0 | 0 | 0
2018-02-08 21:00 | 2 | 20 | 5 | 0 | 0 | 0 | 1.8456 | 3.6911 | 0 | 16.5561 | 6.9461 | 17.0341 | 17.0341 | 61.1105 | 0 | 0 | 61.1105 | 0 | 0 | 0 | 0 | 0 | 3.6911 | 0 | 0 | 61.1105 | 0 | 0 | 0 | 0 | 0 | 0 | 0
2018-02-08 22:00 | 2 | 21 | 5 | 0 | 0 | 0 | 1.6086 | 3.2173 | 0 | 16.5561 | 6.9461 | 17.0341 | 17.0341 | 53.2651 | 0 | 0 | 53.2651 | 0 | 0 | 0 | 0 | 0 | 3.2173 | 0 | 0 | 53.2651 | 0 | 0 | 0 | 0 | 0 | 0 | 0
2018-02-08 23:00 | 2 | 22 | 5 | 0 | 0 | 0 | 1.494 | 2.988 | 0 | 16.5561 | 6.9461 | 17.0341 | 17.0341 | 49.4703 | 0 | 0 | 49.4703 | 0 | 0 | 0 | 0 | 0 | 2.988 | 0 | 0 | 49.4703 | 0 | 0 | 0 | 0 | 0 | 0 | 0
2018-02-09 | 2 | 23 | 5 | 0 | 0 | 0 | 1.3929 | 2.7858 | 0 | 16.5561 | 6.9461 | 17.0341 | 17.0341 | 46.122 | 0 | 0 | 46.122 | 0 | 0 | 0 | 0 | 0 | 2.7858 | 0 | 0 | 46.122 | 0 | 0 | 0 | 0 | 0 | 0 | 0
2018-02-09 01:00 | 2 | 0 | 6 | 0 | 0 | 0 | 1.2694 | 2.5388 | 0 | 16.5561 | 6.9461 | 17.0341 | 17.0341 | 42.0327 | 0 | 0 | 42.0327 | 0 | 0 | 0 | 0 | 0 | 2.5388 | 0 | 0 | 42.0327 | 0 | 0 | 0 | 0 | 0 | 0 | 0
2018-02-09 02:00 | 2 | 1 | 6 | 0 | 0 | 0 | 1.2096 | 2.4192 | 0 | 16.5561 | 6.9461 | 17.0341 | 17.0341 | 40.0526 | 0 | 0 | 40.0526 | 0 | 0 | 0 | 0 | 0 | 2.4192 | 0 | 0 | 40.0526 | 0 | 0 | 0 | 0 | 0 | 0 | 0
2018-02-09 03:00 | 2 | 2 | 6 | 0 | 0 | 0 | 1.1992 | 2.3983 | 0 | 16.5561 | 6.9461 | 17.0341 | 17.0341 | 39.7067 | 0 | 0 | 39.7067 | 0 | 0 | 0 | 0 | 0 | 2.3983 | 0 | 0 | 39.7067 | 0 | 0 | 0 | 0 | 0 | 0 | 0
2018-02-09 04:00 | 2 | 3 | 6 | 0 | 0 | 0 | 1.2405 | 2.4809 | 0 | 16.5561 | 6.9461 | 17.0341 | 17.0341 | 41.0747 | 0 | 0 | 41.0747 | 0 | 0 | 0 | 0 | 0 | 2.4809 | 0 | 0 | 41.0747 | 0 | 0 | 0 | 0 | 0 | 0 | 0
2018-02-09 05:00 | 2 | 4 | 6 | 0 | 0 | 0 | 1.2277 | 2.4554 | 0 | 16.5561 | 6.9461 | 17.0341 | 17.0341 | 40.6517 | 0 | 0 | 40.6517 | 0 | 0 | 0 | 0 | 0 | 2.4554 | 0 | 0 | 40.6517 | 0 | 0 | 0 | 0 | 0 | 0 | 0
2018-02-09 06:00 | 2 | 5 | 6 | 0 | 0 | 0 | 1.2897 | 2.5794 | 0 | 16.5561 | 6.9461 | 17.0341 | 17.0341 | 42.7042 | 0 | 0 | 42.7042 | 0 | 0 | 0 | 0 | 0 | 2.5794 | 0 | 0 | 42.7042 | 0 | 0 | 0 | 0 | 0 | 0 | 0
2018-02-09 07:00 | 2 | 6 | 6 | 0 | 0 | 0 | 1.3699 | 2.7399 | 0 | 16.5561 | 6.9461 | 17.0341 | 17.0341 | 45.3612 | 0 | 0 | 45.3612 | 0 | 0 | 0 | 0 | 0 | 2.7399 | 0 | 0 | 45.3612 | 0 | 0 | 0 | 0 | 0 | 0 | 0
2018-02-09 08:00 | 2 | 7 | 6 | 0 | 0 | 0.083102 | 1.3533 | 2.7066 | 0.66482 | 16.5561 | 6.9461 | 17.0341 | 17.0341 | 44.8105 | 0.66482 | 0 | 33.8037 | 11.0068 | 0 | 11.3246 | 0 | 0 | 2.0418 | 0 | 0 | 33.8037 | 11.0068 | 0 | 11.3246 | 0 | 0 | 0.083102 | 0.092793
2018-02-09 09:00 | 2 | 8 | 6 | 0 | 0 | 0.30839 | 1.4437 | 2.8873 | 2.4671 | 16.5561 | 6.9461 | 17.0341 | 17.0341 | 47.8023 | 2.4671 | 0 | 6.9562 | 40.8462 | 0 | 42.0257 | 0 | 0 | 0.42016 | 0 | 0 | 6.9562 | 40.8462 | 0 | 42.0257 | 0 | 0 | 0.30839 | 0.2886
2018-02-09 10:00 | 2 | 9 | 6 | 0 | 0 | 0.26415 | 1.3596 | 2.7193 | 2.1132 | 16.5561 | 6.9461 | 17.0341 | 17.0341 | 45.0208 | 2.1132 | 0 | 10.0351 | 34.9857 | 0 | 35.996 | 0 | 0 | 0.60613 | 0 | 0 | 10.0351 | 34.9857 | 0 | 35.996 | 0 | 0 | 0.26415 | 0.47517
2018-02-09 11:00 | 2 | 10 | 6 | 0 | 0 | 0.42109 | 1.3222 | 2.6444 | 3.3687 | 16.5561 | 6.9461 | 17.0341 | 17.0341 | 43.7811 | 2.6444 | 0.72427 | 0 | 43.7811 | 5.0309 | 57.3827 | 0.72427 | 0.72427 | 0 | 0 | 0 | 0 | 43.7811 | 0 | 57.3827 | 0.72427 | 0 | 0.42109 | 0.51404
2018-02-09 12:00 | 2 | 11 | 6 | 0 | 1 | 0.51416 | 1.1888 | 2.3776 | 4.1132 | 25.1898 | 15.5798 | 17.0341 | 17.0341 | 59.8908 | 2.3776 | 1.7357 | 0 | 59.8908 | 27.0412 | 70.0657 | 1.7357 | 2.4599 | 0 | 0 | 0 | 0 | 59.8908 | 0 | 70.0657 | 1.7357 | 0 | 0.51416 | 0.53377
2018-02-09 13:00 | 2 | 12 | 6 | 0 | 1 | 0.29315 | 1.1605 | 2.321 | 2.3452 | 25.1898 | 15.5798 | 17.0341 | 17.0341 | 58.4661 | 2.321 | 0.02414 | 0 | 58.4661 | 0.3761 | 39.9479 | 0.02414 | 2.4841 | 0 | 0 | 0 | 0 | 58.4661 | 0 | 39.9479 | 0.02414 | 0 | 0.29315 | 0.50486
2018-02-09 14:00 | 2 | 13 | 6 | 0 | 1 | 0.14757 | 1.1394 | 2.2789 | 1.1805 | 25.1898 | 15.5798 | 17.0341 | 17.0341 | 57.404 | 1.1805 | 0 | 27.6665 | 29.7374 | 0 | 20.1094 | 0 | 2.4841 | 1.0983 | 1.0983 | 0 | 0 | 57.404 | 0 | 20.1094 | 0 | 0 | 0.14757 | 0.55417
2018-02-09 15:00 | 2 | 14 | 6 | 0 | 1 | 0.13453 | 1.205 | 2.4101 | 1.0762 | 25.1898 | 15.5798 | 17.0341 | 17.0341 | 60.709 | 1.0762 | 0 | 33.5988 | 27.1102 | 0 | 18.3328 | 0 | 1.2902 | 1.3338 | 1.187 | 0 | 3.698 | 57.0111 | 0 | 18.3328 | 0 | 0 | 0.13453 | 0.3167
2018-02-09 16:00 | 2 | 15 | 6 | 0 | 1 | 0.044356 | 1.3096 | 2.6191 | 0.35484 | 25.1898 | 15.5798 | 17.0341 | 17.0341 | 65.9753 | 0.35484 | 0 | 57.0368 | 8.9385 | 0 | 6.0445 | 0 | 0 | 2.2643 | 0 | 0 | 57.0368 | 8.9385 | 0 | 6.0445 | 0 | 0 | 0.044356 | 0.19057
2018-02-09 17:00 | 2 | 16 | 6 | 0 | 1 | 0.0070399 | 1.4087 | 2.8174 | 0.056319 | 25.1898 | 15.5798 | 17.0341 | 17.0341 | 70.9696 | 0.056319 | 0 | 69.5509 | 1.4187 | 0 | 0.95934 | 0 | 0 | 2.7611 | 0 | 0 | 69.5509 | 1.4187 | 0 | 0.95934 | 0 | 0 | 0.0070399 | 0.034978
2018-02-09 18:00 | 2 | 17 | 6 | 0 | 1 | 0 | 1.5458 | 3.0916 | 0 | 25.1898 | 15.5798 | 17.0341 | 17.0341 | 77.8769 | 0 | 0 | 77.8769 | 0 | 0 | 0 | 0 | 0 | 3.0916 | 0 | 0 | 77.8769 | 0 | 0 | 0 | 0 | 0 | 0 | 0
2018-02-09 19:00 | 2 | 18 | 6 | 0 | 1 | 0 | 1.6458 | 3.2916 | 0 | 25.1898 | 15.5798 | 17.0341 | 17.0341 | 82.9142 | 0 | 0 | 82.9142 | 0 | 0 | 0 | 0 | 0 | 3.2916 | 0 | 0 | 82.9142 | 0 | 0 | 0 | 0 | 0 | 0 | 0
2018-02-09 20:00 | 2 | 19 | 6 | 0 | 0 | 0 | 1.7136 | 3.4272 | 0 | 16.5561 | 6.9461 | 17.0341 | 17.0341 | 56.7415 | 0 | 0 | 56.7415 | 0 | 0 | 0 | 0 | 0 | 3.4272 | 0 | 0 | 56.7415 | 0 | 0 | 0 | 0 | 0 | 0 | 0
2018-02-09 21:00 | 2 | 20 | 6 | 0 | 0 | 0 | 1.5384 | 3.0768 | 0 | 16.5561 | 6.9461 | 17.0341 | 17.0341 | 50.939 | 0 | 0 | 50.939 | 0 | 0 | 0 | 0 | 0 | 3.0768 | 0 | 0 | 50.939 | 0 | 0 | 0 | 0 | 0 | 0 | 0
2018-02-09 22:00 | 2 | 21 | 6 | 0 | 0 | 0 | 1.28 | 2.56 | 0 | 16.5561 | 6.9461 | 17.0341 | 17.0341 | 42.384 | 0 | 0 | 42.384 | 0 | 0 | 0 | 0 | 0 | 2.56 | 0 | 0 | 42.384 | 0 | 0 | 0 | 0 | 0 | 0 | 0
2018-02-09 23:00 | 2 | 22 | 6 | 0 | 0 | 0 | 1.0746 | 2.1492 | 0 | 16.5561 | 6.9461 | 17.0341 | 17.0341 | 35.5817 | 0 | 0 | 35.5817 | 0 | 0 | 0 | 0 | 0 | 2.1492 | 0 | 0 | 35.5817 | 0 | 0 | 0 | 0 | 0 | 0 | 0
2018-02-10 | 2 | 23 | 6 | 0 | 0 | 0 | 0.98505 | 1.9701 | 0 | 16.5561 | 6.9461 | 17.0341 | 17.0341 | 32.617 | 0 | 0 | 32.617 | 0 | 0 | 0 | 0 | 0 | 1.9701 | 0 | 0 | 32.617 | 0 | 0 | 0 | 0 | 0 | 0 | 0
2018-02-10 01:00 | 2 | 0 | 7 | 0 | 0 | 0 | 0.92351 | 1.847 | 0 | 16.5561 | 6.9461 | 17.0341 | 17.0341 | 30.5794 | 0 | 0 | 30.5794 | 0 | 0 | 0 | 0 | 0 | 1.847 | 0 | 0 | 30.5794 | 0 | 0 | 0 | 0 | 0 | 0 | 0
2018-02-10 02:00 | 2 | 1 | 7 | 0 | 0 | 0 | 0.9087 | 1.8174 | 0 | 16.5561 | 6.9461 | 17.0341 | 17.0341 | 30.089 | 0 | 0 | 30.089 | 0 | 0 | 0 | 0 | 0 | 1.8174 | 0 | 0 | 30.089 | 0 | 0 | 0 | 0 | 0 | 0 | 0
2018-02-10 03:00 | 2 | 2 | 7 | 0 | 0 | 0 | 0.92031 | 1.8406 | 0 | 16.5561 | 6.9461 | 17.0341 | 17.0341 | 30.4734 | 0 | 0 | 30.4734 | 0 | 0 | 0 | 0 | 0 | 1.8406 | 0 | 0 | 30.4734 | 0 | 0 | 0 | 0 | 0 | 0 | 0
2018-02-10 04:00 | 2 | 3 | 7 | 0 | 0 | 0 | 0.9527 | 1.9054 | 0 | 16.5561 | 6.9461 | 17.0341 | 17.0341 | 31.5458 | 0 | 0 | 31.5458 | 0 | 0 | 0 | 0 | 0 | 1.9054 | 0 | 0 | 31.5458 | 0 | 0 | 0 | 0 | 0 | 0 | 0
2018-02-10 05:00 | 2 | 4 | 7 | 0 | 0 | 0 | 0.98561 | 1.9712 | 0 | 16.5561 | 6.9461 | 17.0341 | 17.0341 | 32.6358 | 0 | 0 | 32.6358 | 0 | 0 | 0 | 0 | 0 | 1.9712 | 0 | 0 | 32.6358 | 0 | 0 | 0 | 0 | 0 | 0 | 0
2018-02-10 06:00 | 2 | 5 | 7 | 0 | 0 | 0 | 1.0889 | 2.1778 | 0 | 16.5561 | 6.9461 | 17.0341 | 17.0341 | 36.055 | 0 | 0 | 36.055 | 0 | 0 | 0 | 0 | 0 | 2.1778 | 0 | 0 | 36.055 | 0 | 0 | 0 | 0 | 0 | 0 | 0
2018-02-10 07:00 | 2 | 6 | 7 | 0 | 0 | 0 | 1.2194 | 2.4388 | 0 | 16.5561 | 6.9461 | 17.0341 | 17.0341 | 40.3777 | 0 | 0 | 40.3777 | 0 | 0 | 0 | 0 | 0 | 2.4388 | 0 | 0 | 40.3777 | 0 | 0 | 0 | 0 | 0 | 0 | 0
2018-02-10 08:00 | 2 | 7 | 7 | 0 | 0 | 0.049337 | 1.3698 | 2.7397 | 0.3947 | 16.5561 | 6.9461 | 17.0341 | 17.0341 | 45.3584 | 0.3947 | 0 | 38.8238 | 6.5346 | 0 | 6.7233 | 0 | 0 | 2.345 | 0 | 0 | 38.8238 | 6.5346 | 0 | 6.7233 | 0 | 0 | 0.049337 | 0.085036
2018-02-10 09:00 | 2 | 8 | 7 | 0 | 0 | 0.10605 | 1.463 | 2.9261 | 0.84843 | 16.5561 | 6.9461 | 17.0341 | 17.0341 | 48.4442 | 0.84843 | 0 | 34.3975 | 14.0467 | 0 | 14.4523 | 0 | 0 | 2.0776 | 0 | 0 | 34.3975 | 14.0467 | 0 | 14.4523 | 0 | 0 | 0.10605 | 0.21267
2018-02-10 10:00 | 2 | 9 | 7 | 0 | 0 | 0.13617 | 1.4461 | 2.8921 | 1.0894 | 16.5561 | 6.9461 | 17.0341 | 17.0341 | 47.8821 | 1.0894 | 0 | 29.8463 | 18.0358 | 0 | 18.5566 | 0 | 0 | 1.8027 | 0 | 0 | 29.8463 | 18.0358 | 0 | 18.5566 | 0 | 0 | 0.13617 | 0.35643
2018-02-10 11:00 | 2 | 10 | 7 | 0 | 0 | 0.088329 | 1.4436 | 2.8871 | 0.70663 | 16.5561 | 6.9461 | 17.0341 | 17.0341 | 47.799 | 0.70663 | 0 | 36.1 | 11.699 | 0 | 12.0369 | 0 | 0 | 2.1805 | 0 | 0 | 36.1 | 11.699 | 0 | 12.0369 | 0 | 0 | 0.088329 | 0.5222
2018-02-10 12:00 | 2 | 11 | 7 | 0 | 1 | 0.043846 | 1.353 | 2.7061 | 0.35077 | 25.1898 | 15.5798 | 17.0341 | 17.0341 | 68.1655 | 0.35077 | 0 | 59.3297 | 8.8358 | 0 | 5.9751 | 0 | 0 | 2.3553 | 0 | 0 | 59.3297 | 8.8358 | 0 | 5.9751 | 0 | 0 | 0.043846 | 0.50975
2018-02-10 13:00 | 2 | 12 | 7 | 0 | 1 | 0.19995 | 1.2269 | 2.4538 | 1.5996 | 25.1898 | 15.5798 | 17.0341 | 17.0341 | 61.8101 | 1.5996 | 0 | 21.5174 | 40.2927 | 0 | 27.2473 | 0 | 0 | 0.85421 | 0 | 0 | 21.5174 | 40.2927 | 0 | 27.2473 | 0 | 0 | 0.19995 | 0.38717
2018-02-10 14:00 | 2 | 13 | 7 | 0 | 1 | 0.1985 | 1.2318 | 2.4637 | 1.588 | 25.1898 | 15.5798 | 17.0341 | 17.0341 | 62.059 | 1.588 | 0 | 22.0579 | 40.0011 | 0 | 27.0501 | 0 | 0 | 0.87567 | 0 | 0 | 22.0579 | 40.0011 | 0 | 27.0501 | 0 | 0 | 0.1985 | 0.40681
2018-02-10 15:00 | 2 | 14 | 7 | 0 | 1 | 0.20039 | 1.3111 | 2.6222 | 1.6031 | 25.1898 | 15.5798 | 17.0341 | 17.0341 | 66.0525 | 1.6031 | 0 | 25.6699 | 40.3826 | 0 | 27.308 | 0 | 0 | 1.0191 | 0 | 0 | 25.6699 | 40.3826 | 0 | 27.308 | 0 | 0 | 0.20039 | 0.23796
2018-02-10 16:00 | 2 | 15 | 7 | 0 | 1 | 0.094688 | 1.4663 | 2.9326 | 0.75751 | 25.1898 | 15.5798 | 17.0341 | 17.0341 | 73.8717 | 0.75751 | 0 | 54.7903 | 19.0814 | 0 | 12.9035 | 0 | 0 | 2.1751 | 0 | 0 | 54.7903 | 19.0814 | 0 | 12.9035 | 0 | 0 | 0.094688 | 0.13173
2018-02-10 17:00 | 2 | 16 | 7 | 0 | 1 | 0.015102 | 1.607 | 3.214 | 0.12081 | 25.1898 | 15.5798 | 17.0341 | 17.0341 | 80.9598 | 0.12081 | 0 | 77.9166 | 3.0432 | 0 | 2.0579 | 0 | 0 | 3.0932 | 0 | 0 | 77.9166 | 3.0432 | 0 | 2.0579 | 0 | 0 | 0.015102 | 0.047215
2018-02-10 18:00 | 2 | 17 | 7 | 0 | 1 | 0 | 1.6241 | 3.2482 | 0 | 25.1898 | 15.5798 | 17.0341 | 17.0341 | 81.8217 | 0 | 0 | 81.8217 | 0 | 0 | 0 | 0 | 0 | 3.2482 | 0 | 0 | 81.8217 | 0 | 0 | 0 | 0 | 0 | 0 | 0
2018-02-10 19:00 | 2 | 18 | 7 | 0 | 1 | 0 | 1.7537 | 3.5073 | 0 | 25.1898 | 15.5798 | 17.0341 | 17.0341 | 88.3489 | 0 | 0 | 88.3489 | 0 | 0 | 0 | 0 | 0 | 3.5073 | 0 | 0 | 88.3489 | 0 | 0 | 0 | 0 | 0 | 0 | 0
2018-02-10 20:00 | 2 | 19 | 7 | 0 | 0 | 0 | 1.88 | 3.7599 | 0 | 16.5561 | 6.9461 | 17.0341 | 17.0341 | 62.2495 | 0 | 0 | 62.2495 | 0 | 0 | 0 | 0 | 0 | 3.7599 | 0 | 0 | 62.2495 | 0 | 0 | 0 | 0 | 0 | 0 | 0
2018-02-10 21:00 | 2 | 20 | 7 | 0 | 0 | 0 | 1.7959 | 3.5919 | 0 | 16.5561 | 6.9461 | 17.0341 | 17.0341 | 59.4671 | 0 | 0 | 59.4671 | 0 | 0 | 0 | 0 | 0 | 3.5919 | 0 | 0 | 59.4671 | 0 | 0 | 0 | 0 | 0 | 0 | 0
2018-02-10 22:00 | 2 | 21 | 7 | 0 | 0 | 0 | 1.5206 | 3.0412 | 0 | 16.5561 | 6.9461 | 17.0341 | 17.0341 | 50.351 | 0 | 0 | 50.351 | 0 | 0 | 0 | 0 | 0 | 3.0412 | 0 | 0 | 50.351 | 0 | 0 | 0 | 0 | 0 | 0 | 0
2018-02-10 23:00 | 2 | 22 | 7 | 0 | 0 | 0 | 1.3074 | 2.6148 | 0 | 16.5561 | 6.9461 | 17.0341 | 17.0341 | 43.2905 | 0 | 0 | 43.2905 | 0 | 0 | 0 | 0 | 0 | 2.6148 | 0 | 0 | 43.2905 | 0 | 0 | 0 | 0 | 0 | 0 | 0
2018-02-11 | 2 | 23 | 7 | 0 | 0 | 0 | 1.2348 | 2.4696 | 0 | 16.5561 | 6.9461 | 17.0341 | 17.0341 | 40.8875 | 0 | 0 | 40.8875 | 0 | 0 | 0 | 0 | 0 | 2.4696 | 0 | 0 | 40.8875 | 0 | 0 | 0 | 0 | 0 | 0 | 0
2018-02-11 01:00 | 2 | 0 | 1 | 0 | 0 | 0 | 1.2646 | 2.5292 | 0 | 16.5561 | 6.9461 | 17.0341 | 17.0341 | 41.8734 | 0 | 0 | 41.8734 | 0 | 0 | 0 | 0 | 0 | 2.5292 | 0 | 0 | 41.8734 | 0 | 0 | 0 | 0 | 0 | 0 | 0
2018-02-11 02:00 | 2 | 1 | 1 | 0 | 0 | 0 | 1.2819 | 2.5637 | 0 | 16.5561 | 6.9461 | 17.0341 | 17.0341 | 42.445 | 0 | 0 | 42.445 | 0 | 0 | 0 | 0 | 0 | 2.5637 | 0 | 0 | 42.445 | 0 | 0 | 0 | 0 | 0 | 0 | 0
2018-02-11 03:00 | 2 | 2 | 1 | 0 | 0 | 0 | 1.258 | 2.516 | 0 | 16.5561 | 6.9461 | 17.0341 | 17.0341 | 41.6556 | 0 | 0 | 41.6556 | 0 | 0 | 0 | 0 | 0 | 2.516 | 0 | 0 | 41.6556 | 0 | 0 | 0 | 0 | 0 | 0 | 0
2018-02-11 04:00 | 2 | 3 | 1 | 0 | 0 | 0 | 1.2681 | 2.5362 | 0 | 16.5561 | 6.9461 | 17.0341 | 17.0341 | 41.9896 | 0 | 0 | 41.9896 | 0 | 0 | 0 | 0 | 0 | 2.5362 | 0 | 0 | 41.9896 | 0 | 0 | 0 | 0 | 0 | 0 | 0
2018-02-11 05:00 | 2 | 4 | 1 | 0 | 0 | 0 | 1.3274 | 2.6548 | 0 | 16.5561 | 6.9461 | 17.0341 | 17.0341 | 43.9533 | 0 | 0 | 43.9533 | 0 | 0 | 0 | 0 | 0 | 2.6548 | 0 | 0 | 43.9533 | 0 | 0 | 0 | 0 | 0 | 0 | 0
2018-02-11 06:00 | 2 | 5 | 1 | 0 | 0 | 0 | 1.4125 | 2.8249 | 0 | 16.5561 | 6.9461 | 17.0341 | 17.0341 | 46.7696 | 0 | 0 | 46.7696 | 0 | 0 | 0 | 0 | 0 | 2.8249 | 0 | 0 | 46.7696 | 0 | 0 | 0 | 0 | 0 | 0 | 0
2018-02-11 07:00 | 2 | 6 | 1 | 0 | 0 | 0 | 1.5429 | 3.0858 | 0 | 16.5561 | 6.9461 | 17.0341 | 17.0341 | 51.0883 | 0 | 0 | 51.0883 | 0 | 0 | 0 | 0 | 0 | 3.0858 | 0 | 0 | 51.0883 | 0 | 0 | 0 | 0 | 0 | 0 | 0
2018-02-11 08:00 | 2 | 7 | 1 | 0 | 0 | 0.029826 | 1.6887 | 3.3775 | 0.23861 | 16.5561 | 6.9461 | 17.0341 | 17.0341 | 55.9176 | 0.23861 | 0 | 51.9672 | 3.9504 | 0 | 4.0645 | 0 | 0 | 3.1389 | 0 | 0 | 51.9672 | 3.9504 | 0 | 4.0645 | 0 | 0 | 0.029826 | 0.11373
2018-02-11 09:00 | 2 | 8 | 1 | 0 | 0 | 0.34081 | 1.7595 | 3.519 | 2.7265 | 16.5561 | 6.9461 | 17.0341 | 17.0341 | 58.261 | 2.7265 | 0 | 13.121 | 45.14 | 0 | 46.4435 | 0 | 0 | 0.79252 | 0 | 0 | 13.121 | 45.14 | 0 | 46.4435 | 0 | 0 | 0.34081 | 0.30635
2018-02-11 10:00 | 2 | 9 | 1 | 0 | 0 | 0.51526 | 1.7549 | 3.5099 | 4.1221 | 16.5561 | 6.9461 | 17.0341 | 17.0341 | 58.1098 | 3.5099 | 0.61224 | 0 | 58.1098 | 4.2526 | 70.2168 | 0.61224 | 0.61224 | 0 | 0 | 0 | 0 | 58.1098 | 0 | 70.2168 | 0.61224 | 0 | 0.51526 | 0.39412
2018-02-11 11:00 | 2 | 10 | 1 | 0 | 0 | 0.55402 | 1.6439 | 3.2878 | 4.4321 | 16.5561 | 6.9461 | 17.0341 | 17.0341 | 54.4322 | 3.2878 | 1.1444 | 0 | 54.4322 | 7.949 | 75.4978 | 1.1444 | 1.7566 | 0 | 0 | 0 | 0 | 54.4322 | 0 | 75.4978 | 1.1444 | 0 | 0.55402 | 0.33773
2018-02-11 12:00 | 2 | 11 | 1 | 0 | 1 | 0.30658 | 1.5611 | 3.1223 | 2.4527 | 25.1898 | 15.5798 | 17.0341 | 17.0341 | 78.6489 | 2.4527 | 0 | 16.8667 | 61.7822 | 0 | 41.7792 | 0 | 1.7566 | 0.66959 | 0.66959 | 0 | 0 | 78.6489 | 0 | 41.7792 | 0 | 0 | 0.30658 | 0.50595
2018-02-11 13:00 | 2 | 12 | 1 | 0 | 1 | 0.31102 | 1.4596 | 2.9191 | 2.4882 | 25.1898 | 15.5798 | 17.0341 | 17.0341 | 73.5323 | 2.4882 | 0 | 10.8561 | 62.6761 | 0 | 42.3837 | 0 | 1.0288 | 0.43097 | 0.43097 | 0 | 0 | 73.5323 | 0 | 42.3837 | 0 | 0 | 0.31102 | 0.32619
2018-02-11 14:00 | 2 | 13 | 1 | 0 | 1 | 0.26628 | 1.4712 | 2.9424 | 2.1303 | 25.1898 | 15.5798 | 17.0341 | 17.0341 | 74.1173 | 2.1303 | 0 | 20.4561 | 53.6612 | 0 | 36.2875 | 0 | 0.56037 | 0.81208 | 0.51554 | 0 | 7.4698 | 66.6475 | 0 | 36.2875 | 0 | 0 | 0.26628 | 0.42346
2018-02-11 15:00 | 2 | 14 | 1 | 0 | 1 | 0.19506 | 1.4233 | 2.8466 | 1.5605 | 25.1898 | 15.5798 | 17.0341 | 17.0341 | 71.7052 | 1.5605 | 0 | 32.3965 | 39.3087 | 0 | 26.5819 | 0 | 0 | 1.2861 | 0 | 0 | 32.3965 | 39.3087 | 0 | 26.5819 | 0 | 0 | 0.19506 | 0.23438
2018-02-11 16:00 | 2 | 15 | 1 | 0 | 1 | 0.13639 | 1.4628 | 2.9256 | 1.0911 | 25.1898 | 15.5798 | 17.0341 | 17.0341 | 73.6942 | 1.0911 | 0 | 46.2097 | 27.4844 | 0 | 18.5859 | 0 | 0 | 1.8345 | 0 | 0 | 46.2097 | 27.4844 | 0 | 18.5859 | 0 | 0 | 0.13639 | 0.088782
2018-02-11 17:00 | 2 | 16 | 1 | 0 | 1 | 0.02124 | 1.5729 | 3.1457 | 0.16992 | 25.1898 | 15.5798 | 17.0341 | 17.0341 | 79.24 | 0.16992 | 0 | 74.9598 | 4.2802 | 0 | 2.8944 | 0 | 0 | 2.9758 | 0 | 0 | 74.9598 | 4.2802 | 0 | 2.8944 | 0 | 0 | 0.02124 | 0.032923
2018-02-11 18:00 | 2 | 17 | 1 | 0 | 1 | 0 | 1.6149 | 3.2298 | 0 | 25.1898 | 15.5798 | 17.0341 | 17.0341 | 81.3589 | 0 | 0 | 81.3589 | 0 | 0 | 0 | 0 | 0 | 3.2298 | 0 | 0 | 81.3589 | 0 | 0 | 0 | 0 | 0 | 0 | 0
2018-02-11 19:00 | 2 | 18 | 1 | 0 | 1 | 0 | 1.7342 | 3.4683 | 0 | 25.1898 | 15.5798 | 17.0341 | 17.0341 | 87.3666 | 0 | 0 | 87.3666 | 0 | 0 | 0 | 0 | 0 | 3.4683 | 0 | 0 | 87.3666 | 0 | 0 | 0 | 0 | 0 | 0 | 0
2018-02-11 20:00 | 2 | 19 | 1 | 0 | 0 | 0 | 1.7379 | 3.4757 | 0 | 16.5561 | 6.9461 | 17.0341 | 17.0341 | 57.5443 | 0 | 0 | 57.5443 | 0 | 0 | 0 | 0 | 0 | 3.4757 | 0 | 0 | 57.5443 | 0 | 0 | 0 | 0 | 0 | 0 | 0
2018-02-11 21:00 | 2 | 20 | 1 | 0 | 0 | 0 | 1.6467 | 3.2935 | 0 | 16.5561 | 6.9461 | 17.0341 | 17.0341 | 54.5268 | 0 | 0 | 54.5268 | 0 | 0 | 0 | 0 | 0 | 3.2935 | 0 | 0 | 54.5268 | 0 | 0 | 0 | 0 | 0 | 0 | 0
2018-02-11 22:00 | 2 | 21 | 1 | 0 | 0 | 0 | 1.355 | 2.71 | 0 | 16.5561 | 6.9461 | 17.0341 | 17.0341 | 44.8662 | 0 | 0 | 44.8662 | 0 | 0 | 0 | 0 | 0 | 2.71 | 0 | 0 | 44.8662 | 0 | 0 | 0 | 0 | 0 | 0 | 0
2018-02-11 23:00 | 2 | 22 | 1 | 0 | 0 | 0 | 1.1755 | 2.3511 | 0 | 16.5561 | 6.9461 | 17.0341 | 17.0341 | 38.9242 | 0 | 0 | 38.9242 | 0 | 0 | 0 | 0 | 0 | 2.3511 | 0 | 0 | 38.9242 | 0 | 0 | 0 | 0 | 0 | 0 | 0
2018-02-12 | 2 | 23 | 1 | 0 | 0 | 0 | 1.0638 | 2.1275 | 0 | 16.5561 | 6.9461 | 17.0341 | 17.0341 | 35.2237 | 0 | 0 | 35.2237 | 0 | 0 | 0 | 0 | 0 | 2.1275 | 0 | 0 | 35.2237 | 0 | 0 | 0 | 0 | 0 | 0 | 0
2018-02-12 01:00 | 2 | 0 | 2 | 0 | 0 | 0 | 0.98597 | 1.9719 | 0 | 16.5561 | 6.9461 | 17.0341 | 17.0341 | 32.6475 | 0 | 0 | 32.6475 | 0 | 0 | 0 | 0 | 0 | 1.9719 | 0 | 0 | 32.6475 | 0 | 0 | 0 | 0 | 0 | 0 | 0
2018-02-12 02:00 | 2 | 1 | 2 | 0 | 0 | 0 | 1.0019 | 2.0038 | 0 | 16.5561 | 6.9461 | 17.0341 | 17.0341 | 33.1747 | 0 | 0 | 33.1747 | 0 | 0 | 0 | 0 | 0 | 2.0038 | 0 | 0 | 33.1747 | 0 | 0 | 0 | 0 | 0 | 0 | 0
2018-02-12 03:00 | 2 | 2 | 2 | 0 | 0 | 0 | 1.0248 | 2.0497 | 0 | 16.5561 | 6.9461 | 17.0341 | 17.0341 | 33.9345 | 0 | 0 | 33.9345 | 0 | 0 | 0 | 0 | 0 | 2.0497 | 0 | 0 | 33.9345 | 0 | 0 | 0 | 0 | 0 | 0 | 0
2018-02-12 04:00 | 2 | 3 | 2 | 0 | 0 | 0 | 1.0573 | 2.1146 | 0 | 16.5561 | 6.9461 | 17.0341 | 17.0341 | 35.0091 | 0 | 0 | 35.0091 | 0 | 0 | 0 | 0 | 0 | 2.1146 | 0 | 0 | 35.0091 | 0 | 0 | 0 | 0 | 0 | 0 | 0
2018-02-12 05:00 | 2 | 4 | 2 | 0 | 0 | 0 | 1.1827 | 2.3655 | 0 | 16.5561 | 6.9461 | 17.0341 | 17.0341 | 39.1633 | 0 | 0 | 39.1633 | 0 | 0 | 0 | 0 | 0 | 2.3655 | 0 | 0 | 39.1633 | 0 | 0 | 0 | 0 | 0 | 0 | 0
2018-02-12 06:00 | 2 | 5 | 2 | 0 | 0 | 0 | 1.43 | 2.8601 | 0 | 16.5561 | 6.9461 | 17.0341 | 17.0341 | 47.3515 | 0 | 0 | 47.3515 | 0 | 0 | 0 | 0 | 0 | 2.8601 | 0 | 0 | 47.3515 | 0 | 0 | 0 | 0 | 0 | 0 | 0
2018-02-12 07:00 | 2 | 6 | 2 | 0 | 0 | 0 | 1.614 | 3.228 | 0 | 16.5561 | 6.9461 | 17.0341 | 17.0341 | 53.4427 | 0 | 0 | 53.4427 | 0 | 0 | 0 | 0 | 0 | 3.228 | 0 | 0 | 53.4427 | 0 | 0 | 0 | 0 | 0 | 0 | 0
2018-02-12 08:00 | 2 | 7 | 2 | 0 | 0 | 0.089905 | 1.5793 | 3.1586 | 0.71924 | 16.5561 | 6.9461 | 17.0341 | 17.0341 | 52.2939 | 0.71924 | 0 | 40.3861 | 11.9078 | 0 | 12.2516 | 0 | 0 | 2.4394 | 0 | 0 | 40.3861 | 11.9078 | 0 | 12.2516 | 0 | 0 | 0.089905 | 0.12011
2018-02-12 09:00 | 2 | 8 | 2 | 0 | 0 | 0.38965 | 1.5034 | 3.0068 | 3.1172 | 16.5561 | 6.9461 | 17.0341 | 17.0341 | 49.7812 | 3.0068 | 0.11036 | 0 | 49.7812 | 0.76656 | 53.0986 | 0.11036 | 0.11036 | 0 | 0 | 0 | 0 | 49.7812 | 0 | 53.0986 | 0.11036 | 0 | 0.38965 | 0.30628
2018-02-12 10:00 | 2 | 9 | 2 | 0 | 0 | 0.42122 | 1.5557 | 3.1114 | 3.3698 | 16.5561 | 6.9461 | 17.0341 | 17.0341 | 51.512 | 3.1114 | 0.25842 | 0 | 51.512 | 1.795 | 57.4015 | 0.25842 | 0.36878 | 0 | 0 | 0 | 0 | 51.512 | 0 | 57.4015 | 0.25842 | 0 | 0.42122 | 0.34681
2018-02-12 11:00 | 2 | 10 | 2 | 0 | 0 | 0.43287 | 1.5391 | 3.0782 | 3.463 | 16.5561 | 6.9461 | 17.0341 | 17.0341 | 50.9623 | 3.0782 | 0.38482 | 0 | 50.9623 | 2.673 | 58.989 | 0.38482 | 0.7536 | 0 | 0 | 0 | 0 | 50.9623 | 0 | 58.989 | 0.38482 | 0 | 0.43287 | 0.43409
2018-02-12 12:00 | 2 | 11 | 2 | 0 | 1 | 0.34379 | 1.4747 | 2.9494 | 2.7503 | 25.1898 | 15.5798 | 17.0341 | 17.0341 | 74.2935 | 2.7503 | 0 | 5.0146 | 69.2789 | 0 | 46.8487 | 0 | 0.7536 | 0.19907 | 0.19907 | 0 | 0 | 74.2935 | 0 | 46.8487 | 0 | 0 | 0.34379 | 0.41092
2018-02-12 13:00 | 2 | 12 | 2 | 0 | 1 | 0.39459 | 1.3852 | 2.7704 | 3.1567 | 25.1898 | 15.5798 | 17.0341 | 17.0341 | 69.7861 | 2.7704 | 0.38631 | 0 | 69.7861 | 6.0186 | 53.7722 | 0.38631 | 0.92353 | 0 | 0 | 0 | 0 | 69.7861 | 0 | 53.7722 | 0.38631 | 0 | 0.39459 | 0.44762
2018-02-12 14:00 | 2 | 13 | 2 | 0 | 1 | 0.26261 | 1.3178 | 2.6356 | 2.1009 | 25.1898 | 15.5798 | 17.0341 | 17.0341 | 66.391 | 2.1009 | 0 | 13.47 | 52.921 | 0 | 35.787 | 0 | 0.92353 | 0.53474 | 0.53474 | 0 | 0 | 66.391 | 0 | 35.787 | 0 | 0 | 0.26261 | 0.34092
2018-02-12 15:00 | 2 | 14 | 2 | 0 | 1 | 0.22303 | 1.305 | 2.61 | 1.7842 | 25.1898 | 15.5798 | 17.0341 | 17.0341 | 65.7461 | 1.7842 | 0 | 20.8024 | 44.9438 | 0 | 30.3925 | 0 | 0.34229 | 0.82583 | 0.3149 | 0 | 12.87 | 52.8761 | 0 | 30.3925 | 0 | 0 | 0.22303 | 0.25041
2018-02-12 16:00 | 2 | 15 | 2 | 0 | 1 | 0.072414 | 1.4267 | 2.8534 | 0.57931 | 25.1898 | 15.5798 | 17.0341 | 17.0341 | 71.8758 | 0.57931 | 0 | 57.2831 | 14.5927 | 0 | 9.8681 | 0 | 0 | 2.2741 | 0 | 0 | 57.2831 | 14.5927 | 0 | 9.8681 | 0 | 0 | 0.072414 | 0.18188
2018-02-12 17:00 | 2 | 16 | 2 | 0 | 1 | 0.012783 | 1.5508 | 3.1015 | 0.10227 | 25.1898 | 15.5798 | 17.0341 | 17.0341 | 78.1262 | 0.10227 | 0 | 75.5502 | 2.5761 | 0 | 1.742 | 0 | 0 | 2.9992 | 0 | 0 | 75.5502 | 2.5761 | 0 | 1.742 | 0 | 0 | 0.012783 | 0.035169
2018-02-12 18:00 | 2 | 17 | 2 | 0 | 1 | 0 | 1.6747 | 3.3495 | 0 | 25.1898 | 15.5798 | 17.0341 | 17.0341 | 84.3721 | 0 | 0 | 84.3721 | 0 | 0 | 0 | 0 | 0 | 3.3495 | 0 | 0 | 84.3721 | 0 | 0 | 0 | 0 | 0 | 0 | 0
2018-02-12 19:00 | 2 | 18 | 2 | 0 | 1 | 0 | 1.71 | 3.4199 | 0 | 25.1898 | 15.5798 | 17.0341 | 17.0341 | 86.1477 | 0 | 0 | 86.1477 | 0 | 0 | 0 | 0 | 0 | 3.4199 | 0 | 0 | 86.1477 | 0 | 0 | 0 | 0 | 0 | 0 | 0
2018-02-12 20:00 | 2 | 19 | 2 | 0 | 0 | 0 | 1.7122 | 3.4245 | 0 | 16.5561 | 6.9461 | 17.0341 | 17.0341 | 56.6958 | 0 | 0 | 56.6958 | 0 | 0 | 0 | 0 | 0 | 3.4245 | 0 | 0 | 56.6958 | 0 | 0 | 0 | 0 | 0 | 0 | 0
2018-02-12 21:00 | 2 | 20 | 2 | 0 | 0 | 0 | 1.6182 | 3.2363 | 0 | 16.5561 | 6.9461 | 17.0341 | 17.0341 | 53.5809 | 0 | 0 | 53.5809 | 0 | 0 | 0 | 0 | 0 | 3.2363 | 0 | 0 | 53.5809 | 0 | 0 | 0 | 0 | 0 | 0 | 0
2018-02-12 22:00 | 2 | 21 | 2 | 0 | 0 | 0 | 1.3403 | 2.6807 | 0 | 16.5561 | 6.9461 | 17.0341 | 17.0341 | 44.3816 | 0 | 0 | 44.3816 | 0 | 0 | 0 | 0 | 0 | 2.6807 | 0 | 0 | 44.3816 | 0 | 0 | 0 | 0 | 0 | 0 | 0
2018-02-12 23:00 | 2 | 22 | 2 | 0 | 0 | 0 | 1.1152 | 2.2305 | 0 | 16.5561 | 6.9461 | 17.0341 | 17.0341 | 36.9281 | 0 | 0 | 36.9281 | 0 | 0 | 0 | 0 | 0 | 2.2305 | 0 | 0 | 36.9281 | 0 | 0 | 0 | 0 | 0 | 0 | 0
2018-02-13 | 2 | 23 | 2 | 0 | 0 | 0 | 1.0458 | 2.0915 | 0 | 16.5561 | 6.9461 | 17.0341 | 17.0341 | 34.6274 | 0 | 0 | 34.6274 | 0 | 0 | 0 | 0 | 0 | 2.0915 | 0 | 0 | 34.6274 | 0 | 0 | 0 | 0 | 0 | 0 | 0
2018-02-13 01:00 | 2 | 0 | 3 | 0 | 0 | 0 | 1.0061 | 2.0122 | 0 | 16.5561 | 6.9461 | 17.0341 | 17.0341 | 33.3136 | 0 | 0 | 33.3136 | 0 | 0 | 0 | 0 | 0 | 2.0122 | 0 | 0 | 33.3136 | 0 | 0 | 0 | 0 | 0 | 0 | 0
2018-02-13 02:00 | 2 | 1 | 3 | 0 | 0 | 0 | 0.99391 | 1.9878 | 0 | 16.5561 | 6.9461 | 17.0341 | 17.0341 | 32.9104 | 0 | 0 | 32.9104 | 0 | 0 | 0 | 0 | 0 | 1.9878 | 0 | 0 | 32.9104 | 0 | 0 | 0 | 0 | 0 | 0 | 0
2018-02-13 03:00 | 2 | 2 | 3 | 0 | 0 | 0 | 0.99235 | 1.9847 | 0 | 16.5561 | 6.9461 | 17.0341 | 17.0341 | 32.8588 | 0 | 0 | 32.8588 | 0 | 0 | 0 | 0 | 0 | 1.9847 | 0 | 0 | 32.8588 | 0 | 0 | 0 | 0 | 0 | 0 | 0
2018-02-13 04:00 | 2 | 3 | 3 | 0 | 0 | 0 | 1.0566 | 2.1131 | 0 | 16.5561 | 6.9461 | 17.0341 | 17.0341 | 34.985 | 0 | 0 | 34.985 | 0 | 0 | 0 | 0 | 0 | 2.1131 | 0 | 0 | 34.985 | 0 | 0 | 0 | 0 | 0 | 0 | 0
2018-02-13 05:00 | 2 | 4 | 3 | 0 | 0 | 0 | 1.141 | 2.2821 | 0 | 16.5561 | 6.9461 | 17.0341 | 17.0341 | 37.7825 | 0 | 0 | 37.7825 | 0 | 0 | 0 | 0 | 0 | 2.2821 | 0 | 0 | 37.7825 | 0 | 0 | 0 | 0 | 0 | 0 | 0
2018-02-13 06:00 | 2 | 5 | 3 | 0 | 0 | 0 | 1.2935 | 2.5871 | 0 | 16.5561 | 6.9461 | 17.0341 | 17.0341 | 42.8321 | 0 | 0 | 42.8321 | 0 | 0 | 0 | 0 | 0 | 2.5871 | 0 | 0 | 42.8321 | 0 | 0 | 0 | 0 | 0 | 0 | 0
2018-02-13 07:00 | 2 | 6 | 3 | 0 | 0 | 0 | 1.4186 | 2.8372 | 0 | 16.5561 | 6.9461 | 17.0341 | 17.0341 | 46.9727 | 0 | 0 | 46.9727 | 0 | 0 | 0 | 0 | 0 | 2.8372 | 0 | 0 | 46.9727 | 0 | 0 | 0 | 0 | 0 | 0 | 0
2018-02-13 08:00 | 2 | 7 | 3 | 0 | 0 | 0.043584 | 1.4831 | 2.9662 | 0.34868 | 16.5561 | 6.9461 | 17.0341 | 17.0341 | 49.1094 | 0.34868 | 0 | 43.3367 | 5.7727 | 0 | 5.9394 | 0 | 0 | 2.6176 | 0 | 0 | 43.3367 | 5.7727 | 0 | 5.9394 | 0 | 0 | 0.043584 | 0.075555
2018-02-13 09:00 | 2 | 8 | 3 | 0 | 0 | 0.078151 | 1.5496 | 3.0991 | 0.62521 | 16.5561 | 6.9461 | 17.0341 | 17.0341 | 51.3091 | 0.62521 | 0 | 40.958 | 10.351 | 0 | 10.65 | 0 | 0 | 2.4739 | 0 | 0 | 40.958 | 10.351 | 0 | 10.65 | 0 | 0 | 0.078151 | 0.16671
2018-02-13 10:00 | 2 | 9 | 3 | 0 | 0 | 0.12099 | 1.5071 | 3.0142 | 0.9679 | 16.5561 | 6.9461 | 17.0341 | 17.0341 | 49.9038 | 0.9679 | 0 | 33.8793 | 16.0245 | 0 | 16.4873 | 0 | 0 | 2.0463 | 0 | 0 | 33.8793 | 16.0245 | 0 | 16.4873 | 0 | 0 | 0.12099 | 0.43916
2018-02-13 11:00 | 2 | 10 | 3 | 0 | 0 | 0.12702 | 1.4662 | 2.9325 | 1.0162 | 16.5561 | 6.9461 | 17.0341 | 17.0341 | 48.5501 | 1.0162 | 0 | 31.7259 | 16.8241 | 0 | 17.31 | 0 | 0 | 1.9163 | 0 | 0 | 31.7259 | 16.8241 | 0 | 17.31 | 0 | 0 | 0.12702 | 0.48784
2018-02-13 12:00 | 2 | 11 | 3 | 0 | 1 | 0.12511 | 1.4377 | 2.8755 | 1.0009 | 25.1898 | 15.5798 | 17.0341 | 17.0341 | 72.4323 | 1.0009 | 0 | 47.2208 | 25.2115 | 0 | 17.0489 | 0 | 0 | 1.8746 | 0 | 0 | 47.2208 | 25.2115 | 0 | 17.0489 | 0 | 0 | 0.12511 | 0.54399
2018-02-13 13:00 | 2 | 12 | 3 | 0 | 1 | 0.11806 | 1.3925 | 2.7849 | 0.9445 | 25.1898 | 15.5798 | 17.0341 | 17.0341 | 70.152 | 0.9445 | 0 | 46.3604 | 23.7916 | 0 | 16.0887 | 0 | 0 | 1.8404 | 0 | 0 | 46.3604 | 23.7916 | 0 | 16.0887 | 0 | 0 | 0.11806 | 0.48877
2018-02-13 14:00 | 2 | 13 | 3 | 0 | 1 | 0.10846 | 1.4153 | 2.8306 | 0.86769 | 25.1898 | 15.5798 | 17.0341 | 17.0341 | 71.3014 | 0.86769 | 0 | 49.4446 | 21.8568 | 0 | 14.7803 | 0 | 0 | 1.9629 | 0 | 0 | 49.4446 | 21.8568 | 0 | 14.7803 | 0 | 0 | 0.10846 | 0.48845
2018-02-13 15:00 | 2 | 14 | 3 | 0 | 1 | 0.092857 | 1.3895 | 2.7791 | 0.74286 | 25.1898 | 15.5798 | 17.0341 | 17.0341 | 70.0041 | 0.74286 | 0 | 51.2918 | 18.7123 | 0 | 12.6539 | 0 | 0 | 2.0362 | 0 | 0 | 51.2918 | 18.7123 | 0 | 12.6539 | 0 | 0 | 0.092857 | 0.29037
2018-02-13 16:00 | 2 | 15 | 3 | 0 | 1 | 0.07262 | 1.4626 | 2.9251 | 0.58096 | 25.1898 | 15.5798 | 17.0341 | 17.0341 | 73.6832 | 0.58096 | 0 | 59.0489 | 14.6343 | 0 | 9.8962 | 0 | 0 | 2.3442 | 0 | 0 | 59.0489 | 14.6343 | 0 | 9.8962 | 0 | 0 | 0.07262 | 0.22635
2018-02-13 17:00 | 2 | 16 | 3 | 0 | 1 | 0.020495 | 1.6494 | 3.2989 | 0.16396 | 25.1898 | 15.5798 | 17.0341 | 17.0341 | 83.0976 | 0.16396 | 0 | 78.9674 | 4.1302 | 0 | 2.793 | 0 | 0 | 3.1349 | 0 | 0 | 78.9674 | 4.1302 | 0 | 2.793 | 0 | 0 | 0.020495 | 0.050692
2018-02-13 18:00 | 2 | 17 | 3 | 0 | 1 | 0 | 1.7604 | 3.5207 | 0 | 25.1898 | 15.5798 | 17.0341 | 17.0341 | 88.6857 | 0 | 0 | 88.6857 | 0 | 0 | 0 | 0 | 0 | 3.5207 | 0 | 0 | 88.6857 | 0 | 0 | 0 | 0 | 0 | 0 | 0
2018-02-13 19:00 | 2 | 18 | 3 | 0 | 1 | 0 | 1.8628 | 3.7256 | 0 | 25.1898 | 15.5798 | 17.0341 | 17.0341 | 93.8461 | 0 | 0 | 93.8461 | 0 | 0 | 0 | 0 | 0 | 3.7256 | 0 | 0 | 93.8461 | 0 | 0 | 0 | 0 | 0 | 0 | 0
2018-02-13 20:00 | 2 | 19 | 3 | 0 | 0 | 0 | 1.8714 | 3.7428 | 0 | 16.5561 | 6.9461 | 17.0341 | 17.0341 | 61.9656 | 0 | 0 | 61.9656 | 0 | 0 | 0 | 0 | 0 | 3.7428 | 0 | 0 | 61.9656 | 0 | 0 | 0 | 0 | 0 | 0 | 0
2018-02-13 21:00 | 2 | 20 | 3 | 0 | 0 | 0 | 1.7266 | 3.4532 | 0 | 16.5561 | 6.9461 | 17.0341 | 17.0341 | 57.1712 | 0 | 0 | 57.1712 | 0 | 0 | 0 | 0 | 0 | 3.4532 | 0 | 0 | 57.1712 | 0 | 0 | 0 | 0 | 0 | 0 | 0
2018-02-13 22:00 | 2 | 21 | 3 | 0 | 0 | 0 | 1.4393 | 2.8786 | 0 | 16.5561 | 6.9461 | 17.0341 | 17.0341 | 47.6584 | 0 | 0 | 47.6584 | 0 | 0 | 0 | 0 | 0 | 2.8786 | 0 | 0 | 47.6584 | 0 | 0 | 0 | 0 | 0 | 0 | 0
2018-02-13 23:00 | 2 | 22 | 3 | 0 | 0 | 0 | 1.2589 | 2.5178 | 0 | 16.5561 | 6.9461 | 17.0341 | 17.0341 | 41.6848 | 0 | 0 | 41.6848 | 0 | 0 | 0 | 0 | 0 | 2.5178 | 0 | 0 | 41.6848 | 0 | 0 | 0 | 0 | 0 | 0 | 0
2018-02-14 | 2 | 23 | 3 | 0 | 0 | 0 | 1.119 | 2.2379 | 0 | 16.5561 | 6.9461 | 17.0341 | 17.0341 | 37.0515 | 0 | 0 | 37.0515 | 0 | 0 | 0 | 0 | 0 | 2.2379 | 0 | 0 | 37.0515 | 0 | 0 | 0 | 0 | 0 | 0 | 0
2018-02-14 01:00 | 2 | 0 | 4 | 0 | 0 | 0 | 1.0701 | 2.1402 | 0 | 16.5561 | 6.9461 | 17.0341 | 17.0341 | 35.4328 | 0 | 0 | 35.4328 | 0 | 0 | 0 | 0 | 0 | 2.1402 | 0 | 0 | 35.4328 | 0 | 0 | 0 | 0 | 0 | 0 | 0
2018-02-14 02:00 | 2 | 1 | 4 | 0 | 0 | 0 | 1.0505 | 2.101 | 0 | 16.5561 | 6.9461 | 17.0341 | 17.0341 | 34.7835 | 0 | 0 | 34.7835 | 0 | 0 | 0 | 0 | 0 | 2.101 | 0 | 0 | 34.7835 | 0 | 0 | 0 | 0 | 0 | 0 | 0
2018-02-14 03:00 | 2 | 2 | 4 | 0 | 0 | 0 | 1.0297 | 2.0594 | 0 | 16.5561 | 6.9461 | 17.0341 | 17.0341 | 34.0948 | 0 | 0 | 34.0948 | 0 | 0 | 0 | 0 | 0 | 2.0594 | 0 | 0 | 34.0948 | 0 | 0 | 0 | 0 | 0 | 0 | 0
2018-02-14 04:00 | 2 | 3 | 4 | 0 | 0 | 0 | 1.0313 | 2.0627 | 0 | 16.5561 | 6.9461 | 17.0341 | 17.0341 | 34.1499 | 0 | 0 | 34.1499 | 0 | 0 | 0 | 0 | 0 | 2.0627 | 0 | 0 | 34.1499 | 0 | 0 | 0 | 0 | 0 | 0 | 0
2018-02-14 05:00 | 2 | 4 | 4 | 0 | 0 | 0 | 1.0727 | 2.1454 | 0 | 16.5561 | 6.9461 | 17.0341 | 17.0341 | 35.5196 | 0 | 0 | 35.5196 | 0 | 0 | 0 | 0 | 0 | 2.1454 | 0 | 0 | 35.5196 | 0 | 0 | 0 | 0 | 0 | 0 | 0
2018-02-14 06:00 | 2 | 5 | 4 | 0 | 0 | 0 | 1.2698 | 2.5396 | 0 | 16.5561 | 6.9461 | 17.0341 | 17.0341 | 42.0462 | 0 | 0 | 42.0462 | 0 | 0 | 0 | 0 | 0 | 2.5396 | 0 | 0 | 42.0462 | 0 | 0 | 0 | 0 | 0 | 0 | 0
2018-02-14 07:00 | 2 | 6 | 4 | 0 | 0 | 0 | 1.3987 | 2.7974 | 0 | 16.5561 | 6.9461 | 17.0341 | 17.0341 | 46.3138 | 0 | 0 | 46.3138 | 0 | 0 | 0 | 0 | 0 | 2.7974 | 0 | 0 | 46.3138 | 0 | 0 | 0 | 0 | 0 | 0 | 0
2018-02-14 08:00 | 2 | 7 | 4 | 0 | 0 | 0.070482 | 1.445 | 2.89 | 0.56386 | 16.5561 | 6.9461 | 17.0341 | 17.0341 | 47.8464 | 0.56386 | 0 | 38.5112 | 9.3352 | 0 | 9.6048 | 0 | 0 | 2.3261 | 0 | 0 | 38.5112 | 9.3352 | 0 | 9.6048 | 0 | 0 | 0.070482 | 0.04821
2018-02-14 09:00 | 2 | 8 | 4 | 0 | 0 | 0.10568 | 1.4537 | 2.9074 | 0.8454 | 16.5561 | 6.9461 | 17.0341 | 17.0341 | 48.1355 | 0.8454 | 0 | 34.139 | 13.9965 | 0 | 14.4007 | 0 | 0 | 2.062 | 0 | 0 | 34.139 | 13.9965 | 0 | 14.4007 | 0 | 0 | 0.10568 | 0.18148
2018-02-14 10:00 | 2 | 9 | 4 | 0 | 0 | 0.095032 | 1.469 | 2.9381 | 0.76026 | 16.5561 | 6.9461 | 17.0341 | 17.0341 | 48.6426 | 0.76026 | 0 | 36.0558 | 12.5868 | 0 | 12.9503 | 0 | 0 | 2.1778 | 0 | 0 | 36.0558 | 12.5868 | 0 | 12.9503 | 0 | 0 | 0.095032 | 0.29934
2018-02-14 11:00 | 2 | 10 | 4 | 0 | 0 | 0.097705 | 1.3855 | 2.771 | 0.78164 | 16.5561 | 6.9461 | 17.0341 | 17.0341 | 45.8772 | 0.78164 | 0 | 32.9363 | 12.9408 | 0 | 13.3145 | 0 | 0 | 1.9894 | 0 | 0 | 32.9363 | 12.9408 | 0 | 13.3145 | 0 | 0 | 0.097705 | 0.61102
2018-02-14 12:00 | 2 | 11 | 4 | 0 | 1 | 0.12102 | 1.2811 | 2.5622 | 0.96813 | 25.1898 | 15.5798 | 17.0341 | 17.0341 | 64.5406 | 0.96813 | 0 | 40.1537 | 24.3869 | 0 | 16.4912 | 0 | 0 | 1.594 | 0 | 0 | 40.1537 | 24.3869 | 0 | 16.4912 | 0 | 0 | 0.12102 | 0.56248
2018-02-14 13:00 | 2 | 12 | 4 | 0 | 1 | 0.11616 | 1.1703 | 2.3406 | 0.92926 | 25.1898 | 15.5798 | 17.0341 | 17.0341 | 58.9591 | 0.92926 | 0 | 35.5511 | 23.4079 | 0 | 15.8292 | 0 | 0 | 1.4113 | 0 | 0 | 35.5511 | 23.4079 | 0 | 15.8292 | 0 | 0 | 0.11616 | 0.53277
2018-02-14 14:00 | 2 | 13 | 4 | 0 | 1 | 0.090118 | 1.1532 | 2.3065 | 0.72094 | 25.1898 | 15.5798 | 17.0341 | 17.0341 | 58.0991 | 0.72094 | 0 | 39.9387 | 18.1604 | 0 | 12.2807 | 0 | 0 | 1.5855 | 0 | 0 | 39.9387 | 18.1604 | 0 | 12.2807 | 0 | 0 | 0.090118 | 0.5266
2018-02-14 15:00 | 2 | 14 | 4 | 0 | 1 | 0.097775 | 1.1799 | 2.3598 | 0.7822 | 25.1898 | 15.5798 | 17.0341 | 17.0341 | 59.443 | 0.7822 | 0 | 39.7395 | 19.7035 | 0 | 13.3241 | 0 | 0 | 1.5776 | 0 | 0 | 39.7395 | 19.7035 | 0 | 13.3241 | 0 | 0 | 0.097775 | 0.3855
2018-02-14 16:00 | 2 | 15 | 4 | 0 | 1 | 0.077381 | 1.2616 | 2.5232 | 0.61905 | 25.1898 | 15.5798 | 17.0341 | 17.0341 | 63.559 | 0.61905 | 0 | 47.9652 | 15.5937 | 0 | 10.545 | 0 | 0 | 1.9042 | 0 | 0 | 47.9652 | 15.5937 | 0 | 10.545 | 0 | 0 | 0.077381 | 0.21398
2018-02-14 17:00 | 2 | 16 | 4 | 0 | 1 | 0.025605 | 1.3437 | 2.6875 | 0.20484 | 25.1898 | 15.5798 | 17.0341 | 17.0341 | 67.6967 | 0.20484 | 0 | 62.5369 | 5.1598 | 0 | 3.4892 | 0 | 0 | 2.4826 | 0 | 0 | 62.5369 | 5.1598 | 0 | 3.4892 | 0 | 0 | 0.025605 | 0.072573
2018-02-14 18:00 | 2 | 17 | 4 | 0 | 1 | 0 | 1.4683 | 2.9367 | 0 | 25.1898 | 15.5798 | 17.0341 | 17.0341 | 73.9745 | 0 | 0 | 73.9745 | 0 | 0 | 0 | 0 | 0 | 2.9367 | 0 | 0 | 73.9745 | 0 | 0 | 0 | 0 | 0 | 0 | 0
2018-02-14 19:00 | 2 | 18 | 4 | 0 | 1 | 0 | 1.5703 | 3.1407 | 0 | 25.1898 | 15.5798 | 17.0341 | 17.0341 | 79.1124 | 0 | 0 | 79.1124 | 0 | 0 | 0 | 0 | 0 | 3.1407 | 0 | 0 | 79.1124 | 0 | 0 | 0 | 0 | 0 | 0 | 0
2018-02-14 20:00 | 2 | 19 | 4 | 0 | 0 | 0 | 1.7381 | 3.4763 | 0 | 16.5561 | 6.9461 | 17.0341 | 17.0341 | 57.553 | 0 | 0 | 57.553 | 0 | 0 | 0 | 0 | 0 | 3.4763 | 0 | 0 | 57.553 | 0 | 0 | 0 | 0 | 0 | 0 | 0
2018-02-14 21:00 | 2 | 20 | 4 | 0 | 0 | 0 | 1.5907 | 3.1813 | 0 | 16.5561 | 6.9461 | 17.0341 | 17.0341 | 52.67 | 0 | 0 | 52.67 | 0 | 0 | 0 | 0 | 0 | 3.1813 | 0 | 0 | 52.67 | 0 | 0 | 0 | 0 | 0 | 0 | 0
2018-02-14 22:00 | 2 | 21 | 4 | 0 | 0 | 0 | 1.3637 | 2.7274 | 0 | 16.5561 | 6.9461 | 17.0341 | 17.0341 | 45.1556 | 0 | 0 | 45.1556 | 0 | 0 | 0 | 0 | 0 | 2.7274 | 0 | 0 | 45.1556 | 0 | 0 | 0 | 0 | 0 | 0 | 0
2018-02-14 23:00 | 2 | 22 | 4 | 0 | 0 | 0 | 1.1865 | 2.373 | 0 | 16.5561 | 6.9461 | 17.0341 | 17.0341 | 39.288 | 0 | 0 | 39.288 | 0 | 0 | 0 | 0 | 0 | 2.373 | 0 | 0 | 39.288 | 0 | 0 | 0 | 0 | 0 | 0 | 0
2018-02-15 | 2 | 23 | 4 | 0 | 0 | 0 | 1.1756 | 2.3512 | 0 | 16.5561 | 6.9461 | 17.0341 | 17.0341 | 38.9268 | 0 | 0 | 38.9268 | 0 | 0 | 0 | 0 | 0 | 2.3512 | 0 | 0 | 38.9268 | 0 | 0 | 0 | 0 | 0 | 0 | 0
2018-02-15 01:00 | 2 | 0 | 5 | 0 | 0 | 0 | 1.1599 | 2.3198 | 0 | 16.5561 | 6.9461 | 17.0341 | 17.0341 | 38.407 | 0 | 0 | 38.407 | 0 | 0 | 0 | 0 | 0 | 2.3198 | 0 | 0 | 38.407 | 0 | 0 | 0 | 0 | 0 | 0 | 0
2018-02-15 02:00 | 2 | 1 | 5 | 0 | 0 | 0 | 1.2271 | 2.4543 | 0 | 16.5561 | 6.9461 | 17.0341 | 17.0341 | 40.6333 | 0 | 0 | 40.6333 | 0 | 0 | 0 | 0 | 0 | 2.4543 | 0 | 0 | 40.6333 | 0 | 0 | 0 | 0 | 0 | 0 | 0
2018-02-15 03:00 | 2 | 2 | 5 | 0 | 0 | 0 | 1.254 | 2.5079 | 0 | 16.5561 | 6.9461 | 17.0341 | 17.0341 | 41.5211 | 0 | 0 | 41.5211 | 0 | 0 | 0 | 0 | 0 | 2.5079 | 0 | 0 | 41.5211 | 0 | 0 | 0 | 0 | 0 | 0 | 0
2018-02-15 04:00 | 2 | 3 | 5 | 0 | 0 | 0 | 1.3089 | 2.6178 | 0 | 16.5561 | 6.9461 | 17.0341 | 17.0341 | 43.3405 | 0 | 0 | 43.3405 | 0 | 0 | 0 | 0 | 0 | 2.6178 | 0 | 0 | 43.3405 | 0 | 0 | 0 | 0 | 0 | 0 | 0
2018-02-15 05:00 | 2 | 4 | 5 | 0 | 0 | 0 | 1.4162 | 2.8324 | 0 | 16.5561 | 6.9461 | 17.0341 | 17.0341 | 46.893 | 0 | 0 | 46.893 | 0 | 0 | 0 | 0 | 0 | 2.8324 | 0 | 0 | 46.893 | 0 | 0 | 0 | 0 | 0 | 0 | 0
2018-02-15 06:00 | 2 | 5 | 5 | 0 | 0 | 0 | 1.5961 | 3.1923 | 0 | 16.5561 | 6.9461 | 17.0341 | 17.0341 | 52.8517 | 0 | 0 | 52.8517 | 0 | 0 | 0 | 0 | 0 | 3.1923 | 0 | 0 | 52.8517 | 0 | 0 | 0 | 0 | 0 | 0 | 0
2018-02-15 07:00 | 2 | 6 | 5 | 0 | 0 | 0 | 1.6965 | 3.393 | 0 | 16.5561 | 6.9461 | 17.0341 | 17.0341 | 56.174 | 0 | 0 | 56.174 | 0 | 0 | 0 | 0 | 0 | 3.393 | 0 | 0 | 56.174 | 0 | 0 | 0 | 0 | 0 | 0 | 0
2018-02-15 08:00 | 2 | 7 | 5 | 0 | 0 | 0.095457 | 1.6879 | 3.3759 | 0.76365 | 16.5561 | 6.9461 | 17.0341 | 17.0341 | 55.8915 | 0.76365 | 0 | 43.2484 | 12.6431 | 0 | 13.0082 | 0 | 0 | 2.6122 | 0 | 0 | 43.2484 | 12.6431 | 0 | 13.0082 | 0 | 0 | 0.095457 | 0.14718
2018-02-15 09:00 | 2 | 8 | 5 | 0 | 0 | 0.32529 | 1.6788 | 3.3576 | 2.6023 | 16.5561 | 6.9461 | 17.0341 | 17.0341 | 55.5889 | 2.6023 | 0 | 12.5047 | 43.0841 | 0 | 44.3283 | 0 | 0 | 0.7553 | 0 | 0 | 12.5047 | 43.0841 | 0 | 44.3283 | 0 | 0 | 0.32529 | 0.35622
2018-02-15 10:00 | 2 | 9 | 5 | 0 | 0 | 0.2311 | 1.7232 | 3.4464 | 1.8488 | 16.5561 | 6.9461 | 17.0341 | 17.0341 | 57.0594 | 1.8488 | 0 | 26.4503 | 30.6091 | 0 | 31.493 | 0 | 0 | 1.5976 | 0 | 0 | 26.4503 | 30.6091 | 0 | 31.493 | 0 | 0 | 0.2311 | 0.48272
2018-02-15 11:00 | 2 | 10 | 5 | 0 | 0 | 0.19165 | 1.6897 | 3.3793 | 1.5332 | 16.5561 | 6.9461 | 17.0341 | 17.0341 | 55.9483 | 1.5332 | 0 | 30.5643 | 25.384 | 0 | 26.117 | 0 | 0 | 1.8461 | 0 | 0 | 30.5643 | 25.384 | 0 | 26.117 | 0 | 0 | 0.19165 | 0.54079
2018-02-15 12:00 | 2 | 11 | 5 | 0 | 1 | 0.2337 | 1.4231 | 2.8462 | 1.8696 | 25.1898 | 15.5798 | 17.0341 | 17.0341 | 71.6962 | 1.8696 | 0 | 24.6017 | 47.0946 | 0 | 31.8469 | 0 | 0 | 0.97665 | 0 | 0 | 24.6017 | 47.0946 | 0 | 31.8469 | 0 | 0 | 0.2337 | 0.61117
2018-02-15 13:00 | 2 | 12 | 5 | 0 | 1 | 0.37212 | 1.2846 | 2.5691 | 2.9769 | 25.1898 | 15.5798 | 17.0341 | 17.0341 | 64.7154 | 2.5691 | 0.40781 | 0 | 64.7154 | 6.3536 | 50.7094 | 0.40781 | 0.40781 | 0 | 0 | 0 | 0 | 64.7154 | 0 | 50.7094 | 0.40781 | 0 | 0.37212 | 0.71959
2018-02-15 14:00 | 2 | 13 | 5 | 0 | 1 | 0.36411 | 1.2357 | 2.4713 | 2.9129 | 25.1898 | 15.5798 | 17.0341 | 17.0341 | 62.2526 | 2.4713 | 0.44153 | 0 | 62.2526 | 6.8789 | 49.6183 | 0.44153 | 0.84934 | 0 | 0 | 0 | 0 | 62.2526 | 0 | 49.6183 | 0.44153 | 0 | 0.36411 | 0.67511
2018-02-15 15:00 | 2 | 14 | 5 | 0 | 1 | 0.22288 | 1.1909 | 2.3817 | 1.783 | 25.1898 | 15.5798 | 17.0341 | 17.0341 | 59.9953 | 1.783 | 0 | 15.0813 | 44.9139 | 0 | 30.3723 | 0 | 0.84934 | 0.59871 | 0.59871 | 0 | 0 | 59.9953 | 0 | 30.3723 | 0 | 0 | 0.22288 | 0.52548
2018-02-15 16:00 | 2 | 15 | 5 | 0 | 1 | 0.06321 | 1.2548 | 2.5097 | 0.50568 | 25.1898 | 15.5798 | 17.0341 | 17.0341 | 63.2182 | 0.50568 | 0 | 50.4803 | 12.7379 | 0 | 8.6138 | 0 | 0.19857 | 2.004 | 0.18268 | 0 | 45.8786 | 17.3396 | 0 | 8.6138 | 0 | 0 | 0.06321 | 0.24122
2018-02-15 17:00 | 2 | 16 | 5 | 0 | 1 | 0.014951 | 1.424 | 2.848 | 0.11961 | 25.1898 | 15.5798 | 17.0341 | 17.0341 | 71.7413 | 0.11961 | 0 | 68.7284 | 3.0129 | 0 | 2.0374 | 0 | 0 | 2.7284 | 0 | 0 | 68.7284 | 3.0129 | 0 | 2.0374 | 0 | 0 | 0.014951 | 0.074614
2018-02-15 18:00 | 2 | 17 | 5 | 0 | 1 | 0 | 1.5484 | 3.0968 | 0 | 25.1898 | 15.5798 | 17.0341 | 17.0341 | 78.0083 | 0 | 0 | 78.0083 | 0 | 0 | 0 | 0 | 0 | 3.0968 | 0 | 0 | 78.0083 | 0 | 0 | 0 | 0 | 0 | 0 | 0
2018-02-15 19:00 | 2 | 18 | 5 | 0 | 1 | 0 | 1.6647 | 3.3294 | 0 | 25.1898 | 15.5798 | 17.0341 | 17.0341 | 83.8663 | 0 | 0 | 83.8663 | 0 | 0 | 0 | 0 | 0 | 3.3294 | 0 | 0 | 83.8663 | 0 | 0 | 0 | 0 | 0 | 0 | 0
2018-02-15 20:00 | 2 | 19 | 5 | 0 | 0 | 0 | 1.8022 | 3.6044 | 0 | 16.5561 | 6.9461 | 17.0341 | 17.0341 | 59.6738 | 0 | 0 | 59.6738 | 0 | 0 | 0 | 0 | 0 | 3.6044 | 0 | 0 | 59.6738 | 0 | 0 | 0 | 0 | 0 | 0 | 0
2018-02-15 21:00 | 2 | 20 | 5 | 0 | 0 | 0 | 1.7241 | 3.4481 | 0 | 16.5561 | 6.9461 | 17.0341 | 17.0341 | 57.0871 | 0 | 0 | 57.0871 | 0 | 0 | 0 | 0 | 0 | 3.4481 | 0 | 0 | 57.0871 | 0 | 0 | 0 | 0 | 0 | 0 | 0
2018-02-15 22:00 | 2 | 21 | 5 | 0 | 0 | 0 | 1.6043 | 3.2086 | 0 | 16.5561 | 6.9461 | 17.0341 | 17.0341 | 53.1216 | 0 | 0 | 53.1216 | 0 | 0 | 0 | 0 | 0 | 3.2086 | 0 | 0 | 53.1216 | 0 | 0 | 0 | 0 | 0 | 0 | 0
2018-02-15 23:00 | 2 | 22 | 5 | 0 | 0 | 0 | 1.4554 | 2.9108 | 0 | 16.5561 | 6.9461 | 17.0341 | 17.0341 | 48.1915 | 0 | 0 | 48.1915 | 0 | 0 | 0 | 0 | 0 | 2.9108 | 0 | 0 | 48.1915 | 0 | 0 | 0 | 0 | 0 | 0 | 0
2018-02-16 | 2 | 23 | 5 | 0 | 0 | 0 | 1.3995 | 2.799 | 0 | 16.5561 | 6.9461 | 17.0341 | 17.0341 | 46.3408 | 0 | 0 | 46.3408 | 0 | 0 | 0 | 0 | 0 | 2.799 | 0 | 0 | 46.3408 | 0 | 0 | 0 | 0 | 0 | 0 | 0
2018-02-16 01:00 | 2 | 0 | 6 | 0 | 0 | 0 | 1.3723 | 2.7445 | 0 | 16.5561 | 6.9461 | 17.0341 | 17.0341 | 45.4389 | 0 | 0 | 45.4389 | 0 | 0 | 0 | 0 | 0 | 2.7445 | 0 | 0 | 45.4389 | 0 | 0 | 0 | 0 | 0 | 0 | 0
2018-02-16 02:00 | 2 | 1 | 6 | 0 | 0 | 0 | 1.4501 | 2.9002 | 0 | 16.5561 | 6.9461 | 17.0341 | 17.0341 | 48.0152 | 0 | 0 | 48.0152 | 0 | 0 | 0 | 0 | 0 | 2.9002 | 0 | 0 | 48.0152 | 0 | 0 | 0 | 0 | 0 | 0 | 0
2018-02-16 03:00 | 2 | 2 | 6 | 0 | 0 | 0 | 1.4901 | 2.9801 | 0 | 16.5561 | 6.9461 | 17.0341 | 17.0341 | 49.339 | 0 | 0 | 49.339 | 0 | 0 | 0 | 0 | 0 | 2.9801 | 0 | 0 | 49.339 | 0 | 0 | 0 | 0 | 0 | 0 | 0
2018-02-16 04:00 | 2 | 3 | 6 | 0 | 0 | 0 | 1.582 | 3.164 | 0 | 16.5561 | 6.9461 | 17.0341 | 17.0341 | 52.3831 | 0 | 0 | 52.3831 | 0 | 0 | 0 | 0 | 0 | 3.164 | 0 | 0 | 52.3831 | 0 | 0 | 0 | 0 | 0 | 0 | 0
2018-02-16 05:00 | 2 | 4 | 6 | 0 | 0 | 0 | 1.7148 | 3.4295 | 0 | 16.5561 | 6.9461 | 17.0341 | 17.0341 | 56.7793 | 0 | 0 | 56.7793 | 0 | 0 | 0 | 0 | 0 | 3.4295 | 0 | 0 | 56.7793 | 0 | 0 | 0 | 0 | 0 | 0 | 0
2018-02-16 06:00 | 2 | 5 | 6 | 0 | 0 | 0 | 1.8897 | 3.7794 | 0 | 16.5561 | 6.9461 | 17.0341 | 17.0341 | 62.5721 | 0 | 0 | 62.5721 | 0 | 0 | 0 | 0 | 0 | 3.7794 | 0 | 0 | 62.5721 | 0 | 0 | 0 | 0 | 0 | 0 | 0
2018-02-16 07:00 | 2 | 6 | 6 | 0 | 0 | 0 | 2.0266 | 4.0533 | 0 | 16.5561 | 6.9461 | 17.0341 | 17.0341 | 67.1059 | 0 | 0 | 67.1059 | 0 | 0 | 0 | 0 | 0 | 4.0533 | 0 | 0 | 67.1059 | 0 | 0 | 0 | 0 | 0 | 0 | 0
2018-02-16 08:00 | 2 | 7 | 6 | 0 | 0 | 0.050696 | 1.9894 | 3.9787 | 0.40557 | 16.5561 | 6.9461 | 17.0341 | 17.0341 | 65.8722 | 0.40557 | 0 | 59.1575 | 6.7146 | 0 | 6.9085 | 0 | 0 | 3.5732 | 0 | 0 | 59.1575 | 6.7146 | 0 | 6.9085 | 0 | 0 | 0.050696 | 0.12795
2018-02-16 09:00 | 2 | 8 | 6 | 0 | 0 | 0.34367 | 1.8361 | 3.6723 | 2.7493 | 16.5561 | 6.9461 | 17.0341 | 17.0341 | 60.7982 | 2.7493 | 0 | 15.2802 | 45.518 | 0 | 46.8324 | 0 | 0 | 0.92294 | 0 | 0 | 15.2802 | 45.518 | 0 | 46.8324 | 0 | 0 | 0.34367 | 0.31687
2018-02-16 10:00 | 2 | 9 | 6 | 0 | 0 | 0.4495 | 1.7532 | 3.5064 | 3.596 | 16.5561 | 6.9461 | 17.0341 | 17.0341 | 58.0521 | 3.5064 | 0.089584 | 0 | 58.0521 | 0.62226 | 61.2545 | 0.089584 | 0.089584 | 0 | 0 | 0 | 0 | 58.0521 | 0 | 61.2545 | 0.089584 | 0 | 0.4495 | 0.4762
2018-02-16 11:00 | 2 | 10 | 6 | 0 | 0 | 0.51807 | 1.6532 | 3.3064 | 4.1446 | 16.5561 | 6.9461 | 17.0341 | 17.0341 | 54.7414 | 3.3064 | 0.83813 | 0 | 54.7414 | 5.8217 | 70.5989 | 0.83813 | 0.92771 | 0 | 0 | 0 | 0 | 54.7414 | 0 | 70.5989 | 0.83813 | 0 | 0.51807 | 0.60046
2018-02-16 12:00 | 2 | 11 | 6 | 0 | 1 | 0.60027 | 1.5403 | 3.0807 | 4.8022 | 25.1898 | 15.5798 | 17.0341 | 17.0341 | 77.6009 | 3.0807 | 1.7215 | 0 | 77.6009 | 26.8206 | 81.8006 | 1.7215 | 2.6492 | 0 | 0 | 0 | 0 | 77.6009 | 0 | 81.8006 | 1.7215 | 0 | 0.60027 | 0.44739
2018-02-16 13:00 | 2 | 12 | 6 | 0 | 1 | 0.67402 | 1.474 | 2.9481 | 5.3921 | 25.1898 | 15.5798 | 17.0341 | 17.0341 | 74.2615 | 2.9481 | 2.4441 | 0 | 74.2615 | 38.0779 | 91.8506 | 2.4441 | 5.0933 | 0 | 0 | 0 | 0 | 74.2615 | 0 | 91.8506 | 2.4441 | 0 | 0.67402 | 0.48865
2018-02-16 14:00 | 2 | 13 | 6 | 0 | 1 | 0.61028 | 1.4109 | 2.8217 | 4.8822 | 25.1898 | 15.5798 | 17.0341 | 17.0341 | 71.0785 | 2.8217 | 2.0605 | 0 | 71.0785 | 32.1019 | 83.1642 | 2.0605 | 7.1538 | 0 | 0 | 0 | 0 | 71.0785 | 0 | 83.1642 | 2.0605 | 0 | 0.61028 | 0.51328
2018-02-16 15:00 | 2 | 14 | 6 | 0 | 1 | 0.48308 | 1.452 | 2.9041 | 3.8646 | 25.1898 | 15.5798 | 17.0341 | 17.0341 | 73.1529 | 2.9041 | 0.96057 | 0 | 73.1529 | 14.9655 | 65.831 | 0.96057 | 8.1143 | 0 | 0 | 0 | 0 | 73.1529 | 0 | 65.831 | 0.96057 | 0 | 0.48308 | 0.35939
2018-02-16 16:00 | 2 | 15 | 6 | 0 | 1 | 0.30244 | 1.6156 | 3.2313 | 2.4195 | 25.1898 | 15.5798 | 17.0341 | 17.0341 | 81.3952 | 2.4195 | 0 | 20.4477 | 60.9475 | 0 | 41.2147 | 0 | 8.1143 | 0.81175 | 0.81175 | 0 | 0 | 81.3952 | 0 | 41.2147 | 0 | 0 | 0.30244 | 0.16676
2018-02-16 17:00 | 2 | 16 | 6 | 0 | 1 | 0.09376 | 1.7223 | 3.4446 | 0.75008 | 25.1898 | 15.5798 | 17.0341 | 17.0341 | 86.769 | 0.75008 | 0 | 67.8747 | 18.8943 | 0 | 12.7769 | 0 | 7.232 | 2.6945 | 2.6945 | 0 | 0 | 86.769 | 0 | 12.7769 | 0 | 0 | 0.09376 | 0.03771
2018-02-16 18:00 | 2 | 17 | 6 | 0 | 1 | 0 | 1.8792 | 3.7584 | 0 | 25.1898 | 15.5798 | 17.0341 | 17.0341 | 94.6721 | 0 | 0 | 94.6721 | 0 | 0 | 0 | 0 | 4.3032 | 3.7584 | 3.7584 | 0 | 0 | 94.6721 | 0 | 0 | 0 | 0 | 0 | 0
2018-02-16 19:00 | 2 | 18 | 6 | 0 | 1 | 0 | 1.9078 | 3.8155 | 0 | 25.1898 | 15.5798 | 17.0341 | 17.0341 | 96.1126 | 0 | 0 | 96.1126 | 0 | 0 | 0 | 0 | 0.21798 | 3.8155 | 0.20054 | 0 | 91.0609 | 5.0516 | 0 | 0 | 0 | 0 | 0 | 0
2018-02-16 20:00 | 2 | 19 | 6 | 0 | 0 | 0 | 1.8553 | 3.7106 | 0 | 16.5561 | 6.9461 | 17.0341 | 17.0341 | 61.4335 | 0 | 0 | 61.4335 | 0 | 0 | 0 | 0 | 0 | 3.7106 | 0 | 0 | 61.4335 | 0 | 0 | 0 | 0 | 0 | 0 | 0
2018-02-16 21:00 | 2 | 20 | 6 | 0 | 0 | 0 | 1.7637 | 3.5274 | 0 | 16.5561 | 6.9461 | 17.0341 | 17.0341 | 58.3999 | 0 | 0 | 58.3999 | 0 | 0 | 0 | 0 | 0 | 3.5274 | 0 | 0 | 58.3999 | 0 | 0 | 0 | 0 | 0 | 0 | 0
2018-02-16 22:00 | 2 | 21 | 6 | 0 | 0 | 0 | 1.5123 | 3.0246 | 0 | 16.5561 | 6.9461 | 17.0341 | 17.0341 | 50.0753 | 0 | 0 | 50.0753 | 0 | 0 | 0 | 0 | 0 | 3.0246 | 0 | 0 | 50.0753 | 0 | 0 | 0 | 0 | 0 | 0 | 0
2018-02-16 23:00 | 2 | 22 | 6 | 0 | 0 | 0 | 1.3371 | 2.6741 | 0 | 16.5561 | 6.9461 | 17.0341 | 17.0341 | 44.2726 | 0 | 0 | 44.2726 | 0 | 0 | 0 | 0 | 0 | 2.6741 | 0 | 0 | 44.2726 | 0 | 0 | 0 | 0 | 0 | 0 | 0
2018-02-17 | 2 | 23 | 6 | 0 | 0 | 0 | 1.2486 | 2.4972 | 0 | 16.5561 | 6.9461 | 17.0341 | 17.0341 | 41.3441 | 0 | 0 | 41.3441 | 0 | 0 | 0 | 0 | 0 | 2.4972 | 0 | 0 | 41.3441 | 0 | 0 | 0 | 0 | 0 | 0 | 0
2018-02-17 01:00 | 2 | 0 | 7 | 0 | 0 | 0 | 1.2544 | 2.5087 | 0 | 16.5561 | 6.9461 | 17.0341 | 17.0341 | 41.535 | 0 | 0 | 41.535 | 0 | 0 | 0 | 0 | 0 | 2.5087 | 0 | 0 | 41.535 | 0 | 0 | 0 | 0 | 0 | 0 | 0
2018-02-17 02:00 | 2 | 1 | 7 | 0 | 0 | 0 | 1.3163 | 2.6326 | 0 | 16.5561 | 6.9461 | 17.0341 | 17.0341 | 43.5847 | 0 | 0 | 43.5847 | 0 | 0 | 0 | 0 | 0 | 2.6326 | 0 | 0 | 43.5847 | 0 | 0 | 0 | 0 | 0 | 0 | 0
2018-02-17 03:00 | 2 | 2 | 7 | 0 | 0 | 0 | 1.3766 | 2.7531 | 0 | 16.5561 | 6.9461 | 17.0341 | 17.0341 | 45.581 | 0 | 0 | 45.581 | 0 | 0 | 0 | 0 | 0 | 2.7531 | 0 | 0 | 45.581 | 0 | 0 | 0 | 0 | 0 | 0 | 0
2018-02-17 04:00 | 2 | 3 | 7 | 0 | 0 | 0 | 1.3721 | 2.7442 | 0 | 16.5561 | 6.9461 | 17.0341 | 17.0341 | 45.4327 | 0 | 0 | 45.4327 | 0 | 0 | 0 | 0 | 0 | 2.7442 | 0 | 0 | 45.4327 | 0 | 0 | 0 | 0 | 0 | 0 | 0
2018-02-17 05:00 | 2 | 4 | 7 | 0 | 0 | 0 | 1.3401 | 2.6803 | 0 | 16.5561 | 6.9461 | 17.0341 | 17.0341 | 44.3747 | 0 | 0 | 44.3747 | 0 | 0 | 0 | 0 | 0 | 2.6803 | 0 | 0 | 44.3747 | 0 | 0 | 0 | 0 | 0 | 0 | 0
2018-02-17 06:00 | 2 | 5 | 7 | 0 | 0 | 0 | 1.4169 | 2.8337 | 0 | 16.5561 | 6.9461 | 17.0341 | 17.0341 | 46.9155 | 0 | 0 | 46.9155 | 0 | 0 | 0 | 0 | 0 | 2.8337 | 0 | 0 | 46.9155 | 0 | 0 | 0 | 0 | 0 | 0 | 0
2018-02-17 07:00 | 2 | 6 | 7 | 0 | 0 | 0 | 1.5504 | 3.1009 | 0 | 16.5561 | 6.9461 | 17.0341 | 17.0341 | 51.3383 | 0 | 0 | 51.3383 | 0 | 0 | 0 | 0 | 0 | 3.1009 | 0 | 0 | 51.3383 | 0 | 0 | 0 | 0 | 0 | 0 | 0
2018-02-17 08:00 | 2 | 7 | 7 | 0 | 0 | 0.073532 | 1.6838 | 3.3675 | 0.58826 | 16.5561 | 6.9461 | 17.0341 | 17.0341 | 55.753 | 0.58826 | 0 | 46.0138 | 9.7392 | 0 | 10.0204 | 0 | 0 | 2.7793 | 0 | 0 | 46.0138 | 9.7392 | 0 | 10.0204 | 0 | 0 | 0.073532 | 0.044282
2018-02-17 09:00 | 2 | 8 | 7 | 0 | 0 | 0.31888 | 1.7743 | 3.5485 | 2.551 | 16.5561 | 6.9461 | 17.0341 | 17.0341 | 58.7495 | 2.551 | 0 | 16.515 | 42.2345 | 0 | 43.4541 | 0 | 0 | 0.99752 | 0 | 0 | 16.515 | 42.2345 | 0 | 43.4541 | 0 | 0 | 0.31888 | 0.18499
2018-02-17 10:00 | 2 | 9 | 7 | 0 | 0 | 0.47546 | 1.728 | 3.456 | 3.8037 | 16.5561 | 6.9461 | 17.0341 | 17.0341 | 57.2175 | 3.456 | 0.34772 | 0 | 57.2175 | 2.4153 | 64.7928 | 0.34772 | 0.34772 | 0 | 0 | 0 | 0 | 57.2175 | 0 | 64.7928 | 0.34772 | 0 | 0.47546 | 0.29174
2018-02-17 11:00 | 2 | 10 | 7 | 0 | 0 | 0.45415 | 1.6704 | 3.3407 | 3.6332 | 16.5561 | 6.9461 | 17.0341 | 17.0341 | 55.3089 | 3.3407 | 0.29252 | 0 | 55.3089 | 2.0319 | 61.8889 | 0.29252 | 0.64023 | 0 | 0 | 0 | 0 | 55.3089 | 0 | 61.8889 | 0.29252 | 0 | 0.45415 | 0.40924
2018-02-17 12:00 | 2 | 11 | 7 | 0 | 1 | 0.53493 | 1.6108 | 3.2216 | 4.2794 | 25.1898 | 15.5798 | 17.0341 | 17.0341 | 81.1504 | 3.2216 | 1.0578 | 0 | 81.1504 | 16.481 | 72.8961 | 1.0578 | 1.6981 | 0 | 0 | 0 | 0 | 81.1504 | 0 | 72.8961 | 1.0578 | 0 | 0.53493 | 0.44894
2018-02-17 13:00 | 2 | 12 | 7 | 0 | 1 | 0.41853 | 1.4941 | 2.9882 | 3.3482 | 25.1898 | 15.5798 | 17.0341 | 17.0341 | 75.2718 | 2.9882 | 0.36006 | 0 | 75.2718 | 5.6096 | 57.0345 | 0.36006 | 2.0581 | 0 | 0 | 0 | 0 | 75.2718 | 0 | 57.0345 | 0.36006 | 0 | 0.41853 | 0.4804
2018-02-17 14:00 | 2 | 13 | 7 | 0 | 1 | 0.35918 | 1.3701 | 2.7402 | 2.8734 | 25.1898 | 15.5798 | 17.0341 | 17.0341 | 69.0237 | 2.7402 | 0.13329 | 0 | 69.0237 | 2.0766 | 48.9466 | 0.13329 | 2.1914 | 0 | 0 | 0 | 0 | 69.0237 | 0 | 48.9466 | 0.13329 | 0 | 0.35918 | 0.45915
2018-02-17 15:00 | 2 | 14 | 7 | 0 | 1 | 0.16715 | 1.3853 | 2.7705 | 1.3372 | 25.1898 | 15.5798 | 17.0341 | 17.0341 | 69.7892 | 1.3372 | 0 | 36.1054 | 33.6837 | 0 | 22.7781 | 0 | 2.1914 | 1.4333 | 1.4333 | 0 | 0 | 69.7892 | 0 | 22.7781 | 0 | 0 | 0.16715 | 0.32316
2018-02-17 16:00 | 2 | 15 | 7 | 0 | 1 | 0.060913 | 1.4556 | 2.9112 | 0.4873 | 25.1898 | 15.5798 | 17.0341 | 17.0341 | 73.3323 | 0.4873 | 0 | 61.0572 | 12.2751 | 0 | 8.3008 | 0 | 0.63345 | 2.4239 | 0.58277 | 0 | 46.3774 | 26.9549 | 0 | 8.3008 | 0 | 0 | 0.060913 | 0.19329
2018-02-17 17:00 | 2 | 16 | 7 | 0 | 1 | 0.016748 | 1.5447 | 3.0894 | 0.13398 | 25.1898 | 15.5798 | 17.0341 | 17.0341 | 77.8202 | 0.13398 | 0 | 74.4453 | 3.375 | 0 | 2.2823 | 0 | 0 | 2.9554 | 0 | 0 | 74.4453 | 3.375 | 0 | 2.2823 | 0 | 0 | 0.016748 | 0.057573
2018-02-17 18:00 | 2 | 17 | 7 | 0 | 1 | 0 | 1.6529 | 3.3058 | 0 | 25.1898 | 15.5798 | 17.0341 | 17.0341 | 83.2718 | 0 | 0 | 83.2718 | 0 | 0 | 0 | 0 | 0 | 3.3058 | 0 | 0 | 83.2718 | 0 | 0 | 0 | 0 | 0 | 0 | 0
2018-02-17 19:00 | 2 | 18 | 7 | 0 | 1 | 0 | 1.6915 | 3.383 | 0 | 25.1898 | 15.5798 | 17.0341 | 17.0341 | 85.2162 | 0 | 0 | 85.2162 | 0 | 0 | 0 | 0 | 0 | 3.383 | 0 | 0 | 85.2162 | 0 | 0 | 0 | 0 | 0 | 0 | 0
2018-02-17 20:00 | 2 | 19 | 7 | 0 | 0 | 0 | 1.7294 | 3.4587 | 0 | 16.5561 | 6.9461 | 17.0341 | 17.0341 | 57.263 | 0 | 0 | 57.263 | 0 | 0 | 0 | 0 | 0 | 3.4587 | 0 | 0 | 57.263 | 0 | 0 | 0 | 0 | 0 | 0 | 0
2018-02-17 21:00 | 2 | 20 | 7 | 0 | 0 | 0 | 1.624 | 3.2479 | 0 | 16.5561 | 6.9461 | 17.0341 | 17.0341 | 53.7732 | 0 | 0 | 53.7732 | 0 | 0 | 0 | 0 | 0 | 3.2479 | 0 | 0 | 53.7732 | 0 | 0 | 0 | 0 | 0 | 0 | 0
2018-02-17 22:00 | 2 | 21 | 7 | 0 | 0 | 0 | 1.4119 | 2.8238 | 0 | 16.5561 | 6.9461 | 17.0341 | 17.0341 | 46.7513 | 0 | 0 | 46.7513 | 0 | 0 | 0 | 0 | 0 | 2.8238 | 0 | 0 | 46.7513 | 0 | 0 | 0 | 0 | 0 | 0 | 0
2018-02-17 23:00 | 2 | 22 | 7 | 0 | 0 | 0 | 1.3319 | 2.6639 | 0 | 16.5561 | 6.9461 | 17.0341 | 17.0341 | 44.1032 | 0 | 0 | 44.1032 | 0 | 0 | 0 | 0 | 0 | 2.6639 | 0 | 0 | 44.1032 | 0 | 0 | 0 | 0 | 0 | 0 | 0
2018-02-18 | 2 | 23 | 7 | 0 | 0 | 0 | 1.1786 | 2.3572 | 0 | 16.5561 | 6.9461 | 17.0341 | 17.0341 | 39.0257 | 0 | 0 | 39.0257 | 0 | 0 | 0 | 0 | 0 | 2.3572 | 0 | 0 | 39.0257 | 0 | 0 | 0 | 0 | 0 | 0 | 0
2018-02-18 01:00 | 2 | 0 | 1 | 0 | 0 | 0 | 1.1601 | 2.3202 | 0 | 16.5561 | 6.9461 | 17.0341 | 17.0341 | 38.4137 | 0 | 0 | 38.4137 | 0 | 0 | 0 | 0 | 0 | 2.3202 | 0 | 0 | 38.4137 | 0 | 0 | 0 | 0 | 0 | 0 | 0
2018-02-18 02:00 | 2 | 1 | 1 | 0 | 0 | 0 | 1.2217 | 2.4434 | 0 | 16.5561 | 6.9461 | 17.0341 | 17.0341 | 40.4538 | 0 | 0 | 40.4538 | 0 | 0 | 0 | 0 | 0 | 2.4434 | 0 | 0 | 40.4538 | 0 | 0 | 0 | 0 | 0 | 0 | 0
2018-02-18 03:00 | 2 | 2 | 1 | 0 | 0 | 0 | 1.2696 | 2.5392 | 0 | 16.5561 | 6.9461 | 17.0341 | 17.0341 | 42.0383 | 0 | 0 | 42.0383 | 0 | 0 | 0 | 0 | 0 | 2.5392 | 0 | 0 | 42.0383 | 0 | 0 | 0 | 0 | 0 | 0 | 0
2018-02-18 04:00 | 2 | 3 | 1 | 0 | 0 | 0 | 1.3536 | 2.7071 | 0 | 16.5561 | 6.9461 | 17.0341 | 17.0341 | 44.8193 | 0 | 0 | 44.8193 | 0 | 0 | 0 | 0 | 0 | 2.7071 | 0 | 0 | 44.8193 | 0 | 0 | 0 | 0 | 0 | 0 | 0
2018-02-18 05:00 | 2 | 4 | 1 | 0 | 0 | 0 | 1.3863 | 2.7727 | 0 | 16.5561 | 6.9461 | 17.0341 | 17.0341 | 45.9047 | 0 | 0 | 45.9047 | 0 | 0 | 0 | 0 | 0 | 2.7727 | 0 | 0 | 45.9047 | 0 | 0 | 0 | 0 | 0 | 0 | 0
2018-02-18 06:00 | 2 | 5 | 1 | 0 | 0 | 0 | 1.477 | 2.954 | 0 | 16.5561 | 6.9461 | 17.0341 | 17.0341 | 48.9074 | 0 | 0 | 48.9074 | 0 | 0 | 0 | 0 | 0 | 2.954 | 0 | 0 | 48.9074 | 0 | 0 | 0 | 0 | 0 | 0 | 0
2018-02-18 07:00 | 2 | 6 | 1 | 0 | 0 | 0 | 1.5729 | 3.1458 | 0 | 16.5561 | 6.9461 | 17.0341 | 17.0341 | 52.0823 | 0 | 0 | 52.0823 | 0 | 0 | 0 | 0 | 0 | 3.1458 | 0 | 0 | 52.0823 | 0 | 0 | 0 | 0 | 0 | 0 | 0
2018-02-18 08:00 | 2 | 7 | 1 | 0 | 0 | 0.023744 | 1.6668 | 3.3335 | 0.18995 | 16.5561 | 6.9461 | 17.0341 | 17.0341 | 55.1903 | 0.18995 | 0 | 52.0454 | 3.1449 | 0 | 3.2357 | 0 | 0 | 3.1436 | 0 | 0 | 52.0454 | 3.1449 | 0 | 3.2357 | 0 | 0 | 0.023744 | 0.12011
2018-02-18 09:00 | 2 | 8 | 1 | 0 | 0 | 0.10002 | 1.741 | 3.482 | 0.80013 | 16.5561 | 6.9461 | 17.0341 | 17.0341 | 57.6489 | 0.80013 | 0 | 44.4019 | 13.247 | 0 | 13.6295 | 0 | 0 | 2.6819 | 0 | 0 | 44.4019 | 13.247 | 0 | 13.6295 | 0 | 0 | 0.10002 | 0.34435
2018-02-18 10:00 | 2 | 9 | 1 | 0 | 0 | 0.33704 | 1.8159 | 3.6318 | 2.6964 | 16.5561 | 6.9461 | 17.0341 | 17.0341 | 60.1277 | 2.6964 | 0 | 15.4867 | 44.6409 | 0 | 45.93 | 0 | 0 | 0.93541 | 0 | 0 | 15.4867 | 44.6409 | 0 | 45.93 | 0 | 0 | 0.33704 | 0.37723
2018-02-18 11:00 | 2 | 10 | 1 | 0 | 0 | 0.3324 | 1.6561 | 3.3122 | 2.6592 | 16.5561 | 6.9461 | 17.0341 | 17.0341 | 54.8378 | 2.6592 | 0 | 10.8122 | 44.0256 | 0 | 45.2969 | 0 | 0 | 0.65306 | 0 | 0 | 10.8122 | 44.0256 | 0 | 45.2969 | 0 | 0 | 0.3324 | 0.50609
2018-02-18 12:00 | 2 | 11 | 1 | 0 | 1 | 0.32912 | 1.4983 | 2.9966 | 2.633 | 25.1898 | 15.5798 | 17.0341 | 17.0341 | 75.4836 | 2.633 | 0 | 9.1598 | 66.3238 | 0 | 44.8504 | 0 | 0 | 0.36363 | 0 | 0 | 9.1598 | 66.3238 | 0 | 44.8504 | 0 | 0 | 0.32912 | 0.58648
2018-02-18 13:00 | 2 | 12 | 1 | 0 | 1 | 0.29336 | 1.3829 | 2.7658 | 2.3469 | 25.1898 | 15.5798 | 17.0341 | 17.0341 | 69.669 | 2.3469 | 0 | 10.5522 | 59.1167 | 0 | 39.9767 | 0 | 0 | 0.41891 | 0 | 0 | 10.5522 | 59.1167 | 0 | 39.9767 | 0 | 0 | 0.29336 | 0.682
2018-02-18 14:00 | 2 | 13 | 1 | 0 | 1 | 0.27221 | 1.2983 | 2.5966 | 2.1777 | 25.1898 | 15.5798 | 17.0341 | 17.0341 | 65.4079 | 2.1777 | 0 | 10.5531 | 54.8548 | 0 | 37.0946 | 0 | 0 | 0.41894 | 0 | 0 | 10.5531 | 54.8548 | 0 | 37.0946 | 0 | 0 | 0.27221 | 0.47951
2018-02-18 15:00 | 2 | 14 | 1 | 0 | 1 | 0.26438 | 1.2874 | 2.5749 | 2.115 | 25.1898 | 15.5798 | 17.0341 | 17.0341 | 64.86 | 2.115 | 0 | 11.5835 | 53.2765 | 0 | 36.0274 | 0 | 0 | 0.45985 | 0 | 0 | 11.5835 | 53.2765 | 0 | 36.0274 | 0 | 0 | 0.26438 | 0.4169
2018-02-18 16:00 | 2 | 15 | 1 | 0 | 1 | 0.17611 | 1.4309 | 2.8618 | 1.4088 | 25.1898 | 15.5798 | 17.0341 | 17.0341 | 72.0881 | 1.4088 | 0 | 36.5997 | 35.4883 | 0 | 23.9984 | 0 | 0 | 1.453 | 0 | 0 | 36.5997 | 35.4883 | 0 | 23.9984 | 0 | 0 | 0.17611 | 0.2696
2018-02-18 17:00 | 2 | 16 | 1 | 0 | 1 | 0.097473 | 1.5005 | 3.0009 | 0.77978 | 25.1898 | 15.5798 | 17.0341 | 17.0341 | 75.592 | 0.77978 | 0 | 55.9495 | 19.6425 | 0 | 13.2829 | 0 | 0 | 2.2211 | 0 | 0 | 55.9495 | 19.6425 | 0 | 13.2829 | 0 | 0 | 0.097473 | 0.070644
2018-02-18 18:00 | 2 | 17 | 1 | 0 | 1 | 0 | 1.585 | 3.17 | 0 | 25.1898 | 15.5798 | 17.0341 | 17.0341 | 79.8507 | 0 | 0 | 79.8507 | 0 | 0 | 0 | 0 | 0 | 3.17 | 0 | 0 | 79.8507 | 0 | 0 | 0 | 0 | 0 | 0 | 0
2018-02-18 19:00 | 2 | 18 | 1 | 0 | 1 | 0 | 1.6102 | 3.2204 | 0 | 25.1898 | 15.5798 | 17.0341 | 17.0341 | 81.1201 | 0 | 0 | 81.1201 | 0 | 0 | 0 | 0 | 0 | 3.2204 | 0 | 0 | 81.1201 | 0 | 0 | 0 | 0 | 0 | 0 | 0
2018-02-18 20:00 | 2 | 19 | 1 | 0 | 0 | 0 | 1.6668 | 3.3336 | 0 | 16.5561 | 6.9461 | 17.0341 | 17.0341 | 55.192 | 0 | 0 | 55.192 | 0 | 0 | 0 | 0 | 0 | 3.3336 | 0 | 0 | 55.192 | 0 | 0 | 0 | 0 | 0 | 0 | 0
2018-02-18 21:00 | 2 | 20 | 1 | 0 | 0 | 0 | 1.4608 | 2.9216 | 0 | 16.5561 | 6.9461 | 17.0341 | 17.0341 | 48.3697 | 0 | 0 | 48.3697 | 0 | 0 | 0 | 0 | 0 | 2.9216 | 0 | 0 | 48.3697 | 0 | 0 | 0 | 0 | 0 | 0 | 0
2018-02-18 22:00 | 2 | 21 | 1 | 0 | 0 | 0 | 1.1875 | 2.375 | 0 | 16.5561 | 6.9461 | 17.0341 | 17.0341 | 39.3202 | 0 | 0 | 39.3202 | 0 | 0 | 0 | 0 | 0 | 2.375 | 0 | 0 | 39.3202 | 0 | 0 | 0 | 0 | 0 | 0 | 0
2018-02-18 23:00 | 2 | 22 | 1 | 0 | 0 | 0 | 0.91994 | 1.8399 | 0 | 16.5561 | 6.9461 | 17.0341 | 17.0341 | 30.4611 | 0 | 0 | 30.4611 | 0 | 0 | 0 | 0 | 0 | 1.8399 | 0 | 0 | 30.4611 | 0 | 0 | 0 | 0 | 0 | 0 | 0
2018-02-19 | 2 | 23 | 1 | 0 | 0 | 0 | 0.86362 | 1.7272 | 0 | 16.5561 | 6.9461 | 17.0341 | 17.0341 | 28.5964 | 0 | 0 | 28.5964 | 0 | 0 | 0 | 0 | 0 | 1.7272 | 0 | 0 | 28.5964 | 0 | 0 | 0 | 0 | 0 | 0 | 0
2018-02-19 01:00 | 2 | 0 | 2 | 0 | 0 | 0 | 0.83471 | 1.6694 | 0 | 16.5561 | 6.9461 | 17.0341 | 17.0341 | 27.6391 | 0 | 0 | 27.6391 | 0 | 0 | 0 | 0 | 0 | 1.6694 | 0 | 0 | 27.6391 | 0 | 0 | 0 | 0 | 0 | 0 | 0
2018-02-19 02:00 | 2 | 1 | 2 | 0 | 0 | 0 | 0.83554 | 1.6711 | 0 | 16.5561 | 6.9461 | 17.0341 | 17.0341 | 27.6666 | 0 | 0 | 27.6666 | 0 | 0 | 0 | 0 | 0 | 1.6711 | 0 | 0 | 27.6666 | 0 | 0 | 0 | 0 | 0 | 0 | 0
2018-02-19 03:00 | 2 | 2 | 2 | 0 | 0 | 0 | 0.87033 | 1.7407 | 0 | 16.5561 | 6.9461 | 17.0341 | 17.0341 | 28.8184 | 0 | 0 | 28.8184 | 0 | 0 | 0 | 0 | 0 | 1.7407 | 0 | 0 | 28.8184 | 0 | 0 | 0 | 0 | 0 | 0 | 0
2018-02-19 04:00 | 2 | 3 | 2 | 0 | 0 | 0 | 0.98471 | 1.9694 | 0 | 16.5561 | 6.9461 | 17.0341 | 17.0341 | 32.6058 | 0 | 0 | 32.6058 | 0 | 0 | 0 | 0 | 0 | 1.9694 | 0 | 0 | 32.6058 | 0 | 0 | 0 | 0 | 0 | 0 | 0
2018-02-19 05:00 | 2 | 4 | 2 | 0 | 0 | 0 | 1.029 | 2.0581 | 0 | 16.5561 | 6.9461 | 17.0341 | 17.0341 | 34.0737 | 0 | 0 | 34.0737 | 0 | 0 | 0 | 0 | 0 | 2.0581 | 0 | 0 | 34.0737 | 0 | 0 | 0 | 0 | 0 | 0 | 0
2018-02-19 06:00 | 2 | 5 | 2 | 0 | 0 | 0 | 1.1708 | 2.3415 | 0 | 16.5561 | 6.9461 | 17.0341 | 17.0341 | 38.7665 | 0 | 0 | 38.7665 | 0 | 0 | 0 | 0 | 0 | 2.3415 | 0 | 0 | 38.7665 | 0 | 0 | 0 | 0 | 0 | 0 | 0
2018-02-19 07:00 | 2 | 6 | 2 | 0 | 0 | 0.0015085 | 1.33 | 2.66 | 0.012068 | 16.5561 | 6.9461 | 17.0341 | 17.0341 | 44.0392 | 0.012068 | 0 | 43.8394 | 0.1998 | 0 | 0.20557 | 0 | 0 | 2.6479 | 0 | 0 | 43.8394 | 0.1998 | 0 | 0.20557 | 0 | 0 | 0.0015085 | 0.00081067
2018-02-19 08:00 | 2 | 7 | 2 | 0 | 0 | 0.19688 | 1.3902 | 2.7803 | 1.5751 | 16.5561 | 6.9461 | 17.0341 | 17.0341 | 46.0311 | 1.5751 | 0 | 19.9544 | 26.0767 | 0 | 26.8297 | 0 | 0 | 1.2053 | 0 | 0 | 19.9544 | 26.0767 | 0 | 26.8297 | 0 | 0 | 0.19688 | 0.1426
2018-02-19 09:00 | 2 | 8 | 2 | 0 | 0 | 0.41999 | 1.4512 | 2.9025 | 3.36 | 16.5561 | 6.9461 | 17.0341 | 17.0341 | 48.0539 | 2.9025 | 0.45745 | 0 | 48.0539 | 3.1775 | 57.2339 | 0.45745 | 0.45745 | 0 | 0 | 0 | 0 | 48.0539 | 0 | 57.2339 | 0.45745 | 0 | 0.41999 | 0.38995
2018-02-19 10:00 | 2 | 9 | 2 | 0 | 0 | 0.57519 | 1.3615 | 2.7231 | 4.6015 | 16.5561 | 6.9461 | 17.0341 | 17.0341 | 45.0831 | 2.7231 | 1.8785 | 0 | 45.0831 | 13.048 | 78.383 | 1.8785 | 2.3359 | 0 | 0 | 0 | 0 | 45.0831 | 0 | 78.383 | 1.8785 | 0 | 0.57519 | 0.57426
2018-02-19 11:00 | 2 | 10 | 2 | 0 | 0 | 0.66974 | 1.3613 | 2.7225 | 5.3579 | 16.5561 | 6.9461 | 17.0341 | 17.0341 | 45.0739 | 2.7225 | 2.6354 | 0 | 45.0739 | 18.3058 | 91.2676 | 2.6354 | 4.9713 | 0 | 0 | 0 | 0 | 45.0739 | 0 | 91.2676 | 2.6354 | 0 | 0.66974 | 0.60228
2018-02-19 12:00 | 2 | 11 | 2 | 0 | 1 | 0.71305 | 1.3138 | 2.6276 | 5.7044 | 25.1898 | 15.5798 | 17.0341 | 17.0341 | 66.1891 | 2.6276 | 3.0767 | 0 | 66.1891 | 47.9349 | 97.1689 | 3.0767 | 8.0481 | 0 | 0 | 0 | 0 | 66.1891 | 0 | 97.1689 | 3.0767 | 0 | 0.71305 | 0.68756
2018-02-19 13:00 | 2 | 12 | 2 | 0 | 1 | 0.69986 | 1.1952 | 2.3904 | 5.5989 | 25.1898 | 15.5798 | 17.0341 | 17.0341 | 60.2125 | 2.3904 | 3.2085 | 0 | 60.2125 | 49.9882 | 95.3723 | 3.2085 | 11.2566 | 0 | 0 | 0 | 0 | 60.2125 | 0 | 95.3723 | 3.2085 | 0 | 0.69986 | 0.6928
2018-02-19 14:00 | 2 | 13 | 2 | 0 | 1 | 0.62815 | 1.0789 | 2.1577 | 5.0252 | 25.1898 | 15.5798 | 17.0341 | 17.0341 | 54.3527 | 2.1577 | 2.8674 | 0 | 54.3527 | 44.674 | 85.5994 | 1.2434 | 12.5 | 0 | 0 | 1.624 | 0 | 54.3527 | 25.3023 | 85.5994 | 2.8674 | 3.2481 | 0.62815 | 0.59335
2018-02-19 15:00 | 2 | 14 | 2 | 0 | 1 | 0.50589 | 1.1445 | 2.2889 | 4.0472 | 25.1898 | 15.5798 | 17.0341 | 17.0341 | 57.6576 | 2.2889 | 1.7582 | 0 | 57.6576 | 27.3927 | 68.9398 | 0 | 12.5 | 0 | 0 | 1.7582 | 0 | 57.6576 | 27.3927 | 68.9398 | 1.7582 | 3.5164 | 0.50589 | 0.46558
2018-02-19 16:00 | 2 | 15 | 2 | 0 | 1 | 0.32782 | 1.1962 | 2.3925 | 2.6226 | 25.1898 | 15.5798 | 17.0341 | 17.0341 | 60.2663 | 2.3925 | 0.23007 | 0 | 60.2663 | 3.5844 | 44.6731 | 0 | 12.5 | 0 | 0 | 0.23007 | 0 | 60.2663 | 3.5844 | 44.6731 | 0.23007 | 0.46013 | 0.32782 | 0.30343
2018-02-19 17:00 | 2 | 16 | 2 | 0 | 1 | 0.10335 | 1.3226 | 2.6452 | 0.82683 | 25.1898 | 15.5798 | 17.0341 | 17.0341 | 66.6311 | 0.82683 | 0 | 45.8034 | 20.8277 | 0 | 14.0844 | 0 | 12.5 | 1.8183 | 1.8183 | 0 | 0 | 66.6311 | 0 | 14.0844 | 0 | 0 | 0.10335 | 0.089868
2018-02-19 18:00 | 2 | 17 | 2 | 0 | 1 | 0 | 1.4659 | 2.9318 | 0 | 25.1898 | 15.5798 | 17.0341 | 17.0341 | 73.8525 | 0 | 0 | 73.8525 | 0 | 0 | 0 | 0 | 10.5236 | 2.9318 | 2.9318 | 0 | 0 | 73.8525 | 0 | 0 | 0 | 0 | 0 | 0
2018-02-19 19:00 | 2 | 18 | 2 | 0 | 1 | 0 | 1.4366 | 2.8732 | 0 | 25.1898 | 15.5798 | 17.0341 | 17.0341 | 72.3745 | 0 | 0 | 72.3745 | 0 | 0 | 0 | 0 | 7.3368 | 2.8732 | 2.8732 | 0 | 0 | 72.3745 | 0 | 0 | 0 | 0 | 0 | 0
2018-02-19 20:00 | 2 | 19 | 2 | 0 | 0 | 0 | 1.4734 | 2.9468 | 0 | 16.5561 | 6.9461 | 17.0341 | 17.0341 | 48.787 | 0 | 0 | 48.787 | 0 | 0 | 0 | 0 | 4.2137 | 2.9468 | 2.9468 | 0 | 0 | 48.787 | 0 | 0 | 0 | 0 | 0 | 0
2018-02-19 21:00 | 2 | 20 | 2 | 0 | 0 | 0 | 1.4661 | 2.9322 | 0 | 16.5561 | 6.9461 | 17.0341 | 17.0341 | 48.5449 | 0 | 0 | 48.5449 | 0 | 0 | 0 | 0 | 1.0107 | 2.9322 | 0.92987 | 0 | 33.1499 | 15.395 | 0 | 0 | 0 | 0 | 0 | 0
2018-02-19 22:00 | 2 | 21 | 2 | 0 | 0 | 0 | 1.2171 | 2.4342 | 0 | 16.5561 | 6.9461 | 17.0341 | 17.0341 | 40.3002 | 0 | 0 | 40.3002 | 0 | 0 | 0 | 0 | 0 | 2.4342 | 0 | 0 | 40.3002 | 0 | 0 | 0 | 0 | 0 | 0 | 0
2018-02-19 23:00 | 2 | 22 | 2 | 0 | 0 | 0 | 1.0154 | 2.0308 | 0 | 16.5561 | 6.9461 | 17.0341 | 17.0341 | 33.6225 | 0 | 0 | 33.6225 | 0 | 0 | 0 | 0 | 0 | 2.0308 | 0 | 0 | 33.6225 | 0 | 0 | 0 | 0 | 0 | 0 | 0
2018-02-20 | 2 | 23 | 2 | 0 | 0 | 0 | 0.87323 | 1.7465 | 0 | 16.5561 | 6.9461 | 17.0341 | 17.0341 | 28.9144 | 0 | 0 | 28.9144 | 0 | 0 | 0 | 0 | 0 | 1.7465 | 0 | 0 | 28.9144 | 0 | 0 | 0 | 0 | 0 | 0 | 0
2018-02-20 01:00 | 2 | 0 | 3 | 0 | 0 | 0 | 0.81911 | 1.6382 | 0 | 16.5561 | 6.9461 | 17.0341 | 17.0341 | 27.1223 | 0 | 0 | 27.1223 | 0 | 0 | 0 | 0 | 0 | 1.6382 | 0 | 0 | 27.1223 | 0 | 0 | 0 | 0 | 0 | 0 | 0
2018-02-20 02:00 | 2 | 1 | 3 | 0 | 0 | 0 | 0.80658 | 1.6132 | 0 | 16.5561 | 6.9461 | 17.0341 | 17.0341 | 26.7077 | 0 | 0 | 26.7077 | 0 | 0 | 0 | 0 | 0 | 1.6132 | 0 | 0 | 26.7077 | 0 | 0 | 0 | 0 | 0 | 0 | 0
2018-02-20 03:00 | 2 | 2 | 3 | 0 | 0 | 0 | 0.80685 | 1.6137 | 0 | 16.5561 | 6.9461 | 17.0341 | 17.0341 | 26.7164 | 0 | 0 | 26.7164 | 0 | 0 | 0 | 0 | 0 | 1.6137 | 0 | 0 | 26.7164 | 0 | 0 | 0 | 0 | 0 | 0 | 0
2018-02-20 04:00 | 2 | 3 | 3 | 0 | 0 | 0 | 0.8527 | 1.7054 | 0 | 16.5561 | 6.9461 | 17.0341 | 17.0341 | 28.2346 | 0 | 0 | 28.2346 | 0 | 0 | 0 | 0 | 0 | 1.7054 | 0 | 0 | 28.2346 | 0 | 0 | 0 | 0 | 0 | 0 | 0
2018-02-20 05:00 | 2 | 4 | 3 | 0 | 0 | 0 | 0.93314 | 1.8663 | 0 | 16.5561 | 6.9461 | 17.0341 | 17.0341 | 30.8982 | 0 | 0 | 30.8982 | 0 | 0 | 0 | 0 | 0 | 1.8663 | 0 | 0 | 30.8982 | 0 | 0 | 0 | 0 | 0 | 0 | 0
2018-02-20 06:00 | 2 | 5 | 3 | 0 | 0 | 0 | 1.1149 | 2.2298 | 0 | 16.5561 | 6.9461 | 17.0341 | 17.0341 | 36.9166 | 0 | 0 | 36.9166 | 0 | 0 | 0 | 0 | 0 | 2.2298 | 0 | 0 | 36.9166 | 0 | 0 | 0 | 0 | 0 | 0 | 0
2018-02-20 07:00 | 2 | 6 | 3 | 0 | 0 | 0 | 1.2654 | 2.5307 | 0 | 16.5561 | 6.9461 | 17.0341 | 17.0341 | 41.8989 | 0 | 0 | 41.8989 | 0 | 0 | 0 | 0 | 0 | 2.5307 | 0 | 0 | 41.8989 | 0 | 0 | 0 | 0 | 0 | 0 | 0
2018-02-20 08:00 | 2 | 7 | 3 | 0 | 0 | 0.19048 | 1.2996 | 2.5992 | 1.5238 | 16.5561 | 6.9461 | 17.0341 | 17.0341 | 43.0329 | 1.5238 | 0 | 17.8044 | 25.2285 | 0 | 25.957 | 0 | 0 | 1.0754 | 0 | 0 | 17.8044 | 25.2285 | 0 | 25.957 | 0 | 0 | 0.19048 | 0.038372
2018-02-20 09:00 | 2 | 8 | 3 | 0 | 0 | 0.43814 | 1.3279 | 2.6559 | 3.5051 | 16.5561 | 6.9461 | 17.0341 | 17.0341 | 43.9712 | 2.6559 | 0.8492 | 0 | 43.9712 | 5.8986 | 59.7063 | 0.8492 | 0.8492 | 0 | 0 | 0 | 0 | 43.9712 | 0 | 59.7063 | 0.8492 | 0 | 0.43814 | 0.14609
2018-02-20 10:00 | 2 | 9 | 3 | 0 | 0 | 0.56222 | 1.246 | 2.492 | 4.4978 | 16.5561 | 6.9461 | 17.0341 | 17.0341 | 41.2579 | 2.492 | 2.0058 | 0 | 41.2579 | 13.9322 | 76.6159 | 2.0058 | 2.855 | 0 | 0 | 0 | 0 | 41.2579 | 0 | 76.6159 | 2.0058 | 0 | 0.56222 | 0.41127
2018-02-20 11:00 | 2 | 10 | 3 | 0 | 0 | 0.70125 | 1.1826 | 2.3653 | 5.61 | 16.5561 | 6.9461 | 17.0341 | 17.0341 | 39.1594 | 2.3653 | 3.2447 | 0 | 39.1594 | 22.5379 | 95.5609 | 3.2447 | 6.0997 | 0 | 0 | 0 | 0 | 39.1594 | 0 | 95.5609 | 3.2447 | 0 | 0.70125 | 0.27978
2018-02-20 12:00 | 2 | 11 | 3 | 0 | 1 | 0.74566 | 1.2128 | 2.4255 | 5.9653 | 25.1898 | 15.5798 | 17.0341 | 17.0341 | 61.0987 | 2.4255 | 3.5397 | 0 | 61.0987 | 55.1481 | 101.6132 | 3.5397 | 9.6394 | 0 | 0 | 0 | 0 | 61.0987 | 0 | 101.6132 | 3.5397 | 0 | 0.74566 | 0.24359
2018-02-20 13:00 | 2 | 12 | 3 | 0 | 1 | 0.7339 | 1.1729 | 2.3459 | 5.8712 | 25.1898 | 15.5798 | 17.0341 | 17.0341 | 59.0914 | 2.3459 | 3.5254 | 0 | 59.0914 | 54.9244 | 100.0111 | 2.8606 | 12.5 | 0 | 0 | 0.66475 | 0 | 59.0914 | 10.3567 | 100.0111 | 3.5254 | 1.3295 | 0.7339 | 0.24682
2018-02-20 14:00 | 2 | 13 | 3 | 0 | 1 | 0.6651 | 1.1462 | 2.2923 | 5.3208 | 25.1898 | 15.5798 | 17.0341 | 17.0341 | 57.7427 | 2.2923 | 3.0285 | 0 | 57.7427 | 47.1838 | 90.636 | 0 | 12.5 | 0 | 0 | 3.0285 | 0 | 57.7427 | 47.1838 | 90.636 | 3.0285 | 6.0571 | 0.6651 | 0.1695
2018-02-20 15:00 | 2 | 14 | 3 | 0 | 1 | 0.54267 | 1.1614 | 2.3228 | 4.3413 | 25.1898 | 15.5798 | 17.0341 | 17.0341 | 58.5115 | 2.3228 | 2.0185 | 0 | 58.5115 | 31.448 | 73.9511 | 0 | 12.5 | 0 | 0 | 2.0185 | 0 | 58.5115 | 31.448 | 73.9511 | 2.0185 | 4.037 | 0.54267 | 0.13816
2018-02-20 16:00 | 2 | 15 | 3 | 0 | 1 | 0.34983 | 1.212 | 2.424 | 2.7986 | 25.1898 | 15.5798 | 17.0341 | 17.0341 | 61.06 | 2.424 | 0.37461 | 0 | 61.06 | 5.8363 | 47.6719 | 0 | 12.5 | 0 | 0 | 0.37461 | 0 | 61.06 | 5.8363 | 47.6719 | 0.37461 | 0.74921 | 0.34983 | 0.10313
2018-02-20 17:00 | 2 | 16 | 3 | 0 | 1 | 0.090693 | 1.3179 | 2.6358 | 0.72554 | 25.1898 | 15.5798 | 17.0341 | 17.0341 | 66.3955 | 0.72554 | 0 | 48.1193 | 18.2762 | 0 | 12.359 | 0 | 12.5 | 1.9103 | 1.9103 | 0 | 0 | 66.3955 | 0 | 12.359 | 0 | 0 | 0.090693 | 0.023873
2018-02-20 18:00 | 2 | 17 | 3 | 0 | 1 | 0 | 1.4139 | 2.8278 | 0 | 25.1898 | 15.5798 | 17.0341 | 17.0341 | 71.2326 | 0 | 0 | 71.2326 | 0 | 0 | 0 | 0 | 10.4236 | 2.8278 | 2.8278 | 0 | 0 | 71.2326 | 0 | 0 | 0 | 0 | 0 | 0
2018-02-20 19:00 | 2 | 18 | 3 | 0 | 1 | 0 | 1.4253 | 2.8506 | 0 | 25.1898 | 15.5798 | 17.0341 | 17.0341 | 71.8068 | 0 | 0 | 71.8068 | 0 | 0 | 0 | 0 | 7.3499 | 2.8506 | 2.8506 | 0 | 0 | 71.8068 | 0 | 0 | 0 | 0 | 0 | 0
2018-02-20 20:00 | 2 | 19 | 3 | 0 | 0 | 0 | 1.5375 | 3.075 | 0 | 16.5561 | 6.9461 | 17.0341 | 17.0341 | 50.9098 | 0 | 0 | 50.9098 | 0 | 0 | 0 | 0 | 4.2514 | 3.075 | 3.075 | 0 | 0 | 50.9098 | 0 | 0 | 0 | 0 | 0 | 0
2018-02-20 21:00 | 2 | 20 | 3 | 0 | 0 | 0 | 1.5082 | 3.0163 | 0 | 16.5561 | 6.9461 | 17.0341 | 17.0341 | 49.9382 | 0 | 0 | 49.9382 | 0 | 0 | 0 | 0 | 0.90898 | 3.0163 | 0.83626 | 0 | 36.093 | 13.8452 | 0 | 0 | 0 | 0 | 0 | 0
2018-02-20 22:00 | 2 | 21 | 3 | 0 | 0 | 0 | 1.2135 | 2.4269 | 0 | 16.5561 | 6.9461 | 17.0341 | 17.0341 | 40.1801 | 0 | 0 | 40.1801 | 0 | 0 | 0 | 0 | 0 | 2.4269 | 0 | 0 | 40.1801 | 0 | 0 | 0 | 0 | 0 | 0 | 0
2018-02-20 23:00 | 2 | 22 | 3 | 0 | 0 | 0 | 0.96579 | 1.9316 | 0 | 16.5561 | 6.9461 | 17.0341 | 17.0341 | 31.9794 | 0 | 0 | 31.9794 | 0 | 0 | 0 | 0 | 0 | 1.9316 | 0 | 0 | 31.9794 | 0 | 0 | 0 | 0 | 0 | 0 | 0
2018-02-21 | 2 | 23 | 3 | 0 | 0 | 0 | 0.93475 | 1.8695 | 0 | 16.5561 | 6.9461 | 17.0341 | 17.0341 | 30.9514 | 0 | 0 | 30.9514 | 0 | 0 | 0 | 0 | 0 | 1.8695 | 0 | 0 | 30.9514 | 0 | 0 | 0 | 0 | 0 | 0 | 0
2018-02-21 01:00 | 2 | 0 | 4 | 0 | 0 | 0 | 0.87421 | 1.7484 | 0 | 16.5561 | 6.9461 | 17.0341 | 17.0341 | 28.9469 | 0 | 0 | 28.9469 | 0 | 0 | 0 | 0 | 0 | 1.7484 | 0 | 0 | 28.9469 | 0 | 0 | 0 | 0 | 0 | 0 | 0
2018-02-21 02:00 | 2 | 1 | 4 | 0 | 0 | 0 | 0.84506 | 1.6901 | 0 | 16.5561 | 6.9461 | 17.0341 | 17.0341 | 27.9816 | 0 | 0 | 27.9816 | 0 | 0 | 0 | 0 | 0 | 1.6901 | 0 | 0 | 27.9816 | 0 | 0 | 0 | 0 | 0 | 0 | 0
2018-02-21 03:00 | 2 | 2 | 4 | 0 | 0 | 0 | 0.85967 | 1.7193 | 0 | 16.5561 | 6.9461 | 17.0341 | 17.0341 | 28.4655 | 0 | 0 | 28.4655 | 0 | 0 | 0 | 0 | 0 | 1.7193 | 0 | 0 | 28.4655 | 0 | 0 | 0 | 0 | 0 | 0 | 0
2018-02-21 04:00 | 2 | 3 | 4 | 0 | 0 | 0 | 0.90223 | 1.8045 | 0 | 16.5561 | 6.9461 | 17.0341 | 17.0341 | 29.8747 | 0 | 0 | 29.8747 | 0 | 0 | 0 | 0 | 0 | 1.8045 | 0 | 0 | 29.8747 | 0 | 0 | 0 | 0 | 0 | 0 | 0
2018-02-21 05:00 | 2 | 4 | 4 | 0 | 0 | 0 | 0.98571 | 1.9714 | 0 | 16.5561 | 6.9461 | 17.0341 | 17.0341 | 32.639 | 0 | 0 | 32.639 | 0 | 0 | 0 | 0 | 0 | 1.9714 | 0 | 0 | 32.639 | 0 | 0 | 0 | 0 | 0 | 0 | 0
2018-02-21 06:00 | 2 | 5 | 4 | 0 | 0 | 0 | 1.1412 | 2.2823 | 0 | 16.5561 | 6.9461 | 17.0341 | 17.0341 | 37.7864 | 0 | 0 | 37.7864 | 0 | 0 | 0 | 0 | 0 | 2.2823 | 0 | 0 | 37.7864 | 0 | 0 | 0 | 0 | 0 | 0 | 0
2018-02-21 07:00 | 2 | 6 | 4 | 0 | 0 | 0.0051741 | 1.302 | 2.6039 | 0.041392 | 16.5561 | 6.9461 | 17.0341 | 17.0341 | 43.1111 | 0.041392 | 0 | 42.4258 | 0.68529 | 0 | 0.70508 | 0 | 0 | 2.5626 | 0 | 0 | 42.4258 | 0.68529 | 0 | 0.70508 | 0 | 0 | 0.0051741 | 0.0010257
2018-02-21 08:00 | 2 | 7 | 4 | 0 | 0 | 0.20027 | 1.356 | 2.7119 | 1.6021 | 16.5561 | 6.9461 | 17.0341 | 17.0341 | 44.8987 | 1.6021 | 0 | 18.3738 | 26.5249 | 0 | 27.2909 | 0 | 0 | 1.1098 | 0 | 0 | 18.3738 | 26.5249 | 0 | 27.2909 | 0 | 0 | 0.20027 | 0.11655
2018-02-21 09:00 | 2 | 8 | 4 | 0 | 0 | 0.43334 | 1.3522 | 2.7044 | 3.4667 | 16.5561 | 6.9461 | 17.0341 | 17.0341 | 44.775 | 2.7044 | 0.76228 | 0 | 44.775 | 5.2949 | 59.0527 | 0.76228 | 0.76228 | 0 | 0 | 0 | 0 | 44.775 | 0 | 59.0527 | 0.76228 | 0 | 0.43334 | 0.17249
2018-02-21 10:00 | 2 | 9 | 4 | 0 | 0 | 0.58262 | 1.3251 | 2.6501 | 4.661 | 16.5561 | 6.9461 | 17.0341 | 17.0341 | 43.8758 | 2.6501 | 2.0108 | 0 | 43.8758 | 13.9675 | 79.3959 | 2.0108 | 2.7731 | 0 | 0 | 0 | 0 | 43.8758 | 0 | 79.3959 | 2.0108 | 0 | 0.58262 | 0.27294
2018-02-21 11:00 | 2 | 10 | 4 | 0 | 0 | 0.68588 | 1.3656 | 2.7312 | 5.487 | 16.5561 | 6.9461 | 17.0341 | 17.0341 | 45.2185 | 2.7312 | 2.7558 | 0 | 45.2185 | 19.1418 | 93.4663 | 2.7558 | 5.5289 | 0 | 0 | 0 | 0 | 45.2185 | 0 | 93.4663 | 2.7558 | 0 | 0.68588 | 0.33746
2018-02-21 12:00 | 2 | 11 | 4 | 0 | 1 | 0.72757 | 1.3555 | 2.7109 | 5.8206 | 25.1898 | 15.5798 | 17.0341 | 17.0341 | 68.2875 | 2.7109 | 3.1097 | 0 | 68.2875 | 48.4481 | 99.1489 | 3.1097 | 8.6386 | 0 | 0 | 0 | 0 | 68.2875 | 0 | 99.1489 | 3.1097 | 0 | 0.72757 | 0.40836
2018-02-21 13:00 | 2 | 12 | 4 | 0 | 1 | 0.71013 | 1.2868 | 2.5735 | 5.681 | 25.1898 | 15.5798 | 17.0341 | 17.0341 | 64.8267 | 2.5735 | 3.1075 | 0 | 64.8267 | 48.4143 | 96.7717 | 3.1075 | 11.7461 | 0 | 0 | 0 | 0 | 64.8267 | 0 | 96.7717 | 3.1075 | 0 | 0.71013 | 0.34473
2018-02-21 14:00 | 2 | 13 | 4 | 0 | 1 | 0.64247 | 1.2302 | 2.4603 | 5.1398 | 25.1898 | 15.5798 | 17.0341 | 17.0341 | 61.9755 | 2.4603 | 2.6794 | 0 | 61.9755 | 41.7446 | 87.5513 | 0.75392 | 12.5 | 0 | 0 | 1.9255 | 0 | 61.9755 | 29.9986 | 87.5513 | 2.6794 | 3.851 | 0.64247 | 0.39641
2018-02-21 15:00 | 2 | 14 | 4 | 0 | 1 | 0.52068 | 1.1737 | 2.3475 | 4.1654 | 25.1898 | 15.5798 | 17.0341 | 17.0341 | 59.132 | 2.3475 | 1.8179 | 0 | 59.132 | 28.3232 | 70.9542 | 0 | 12.5 | 0 | 0 | 1.8179 | 0 | 59.132 | 28.3232 | 70.9542 | 1.8179 | 3.6359 | 0.52068 | 0.28515
2018-02-21 16:00 | 2 | 15 | 4 | 0 | 1 | 0.34239 | 1.2513 | 2.5025 | 2.7391 | 25.1898 | 15.5798 | 17.0341 | 17.0341 | 63.0379 | 2.5025 | 0.2366 | 0 | 63.0379 | 3.6862 | 46.6587 | 0 | 12.5 | 0 | 0 | 0.2366 | 0 | 63.0379 | 3.6862 | 46.6587 | 0.2366 | 0.47321 | 0.34239 | 0.13467
2018-02-21 17:00 | 2 | 16 | 4 | 0 | 1 | 0.11453 | 1.3712 | 2.7424 | 0.91624 | 25.1898 | 15.5798 | 17.0341 | 17.0341 | 69.0799 | 0.91624 | 0 | 46 | 23.0799 | 0 | 15.6074 | 0 | 12.5 | 1.8261 | 1.8261 | 0 | 0 | 69.0799 | 0 | 15.6074 | 0 | 0 | 0.11453 | 0.071965
2018-02-21 18:00 | 2 | 17 | 4 | 0 | 1 | 0 | 1.5684 | 3.1369 | 0 | 25.1898 | 15.5798 | 17.0341 | 17.0341 | 79.0173 | 0 | 0 | 79.0173 | 0 | 0 | 0 | 0 | 10.5151 | 3.1369 | 3.1369 | 0 | 0 | 79.0173 | 0 | 0 | 0 | 0 | 0 | 0
2018-02-21 19:00 | 2 | 18 | 4 | 0 | 1 | 0 | 1.6635 | 3.327 | 0 | 25.1898 | 15.5798 | 17.0341 | 17.0341 | 83.8067 | 0 | 0 | 83.8067 | 0 | 0 | 0 | 0 | 7.1054 | 3.327 | 3.327 | 0 | 0 | 83.8067 | 0 | 0 | 0 | 0 | 0 | 0
2018-02-21 20:00 | 2 | 19 | 4 | 0 | 0 | 0 | 1.6762 | 3.3525 | 0 | 16.5561 | 6.9461 | 17.0341 | 17.0341 | 55.5037 | 0 | 0 | 55.5037 | 0 | 0 | 0 | 0 | 3.4891 | 3.3525 | 3.21 | 0 | 2.3594 | 53.1443 | 0 | 0 | 0 | 0 | 0 | 0
2018-02-21 21:00 | 2 | 20 | 4 | 0 | 0 | 0 | 1.453 | 2.9061 | 0 | 16.5561 | 6.9461 | 17.0341 | 17.0341 | 48.1133 | 0 | 0 | 48.1133 | 0 | 0 | 0 | 0 | 0 | 2.9061 | 0 | 0 | 48.1133 | 0 | 0 | 0 | 0 | 0 | 0 | 0
2018-02-21 22:00 | 2 | 21 | 4 | 0 | 0 | 0 | 1.2138 | 2.4277 | 0 | 16.5561 | 6.9461 | 17.0341 | 17.0341 | 40.1926 | 0 | 0 | 40.1926 | 0 | 0 | 0 | 0 | 0 | 2.4277 | 0 | 0 | 40.1926 | 0 | 0 | 0 | 0 | 0 | 0 | 0
2018-02-21 23:00 | 2 | 22 | 4 | 0 | 0 | 0 | 1.049 | 2.0979 | 0 | 16.5561 | 6.9461 | 17.0341 | 17.0341 | 34.7335 | 0 | 0 | 34.7335 | 0 | 0 | 0 | 0 | 0 | 2.0979 | 0 | 0 | 34.7335 | 0 | 0 | 0 | 0 | 0 | 0 | 0
2018-02-22 | 2 | 23 | 4 | 0 | 0 | 0 | 0.95466 | 1.9093 | 0 | 16.5561 | 6.9461 | 17.0341 | 17.0341 | 31.611 | 0 | 0 | 31.611 | 0 | 0 | 0 | 0 | 0 | 1.9093 | 0 | 0 | 31.611 | 0 | 0 | 0 | 0 | 0 | 0 | 0
2018-02-22 01:00 | 2 | 0 | 5 | 0 | 0 | 0 | 0.9166 | 1.8332 | 0 | 16.5561 | 6.9461 | 17.0341 | 17.0341 | 30.3506 | 0 | 0 | 30.3506 | 0 | 0 | 0 | 0 | 0 | 1.8332 | 0 | 0 | 30.3506 | 0 | 0 | 0 | 0 | 0 | 0 | 0
2018-02-22 02:00 | 2 | 1 | 5 | 0 | 0 | 0 | 0.91725 | 1.8345 | 0 | 16.5561 | 6.9461 | 17.0341 | 17.0341 | 30.372 | 0 | 0 | 30.372 | 0 | 0 | 0 | 0 | 0 | 1.8345 | 0 | 0 | 30.372 | 0 | 0 | 0 | 0 | 0 | 0 | 0
2018-02-22 03:00 | 2 | 2 | 5 | 0 | 0 | 0 | 0.95593 | 1.9119 | 0 | 16.5561 | 6.9461 | 17.0341 | 17.0341 | 31.653 | 0 | 0 | 31.653 | 0 | 0 | 0 | 0 | 0 | 1.9119 | 0 | 0 | 31.653 | 0 | 0 | 0 | 0 | 0 | 0 | 0
2018-02-22 04:00 | 2 | 3 | 5 | 0 | 0 | 0 | 1.0162 | 2.0324 | 0 | 16.5561 | 6.9461 | 17.0341 | 17.0341 | 33.6483 | 0 | 0 | 33.6483 | 0 | 0 | 0 | 0 | 0 | 2.0324 | 0 | 0 | 33.6483 | 0 | 0 | 0 | 0 | 0 | 0 | 0
2018-02-22 05:00 | 2 | 4 | 5 | 0 | 0 | 0 | 1.0867 | 2.1733 | 0 | 16.5561 | 6.9461 | 17.0341 | 17.0341 | 35.982 | 0 | 0 | 35.982 | 0 | 0 | 0 | 0 | 0 | 2.1733 | 0 | 0 | 35.982 | 0 | 0 | 0 | 0 | 0 | 0 | 0
2018-02-22 06:00 | 2 | 5 | 5 | 0 | 0 | 0 | 1.2466 | 2.4932 | 0 | 16.5561 | 6.9461 | 17.0341 | 17.0341 | 41.2776 | 0 | 0 | 41.2776 | 0 | 0 | 0 | 0 | 0 | 2.4932 | 0 | 0 | 41.2776 | 0 | 0 | 0 | 0 | 0 | 0 | 0
2018-02-22 07:00 | 2 | 6 | 5 | 0 | 0 | 0.0064703 | 1.3861 | 2.7722 | 0.051762 | 16.5561 | 6.9461 | 17.0341 | 17.0341 | 45.8966 | 0.051762 | 0 | 45.0396 | 0.85698 | 0 | 0.88173 | 0 | 0 | 2.7204 | 0 | 0 | 45.0396 | 0.85698 | 0 | 0.88173 | 0 | 0 | 0.0064703 | 0.0019073
2018-02-22 08:00 | 2 | 7 | 5 | 0 | 0 | 0.20478 | 1.469 | 2.938 | 1.6383 | 16.5561 | 6.9461 | 17.0341 | 17.0341 | 48.6421 | 1.6383 | 0 | 21.5187 | 27.1235 | 0 | 27.9067 | 0 | 0 | 1.2997 | 0 | 0 | 21.5187 | 27.1235 | 0 | 27.9067 | 0 | 0 | 0.20478 | 0.16736
2018-02-22 09:00 | 2 | 8 | 5 | 0 | 0 | 0.42595 | 1.5059 | 3.0118 | 3.4076 | 16.5561 | 6.9461 | 17.0341 | 17.0341 | 49.864 | 3.0118 | 0.39574 | 0 | 49.864 | 2.7488 | 58.045 | 0.39574 | 0.39574 | 0 | 0 | 0 | 0 | 49.864 | 0 | 58.045 | 0.39574 | 0 | 0.42595 | 0.36096
2018-02-22 10:00 | 2 | 9 | 5 | 0 | 0 | 0.58009 | 1.4588 | 2.9177 | 4.6407 | 16.5561 | 6.9461 | 17.0341 | 17.0341 | 48.3053 | 2.9177 | 1.7231 | 0 | 48.3053 | 11.9685 | 79.051 | 1.7231 | 2.1188 | 0 | 0 | 0 | 0 | 48.3053 | 0 | 79.051 | 1.7231 | 0 | 0.58009 | 0.52834
2018-02-22 11:00 | 2 | 10 | 5 | 0 | 0 | 0.6749 | 1.476 | 2.952 | 5.3992 | 16.5561 | 6.9461 | 17.0341 | 17.0341 | 48.874 | 2.952 | 2.4472 | 0 | 48.874 | 16.9982 | 91.9706 | 2.4472 | 4.566 | 0 | 0 | 0 | 0 | 48.874 | 0 | 91.9706 | 2.4472 | 0 | 0.6749 | 0.6378
2018-02-22 12:00 | 2 | 11 | 5 | 0 | 1 | 0.71291 | 1.5254 | 3.0509 | 5.7032 | 25.1898 | 15.5798 | 17.0341 | 17.0341 | 76.8502 | 3.0509 | 2.6524 | 0 | 76.8502 | 41.3236 | 97.1498 | 2.6524 | 7.2183 | 0 | 0 | 0 | 0 | 76.8502 | 0 | 97.1498 | 2.6524 | 0 | 0.71291 | 0.63537
2018-02-22 13:00 | 2 | 12 | 5 | 0 | 1 | 0.70048 | 1.3717 | 2.7435 | 5.6039 | 25.1898 | 15.5798 | 17.0341 | 17.0341 | 69.1075 | 2.7435 | 2.8604 | 0 | 69.1075 | 44.5643 | 95.4572 | 2.8604 | 10.0787 | 0 | 0 | 0 | 0 | 69.1075 | 0 | 95.4572 | 2.8604 | 0 | 0.70048 | 0.68321
2018-02-22 14:00 | 2 | 13 | 5 | 0 | 1 | 0.63266 | 1.4042 | 2.8084 | 5.0613 | 25.1898 | 15.5798 | 17.0341 | 17.0341 | 70.744 | 2.8084 | 2.2528 | 0 | 70.744 | 35.0988 | 86.2147 | 2.2528 | 12.3316 | 0 | 0 | 0 | 0 | 70.744 | 0 | 86.2147 | 2.2528 | 0 | 0.63266 | 0.68199
2018-02-22 15:00 | 2 | 14 | 5 | 0 | 1 | 0.50927 | 1.3911 | 2.7821 | 4.0741 | 25.1898 | 15.5798 | 17.0341 | 17.0341 | 70.0813 | 2.7821 | 1.292 | 0 | 70.0813 | 20.1289 | 69.3993 | 0.16842 | 12.5 | 0 | 0 | 1.1236 | 0 | 70.0813 | 17.505 | 69.3993 | 1.292 | 2.2471 | 0.50927 | 0.51857
2018-02-22 16:00 | 2 | 15 | 5 | 0 | 1 | 0.33192 | 1.4476 | 2.8952 | 2.6554 | 25.1898 | 15.5798 | 17.0341 | 17.0341 | 72.9283 | 2.6554 | 0 | 6.0406 | 66.8877 | 0 | 45.2316 | 0 | 12.5 | 0.2398 | 0.2398 | 0 | 0 | 72.9283 | 0 | 45.2316 | 0 | 0 | 0.33192 | 0.35169
2018-02-22 17:00 | 2 | 16 | 5 | 0 | 1 | 0.11194 | 1.5679 | 3.1358 | 0.89554 | 25.1898 | 15.5798 | 17.0341 | 17.0341 | 78.99 | 0.89554 | 0 | 56.4317 | 22.5583 | 0 | 15.2547 | 0 | 12.2393 | 2.2403 | 2.2403 | 0 | 0 | 78.99 | 0 | 15.2547 | 0 | 0 | 0.11194 | 0.11768
2018-02-22 18:00 | 2 | 17 | 5 | 0 | 1 | 0 | 1.6686 | 3.3371 | 0 | 25.1898 | 15.5798 | 17.0341 | 17.0341 | 84.0615 | 0 | 0 | 84.0615 | 0 | 0 | 0 | 0 | 9.8043 | 3.3371 | 3.3371 | 0 | 0 | 84.0615 | 0 | 0 | 0 | 0 | 0 | 0
2018-02-22 19:00 | 2 | 18 | 5 | 0 | 1 | 0 | 1.7293 | 3.4585 | 0 | 25.1898 | 15.5798 | 17.0341 | 17.0341 | 87.1197 | 0 | 0 | 87.1197 | 0 | 0 | 0 | 0 | 6.177 | 3.4585 | 3.4585 | 0 | 0 | 87.1197 | 0 | 0 | 0 | 0 | 0 | 0
2018-02-22 20:00 | 2 | 19 | 5 | 0 | 0 | 0 | 1.7995 | 3.5989 | 0 | 16.5561 | 6.9461 | 17.0341 | 17.0341 | 59.5838 | 0 | 0 | 59.5838 | 0 | 0 | 0 | 0 | 2.4177 | 3.5989 | 2.2243 | 0 | 22.7587 | 36.8251 | 0 | 0 | 0 | 0 | 0 | 0
2018-02-22 21:00 | 2 | 20 | 5 | 0 | 0 | 0 | 1.6509 | 3.3017 | 0 | 16.5561 | 6.9461 | 17.0341 | 17.0341 | 54.6638 | 0 | 0 | 54.6638 | 0 | 0 | 0 | 0 | 0 | 3.3017 | 0 | 0 | 54.6638 | 0 | 0 | 0 | 0 | 0 | 0 | 0
2018-02-22 22:00 | 2 | 21 | 5 | 0 | 0 | 0 | 1.4219 | 2.8439 | 0 | 16.5561 | 6.9461 | 17.0341 | 17.0341 | 47.0836 | 0 | 0 | 47.0836 | 0 | 0 | 0 | 0 | 0 | 2.8439 | 0 | 0 | 47.0836 | 0 | 0 | 0 | 0 | 0 | 0 | 0
2018-02-22 23:00 | 2 | 22 | 5 | 0 | 0 | 0 | 1.2252 | 2.4505 | 0 | 16.5561 | 6.9461 | 17.0341 | 17.0341 | 40.5706 | 0 | 0 | 40.5706 | 0 | 0 | 0 | 0 | 0 | 2.4505 | 0 | 0 | 40.5706 | 0 | 0 | 0 | 0 | 0 | 0 | 0
2018-02-23 | 2 | 23 | 5 | 0 | 0 | 0 | 1.1597 | 2.3193 | 0 | 16.5561 | 6.9461 | 17.0341 | 17.0341 | 38.3992 | 0 | 0 | 38.3992 | 0 | 0 | 0 | 0 | 0 | 2.3193 | 0 | 0 | 38.3992 | 0 | 0 | 0 | 0 | 0 | 0 | 0
2018-02-23 01:00 | 2 | 0 | 6 | 0 | 0 | 0 | 1.084 | 2.168 | 0 | 16.5561 | 6.9461 | 17.0341 | 17.0341 | 35.893 | 0 | 0 | 35.893 | 0 | 0 | 0 | 0 | 0 | 2.168 | 0 | 0 | 35.893 | 0 | 0 | 0 | 0 | 0 | 0 | 0
2018-02-23 02:00 | 2 | 1 | 6 | 0 | 0 | 0 | 1.1054 | 2.2108 | 0 | 16.5561 | 6.9461 | 17.0341 | 17.0341 | 36.6014 | 0 | 0 | 36.6014 | 0 | 0 | 0 | 0 | 0 | 2.2108 | 0 | 0 | 36.6014 | 0 | 0 | 0 | 0 | 0 | 0 | 0
2018-02-23 03:00 | 2 | 2 | 6 | 0 | 0 | 0 | 1.1506 | 2.3012 | 0 | 16.5561 | 6.9461 | 17.0341 | 17.0341 | 38.098 | 0 | 0 | 38.098 | 0 | 0 | 0 | 0 | 0 | 2.3012 | 0 | 0 | 38.098 | 0 | 0 | 0 | 0 | 0 | 0 | 0
2018-02-23 04:00 | 2 | 3 | 6 | 0 | 0 | 0 | 1.22 | 2.4399 | 0 | 16.5561 | 6.9461 | 17.0341 | 17.0341 | 40.3956 | 0 | 0 | 40.3956 | 0 | 0 | 0 | 0 | 0 | 2.4399 | 0 | 0 | 40.3956 | 0 | 0 | 0 | 0 | 0 | 0 | 0
2018-02-23 05:00 | 2 | 4 | 6 | 0 | 0 | 0 | 1.2731 | 2.5461 | 0 | 16.5561 | 6.9461 | 17.0341 | 17.0341 | 42.1542 | 0 | 0 | 42.1542 | 0 | 0 | 0 | 0 | 0 | 2.5461 | 0 | 0 | 42.1542 | 0 | 0 | 0 | 0 | 0 | 0 | 0
2018-02-23 06:00 | 2 | 5 | 6 | 0 | 0 | 0 | 1.5581 | 3.1162 | 0 | 16.5561 | 6.9461 | 17.0341 | 17.0341 | 51.5922 | 0 | 0 | 51.5922 | 0 | 0 | 0 | 0 | 0 | 3.1162 | 0 | 0 | 51.5922 | 0 | 0 | 0 | 0 | 0 | 0 | 0
2018-02-23 07:00 | 2 | 6 | 6 | 0 | 0 | 0.0054678 | 1.739 | 3.4781 | 0.043742 | 16.5561 | 6.9461 | 17.0341 | 17.0341 | 57.583 | 0.043742 | 0 | 56.8588 | 0.7242 | 0 | 0.74511 | 0 | 0 | 3.4343 | 0 | 0 | 56.8588 | 0.7242 | 0 | 0.74511 | 0 | 0 | 0.0054678 | 0.0017377
2018-02-23 08:00 | 2 | 7 | 6 | 0 | 0 | 0.18602 | 1.733 | 3.4661 | 1.4882 | 16.5561 | 6.9461 | 17.0341 | 17.0341 | 57.3847 | 1.4882 | 0 | 32.7461 | 24.6386 | 0 | 25.3501 | 0 | 0 | 1.9779 | 0 | 0 | 32.7461 | 24.6386 | 0 | 25.3501 | 0 | 0 | 0.18602 | 0.040074
2018-02-23 09:00 | 2 | 8 | 6 | 0 | 0 | 0.39149 | 1.6455 | 3.2911 | 3.1319 | 16.5561 | 6.9461 | 17.0341 | 17.0341 | 54.4875 | 3.1319 | 0 | 2.6354 | 51.8521 | 0 | 53.3494 | 0 | 0 | 0.15918 | 0 | 0 | 2.6354 | 51.8521 | 0 | 53.3494 | 0 | 0 | 0.39149 | 0.14539
2018-02-23 10:00 | 2 | 9 | 6 | 0 | 0 | 0.54024 | 1.5857 | 3.1714 | 4.3219 | 16.5561 | 6.9461 | 17.0341 | 17.0341 | 52.5066 | 3.1714 | 1.1505 | 0 | 52.5066 | 7.9914 | 73.6203 | 1.1505 | 1.1505 | 0 | 0 | 0 | 0 | 52.5066 | 0 | 73.6203 | 1.1505 | 0 | 0.54024 | 0.20463
2018-02-23 11:00 | 2 | 10 | 6 | 0 | 0 | 0.63736 | 1.5553 | 3.1107 | 5.0988 | 16.5561 | 6.9461 | 17.0341 | 17.0341 | 51.5005 | 3.1107 | 1.9882 | 0 | 51.5005 | 13.81 | 86.8545 | 1.9882 | 3.1387 | 0 | 0 | 0 | 0 | 51.5005 | 0 | 86.8545 | 1.9882 | 0 | 0.63736 | 0.32596
2018-02-23 12:00 | 2 | 11 | 6 | 0 | 1 | 0.68523 | 1.5149 | 3.0299 | 5.4818 | 25.1898 | 15.5798 | 17.0341 | 17.0341 | 76.3222 | 3.0299 | 2.4519 | 0 | 76.3222 | 38.2003 | 93.3779 | 2.4519 | 5.5906 | 0 | 0 | 0 | 0 | 76.3222 | 0 | 93.3779 | 2.4519 | 0 | 0.68523 | 0.59286
2018-02-23 13:00 | 2 | 12 | 6 | 0 | 1 | 0.67703 | 1.3993 | 2.7986 | 5.4163 | 25.1898 | 15.5798 | 17.0341 | 17.0341 | 70.4956 | 2.7986 | 2.6177 | 0 | 70.4956 | 40.7829 | 92.2614 | 2.6177 | 8.2083 | 0 | 0 | 0 | 0 | 70.4956 | 0 | 92.2614 | 2.6177 | 0 | 0.67703 | 0.46661
2018-02-23 14:00 | 2 | 13 | 6 | 0 | 1 | 0.6107 | 1.3385 | 2.6769 | 4.8856 | 25.1898 | 15.5798 | 17.0341 | 17.0341 | 67.4308 | 2.6769 | 2.2087 | 0 | 67.4308 | 34.4112 | 83.2224 | 2.2087 | 10.417 | 0 | 0 | 0 | 0 | 67.4308 | 0 | 83.2224 | 2.2087 | 0 | 0.6107 | 0.35227
2018-02-23 15:00 | 2 | 14 | 6 | 0 | 1 | 0.49101 | 1.2794 | 2.5588 | 3.9281 | 25.1898 | 15.5798 | 17.0341 | 17.0341 | 64.4568 | 2.5588 | 1.3692 | 0 | 64.4568 | 21.3323 | 66.9115 | 1.3692 | 11.7862 | 0 | 0 | 0 | 0 | 64.4568 | 0 | 66.9115 | 1.3692 | 0 | 0.49101 | 0.22323
2018-02-23 16:00 | 2 | 15 | 6 | 0 | 1 | 0.32166 | 1.3666 | 2.7332 | 2.5732 | 25.1898 | 15.5798 | 17.0341 | 17.0341 | 68.8493 | 2.5732 | 0 | 4.0298 | 64.8195 | 0 | 43.8331 | 0 | 11.7862 | 0.15998 | 0.15998 | 0 | 0 | 68.8493 | 0 | 43.8331 | 0 | 0 | 0.32166 | 0.054943
2018-02-23 17:00 | 2 | 16 | 6 | 0 | 1 | 0.10875 | 1.5155 | 3.031 | 0.87001 | 25.1898 | 15.5798 | 17.0341 | 17.0341 | 76.3509 | 0.87001 | 0 | 54.4356 | 21.9153 | 0 | 14.8198 | 0 | 11.6123 | 2.161 | 2.161 | 0 | 0 | 76.3509 | 0 | 14.8198 | 0 | 0 | 0.10875 | 0.041131
2018-02-23 18:00 | 2 | 17 | 6 | 0 | 1 | 0 | 1.6595 | 3.319 | 0 | 25.1898 | 15.5798 | 17.0341 | 17.0341 | 83.6038 | 0 | 0 | 83.6038 | 0 | 0 | 0 | 0 | 9.2634 | 3.319 | 3.319 | 0 | 0 | 83.6038 | 0 | 0 | 0 | 0 | 0 | 0
2018-02-23 19:00 | 2 | 18 | 6 | 0 | 1 | 0 | 1.7134 | 3.4268 | 0 | 25.1898 | 15.5798 | 17.0341 | 17.0341 | 86.3191 | 0 | 0 | 86.3191 | 0 | 0 | 0 | 0 | 5.6558 | 3.4268 | 3.4268 | 0 | 0 | 86.3191 | 0 | 0 | 0 | 0 | 0 | 0
2018-02-23 20:00 | 2 | 19 | 6 | 0 | 0 | 0 | 1.6951 | 3.3902 | 0 | 16.5561 | 6.9461 | 17.0341 | 17.0341 | 56.1283 | 0 | 0 | 56.1283 | 0 | 0 | 0 | 0 | 1.9311 | 3.3902 | 1.7766 | 0 | 26.7152 | 29.4132 | 0 | 0 | 0 | 0 | 0 | 0
2018-02-23 21:00 | 2 | 20 | 6 | 0 | 0 | 0 | 1.6514 | 3.3028 | 0 | 16.5561 | 6.9461 | 17.0341 | 17.0341 | 54.6816 | 0 | 0 | 54.6816 | 0 | 0 | 0 | 0 | 0 | 3.3028 | 0 | 0 | 54.6816 | 0 | 0 | 0 | 0 | 0 | 0 | 0
2018-02-23 22:00 | 2 | 21 | 6 | 0 | 0 | 0 | 1.3887 | 2.7774 | 0 | 16.5561 | 6.9461 | 17.0341 | 17.0341 | 45.9836 | 0 | 0 | 45.9836 | 0 | 0 | 0 | 0 | 0 | 2.7774 | 0 | 0 | 45.9836 | 0 | 0 | 0 | 0 | 0 | 0 | 0
2018-02-23 23:00 | 2 | 22 | 6 | 0 | 0 | 0 | 1.1412 | 2.2823 | 0 | 16.5561 | 6.9461 | 17.0341 | 17.0341 | 37.786 | 0 | 0 | 37.786 | 0 | 0 | 0 | 0 | 0 | 2.2823 | 0 | 0 | 37.786 | 0 | 0 | 0 | 0 | 0 | 0 | 0
2018-02-24 | 2 | 23 | 6 | 0 | 0 | 0 | 1.0802 | 2.1603 | 0 | 16.5561 | 6.9461 | 17.0341 | 17.0341 | 35.7665 | 0 | 0 | 35.7665 | 0 | 0 | 0 | 0 | 0 | 2.1603 | 0 | 0 | 35.7665 | 0 | 0 | 0 | 0 | 0 | 0 | 0
2018-02-24 01:00 | 2 | 0 | 7 | 0 | 0 | 0 | 1.073 | 2.146 | 0 | 16.5561 | 6.9461 | 17.0341 | 17.0341 | 35.5297 | 0 | 0 | 35.5297 | 0 | 0 | 0 | 0 | 0 | 2.146 | 0 | 0 | 35.5297 | 0 | 0 | 0 | 0 | 0 | 0 | 0
2018-02-24 02:00 | 2 | 1 | 7 | 0 | 0 | 0 | 1.1021 | 2.2041 | 0 | 16.5561 | 6.9461 | 17.0341 | 17.0341 | 36.4919 | 0 | 0 | 36.4919 | 0 | 0 | 0 | 0 | 0 | 2.2041 | 0 | 0 | 36.4919 | 0 | 0 | 0 | 0 | 0 | 0 | 0
2018-02-24 03:00 | 2 | 2 | 7 | 0 | 0 | 0 | 1.1014 | 2.2028 | 0 | 16.5561 | 6.9461 | 17.0341 | 17.0341 | 36.4689 | 0 | 0 | 36.4689 | 0 | 0 | 0 | 0 | 0 | 2.2028 | 0 | 0 | 36.4689 | 0 | 0 | 0 | 0 | 0 | 0 | 0
2018-02-24 04:00 | 2 | 3 | 7 | 0 | 0 | 0 | 1.1378 | 2.2757 | 0 | 16.5561 | 6.9461 | 17.0341 | 17.0341 | 37.6761 | 0 | 0 | 37.6761 | 0 | 0 | 0 | 0 | 0 | 2.2757 | 0 | 0 | 37.6761 | 0 | 0 | 0 | 0 | 0 | 0 | 0
2018-02-24 05:00 | 2 | 4 | 7 | 0 | 0 | 0 | 1.1668 | 2.3337 | 0 | 16.5561 | 6.9461 | 17.0341 | 17.0341 | 38.6368 | 0 | 0 | 38.6368 | 0 | 0 | 0 | 0 | 0 | 2.3337 | 0 | 0 | 38.6368 | 0 | 0 | 0 | 0 | 0 | 0 | 0
2018-02-24 06:00 | 2 | 5 | 7 | 0 | 0 | 0 | 1.2537 | 2.5074 | 0 | 16.5561 | 6.9461 | 17.0341 | 17.0341 | 41.5124 | 0 | 0 | 41.5124 | 0 | 0 | 0 | 0 | 0 | 2.5074 | 0 | 0 | 41.5124 | 0 | 0 | 0 | 0 | 0 | 0 | 0
2018-02-24 07:00 | 2 | 6 | 7 | 0 | 0 | 0.0010017 | 1.4092 | 2.8185 | 0.0080134 | 16.5561 | 6.9461 | 17.0341 | 17.0341 | 46.6629 | 0.0080134 | 0 | 46.5302 | 0.13267 | 0 | 0.1365 | 0 | 0 | 2.8105 | 0 | 0 | 46.5302 | 0.13267 | 0 | 0.1365 | 0 | 0 | 0.0010017 | 0.0011013
2018-02-24 08:00 | 2 | 7 | 7 | 0 | 0 | 0.075881 | 1.5505 | 3.101 | 0.60705 | 16.5561 | 6.9461 | 17.0341 | 17.0341 | 51.3399 | 0.60705 | 0 | 41.2896 | 10.0503 | 0 | 10.3405 | 0 | 0 | 2.4939 | 0 | 0 | 41.2896 | 10.0503 | 0 | 10.3405 | 0 | 0 | 0.075881 | 0.095083
2018-02-24 09:00 | 2 | 8 | 7 | 0 | 0 | 0.24965 | 1.7227 | 3.4455 | 1.9972 | 16.5561 | 6.9461 | 17.0341 | 17.0341 | 57.0437 | 1.9972 | 0 | 23.9773 | 33.0664 | 0 | 34.0213 | 0 | 0 | 1.4482 | 0 | 0 | 23.9773 | 33.0664 | 0 | 34.0213 | 0 | 0 | 0.24965 | 0.078457
2018-02-24 10:00 | 2 | 9 | 7 | 0 | 0 | 0.2764 | 1.7569 | 3.5137 | 2.2112 | 16.5561 | 6.9461 | 17.0341 | 17.0341 | 58.173 | 2.2112 | 0 | 21.5637 | 36.6093 | 0 | 37.6664 | 0 | 0 | 1.3025 | 0 | 0 | 21.5637 | 36.6093 | 0 | 37.6664 | 0 | 0 | 0.2764 | 0.14375
2018-02-24 11:00 | 2 | 10 | 7 | 0 | 0 | 0.4895 | 1.6978 | 3.3955 | 3.916 | 16.5561 | 6.9461 | 17.0341 | 17.0341 | 56.2168 | 3.3955 | 0.52043 | 0 | 56.2168 | 3.6149 | 66.7052 | 0.52043 | 0.52043 | 0 | 0 | 0 | 0 | 56.2168 | 0 | 66.7052 | 0.52043 | 0 | 0.4895 | 0.22111
2018-02-24 12:00 | 2 | 11 | 7 | 0 | 1 | 0.49438 | 1.6244 | 3.2488 | 3.9551 | 25.1898 | 15.5798 | 17.0341 | 17.0341 | 81.8361 | 3.2488 | 0.70629 | 0 | 81.8361 | 11.0038 | 67.3713 | 0.70629 | 1.2267 | 0 | 0 | 0 | 0 | 81.8361 | 0 | 67.3713 | 0.70629 | 0 | 0.49438 | 0.25643
2018-02-24 13:00 | 2 | 12 | 7 | 0 | 1 | 0.41241 | 1.5285 | 3.0569 | 3.2993 | 25.1898 | 15.5798 | 17.0341 | 17.0341 | 77.003 | 3.0569 | 0.24236 | 0 | 77.003 | 3.7759 | 56.2004 | 0.24236 | 1.4691 | 0 | 0 | 0 | 0 | 77.003 | 0 | 56.2004 | 0.24236 | 0 | 0.41241 | 0.26848
2018-02-24 14:00 | 2 | 13 | 7 | 0 | 1 | 0.29263 | 1.6115 | 3.2231 | 2.3411 | 25.1898 | 15.5798 | 17.0341 | 17.0341 | 81.1884 | 2.3411 | 0 | 22.2178 | 58.9706 | 0 | 39.8779 | 0 | 1.4691 | 0.88202 | 0.88202 | 0 | 0 | 81.1884 | 0 | 39.8779 | 0 | 0 | 0.29263 | 0.2259
2018-02-24 15:00 | 2 | 14 | 7 | 0 | 1 | 0.19559 | 1.654 | 3.3079 | 1.5647 | 25.1898 | 15.5798 | 17.0341 | 17.0341 | 83.3259 | 1.5647 | 0 | 43.9106 | 39.4153 | 0 | 26.6539 | 0 | 0.51036 | 1.7432 | 0.46953 | 0 | 32.0831 | 51.2427 | 0 | 26.6539 | 0 | 0 | 0.19559 | 0.10912
2018-02-24 16:00 | 2 | 15 | 7 | 0 | 1 | 0.1951 | 1.7141 | 3.4281 | 1.5608 | 25.1898 | 15.5798 | 17.0341 | 17.0341 | 86.353 | 1.5608 | 0 | 47.0371 | 39.316 | 0 | 26.5868 | 0 | 0 | 1.8673 | 0 | 0 | 47.0371 | 39.316 | 0 | 26.5868 | 0 | 0 | 0.1951 | 0.12395
2018-02-24 17:00 | 2 | 16 | 7 | 0 | 1 | 0.02596 | 1.8182 | 3.6363 | 0.20768 | 25.1898 | 15.5798 | 17.0341 | 17.0341 | 91.5986 | 0.20768 | 0 | 86.3672 | 5.2314 | 0 | 3.5377 | 0 | 0 | 3.4287 | 0 | 0 | 86.3672 | 5.2314 | 0 | 3.5377 | 0 | 0 | 0.02596 | 0.059172
2018-02-24 18:00 | 2 | 17 | 7 | 0 | 1 | 0 | 1.8909 | 3.7818 | 0 | 25.1898 | 15.5798 | 17.0341 | 17.0341 | 95.2615 | 0 | 0 | 95.2615 | 0 | 0 | 0 | 0 | 0 | 3.7818 | 0 | 0 | 95.2615 | 0 | 0 | 0 | 0 | 0 | 0 | 0
2018-02-24 19:00 | 2 | 18 | 7 | 0 | 1 | 0 | 2.0029 | 4.0058 | 0 | 25.1898 | 15.5798 | 17.0341 | 17.0341 | 100.9047 | 0 | 0 | 100.9047 | 0 | 0 | 0 | 0 | 0 | 4.0058 | 0 | 0 | 100.9047 | 0 | 0 | 0 | 0 | 0 | 0 | 0
2018-02-24 20:00 | 2 | 19 | 7 | 0 | 0 | 0 | 2.0729 | 4.1458 | 0 | 16.5561 | 6.9461 | 17.0341 | 17.0341 | 68.6376 | 0 | 0 | 68.6376 | 0 | 0 | 0 | 0 | 0 | 4.1458 | 0 | 0 | 68.6376 | 0 | 0 | 0 | 0 | 0 | 0 | 0
2018-02-24 21:00 | 2 | 20 | 7 | 0 | 0 | 0 | 1.9211 | 3.8423 | 0 | 16.5561 | 6.9461 | 17.0341 | 17.0341 | 63.6126 | 0 | 0 | 63.6126 | 0 | 0 | 0 | 0 | 0 | 3.8423 | 0 | 0 | 63.6126 | 0 | 0 | 0 | 0 | 0 | 0 | 0
2018-02-24 22:00 | 2 | 21 | 7 | 0 | 0 | 0 | 1.6246 | 3.2492 | 0 | 16.5561 | 6.9461 | 17.0341 | 17.0341 | 53.7944 | 0 | 0 | 53.7944 | 0 | 0 | 0 | 0 | 0 | 3.2492 | 0 | 0 | 53.7944 | 0 | 0 | 0 | 0 | 0 | 0 | 0
2018-02-24 23:00 | 2 | 22 | 7 | 0 | 0 | 0 | 1.4289 | 2.8577 | 0 | 16.5561 | 6.9461 | 17.0341 | 17.0341 | 47.3127 | 0 | 0 | 47.3127 | 0 | 0 | 0 | 0 | 0 | 2.8577 | 0 | 0 | 47.3127 | 0 | 0 | 0 | 0 | 0 | 0 | 0
2018-02-25 | 2 | 23 | 7 | 0 | 0 | 0 | 1.3627 | 2.7254 | 0 | 16.5561 | 6.9461 | 17.0341 | 17.0341 | 45.1219 | 0 | 0 | 45.1219 | 0 | 0 | 0 | 0 | 0 | 2.7254 | 0 | 0 | 45.1219 | 0 | 0 | 0 | 0 | 0 | 0 | 0
2018-02-25 01:00 | 2 | 0 | 1 | 0 | 0 | 0 | 1.2392 | 2.4783 | 0 | 16.5561 | 6.9461 | 17.0341 | 17.0341 | 41.0309 | 0 | 0 | 41.0309 | 0 | 0 | 0 | 0 | 0 | 2.4783 | 0 | 0 | 41.0309 | 0 | 0 | 0 | 0 | 0 | 0 | 0
2018-02-25 02:00 | 2 | 1 | 1 | 0 | 0 | 0 | 1.1862 | 2.3724 | 0 | 16.5561 | 6.9461 | 17.0341 | 17.0341 | 39.2778 | 0 | 0 | 39.2778 | 0 | 0 | 0 | 0 | 0 | 2.3724 | 0 | 0 | 39.2778 | 0 | 0 | 0 | 0 | 0 | 0 | 0
2018-02-25 03:00 | 2 | 2 | 1 | 0 | 0 | 0 | 1.2047 | 2.4094 | 0 | 16.5561 | 6.9461 | 17.0341 | 17.0341 | 39.8903 | 0 | 0 | 39.8903 | 0 | 0 | 0 | 0 | 0 | 2.4094 | 0 | 0 | 39.8903 | 0 | 0 | 0 | 0 | 0 | 0 | 0
2018-02-25 04:00 | 2 | 3 | 1 | 0 | 0 | 0 | 1.2268 | 2.4535 | 0 | 16.5561 | 6.9461 | 17.0341 | 17.0341 | 40.6204 | 0 | 0 | 40.6204 | 0 | 0 | 0 | 0 | 0 | 2.4535 | 0 | 0 | 40.6204 | 0 | 0 | 0 | 0 | 0 | 0 | 0
2018-02-25 05:00 | 2 | 4 | 1 | 0 | 0 | 0 | 1.2291 | 2.4581 | 0 | 16.5561 | 6.9461 | 17.0341 | 17.0341 | 40.6968 | 0 | 0 | 40.6968 | 0 | 0 | 0 | 0 | 0 | 2.4581 | 0 | 0 | 40.6968 | 0 | 0 | 0 | 0 | 0 | 0 | 0
2018-02-25 06:00 | 2 | 5 | 1 | 0 | 0 | 0 | 1.3182 | 2.6364 | 0 | 16.5561 | 6.9461 | 17.0341 | 17.0341 | 43.649 | 0 | 0 | 43.649 | 0 | 0 | 0 | 0 | 0 | 2.6364 | 0 | 0 | 43.649 | 0 | 0 | 0 | 0 | 0 | 0 | 0
2018-02-25 07:00 | 2 | 6 | 1 | 0 | 0 | 0 | 1.428 | 2.856 | 0 | 16.5561 | 6.9461 | 17.0341 | 17.0341 | 47.284 | 0 | 0 | 47.284 | 0 | 0 | 0 | 0 | 0 | 2.856 | 0 | 0 | 47.284 | 0 | 0 | 0 | 0 | 0 | 0 | 0.0035087
2018-02-25 08:00 | 2 | 7 | 1 | 0 | 0 | 0.018533 | 1.502 | 3.004 | 0.14826 | 16.5561 | 6.9461 | 17.0341 | 17.0341 | 49.734 | 0.14826 | 0 | 47.2794 | 2.4546 | 0 | 2.5255 | 0 | 0 | 2.8557 | 0 | 0 | 47.2794 | 2.4546 | 0 | 2.5255 | 0 | 0 | 0.018533 | 0.1136
2018-02-25 09:00 | 2 | 8 | 1 | 0 | 0 | 0.18583 | 1.5955 | 3.1911 | 1.4867 | 16.5561 | 6.9461 | 17.0341 | 17.0341 | 52.8316 | 1.4867 | 0 | 28.2184 | 24.6132 | 0 | 25.3239 | 0 | 0 | 1.7044 | 0 | 0 | 28.2184 | 24.6132 | 0 | 25.3239 | 0 | 0 | 0.18583 | 0.28958
2018-02-25 10:00 | 2 | 9 | 1 | 0 | 0 | 0.11096 | 1.6873 | 3.3747 | 0.88765 | 16.5561 | 6.9461 | 17.0341 | 17.0341 | 55.8712 | 0.88765 | 0 | 41.1753 | 14.6959 | 0 | 15.1203 | 0 | 0 | 2.487 | 0 | 0 | 41.1753 | 14.6959 | 0 | 15.1203 | 0 | 0 | 0.11096 | 0.51609
2018-02-25 11:00 | 2 | 10 | 1 | 0 | 0 | 0.14754 | 1.6723 | 3.3446 | 1.1803 | 16.5561 | 6.9461 | 17.0341 | 17.0341 | 55.3741 | 1.1803 | 0 | 35.8329 | 19.5412 | 0 | 20.1055 | 0 | 0 | 2.1643 | 0 | 0 | 35.8329 | 19.5412 | 0 | 20.1055 | 0 | 0 | 0.14754 | 0.68159
2018-02-25 12:00 | 2 | 11 | 1 | 0 | 1 | 0.083348 | 1.6649 | 3.3298 | 0.66679 | 25.1898 | 15.5798 | 17.0341 | 17.0341 | 83.8764 | 0.66679 | 0 | 67.0802 | 16.7962 | 0 | 11.3581 | 0 | 0 | 2.663 | 0 | 0 | 67.0802 | 16.7962 | 0 | 11.3581 | 0 | 0 | 0.083348 | 0.76923
2018-02-25 13:00 | 2 | 12 | 1 | 0 | 1 | 0.14545 | 1.5262 | 3.0525 | 1.1636 | 25.1898 | 15.5798 | 17.0341 | 17.0341 | 76.8906 | 1.1636 | 0 | 47.5798 | 29.3108 | 0 | 19.8209 | 0 | 0 | 1.8889 | 0 | 0 | 47.5798 | 29.3108 | 0 | 19.8209 | 0 | 0 | 0.14545 | 0.7442
2018-02-25 14:00 | 2 | 13 | 1 | 0 | 1 | 0.12715 | 1.4963 | 2.9927 | 1.0172 | 25.1898 | 15.5798 | 17.0341 | 17.0341 | 75.3844 | 1.0172 | 0 | 49.7618 | 25.6226 | 0 | 17.3269 | 0 | 0 | 1.9755 | 0 | 0 | 49.7618 | 25.6226 | 0 | 17.3269 | 0 | 0 | 0.12715 | 0.61653
2018-02-25 15:00 | 2 | 14 | 1 | 0 | 1 | 0.10398 | 1.4465 | 2.8931 | 0.83181 | 25.1898 | 15.5798 | 17.0341 | 17.0341 | 72.8757 | 0.83181 | 0 | 51.9227 | 20.953 | 0 | 14.1691 | 0 | 0 | 2.0613 | 0 | 0 | 51.9227 | 20.953 | 0 | 14.1691 | 0 | 0 | 0.10398 | 0.48879
2018-02-25 16:00 | 2 | 15 | 1 | 0 | 1 | 0.10957 | 1.5626 | 3.1252 | 0.87654 | 25.1898 | 15.5798 | 17.0341 | 17.0341 | 78.723 | 0.87654 | 0 | 56.6433 | 22.0797 | 0 | 14.931 | 0 | 0 | 2.2487 | 0 | 0 | 56.6433 | 22.0797 | 0 | 14.931 | 0 | 0 | 0.10957 | 0.27383
2018-02-25 17:00 | 2 | 16 | 1 | 0 | 1 | 0.018085 | 1.6241 | 3.2483 | 0.14468 | 25.1898 | 15.5798 | 17.0341 | 17.0341 | 81.8229 | 0.14468 | 0 | 78.1785 | 3.6444 | 0 | 2.4645 | 0 | 0 | 3.1036 | 0 | 0 | 78.1785 | 3.6444 | 0 | 2.4645 | 0 | 0 | 0.018085 | 0.068383
2018-02-25 18:00 | 2 | 17 | 1 | 0 | 1 | 0 | 1.7444 | 3.4887 | 0 | 25.1898 | 15.5798 | 17.0341 | 17.0341 | 87.8801 | 0 | 0 | 87.8801 | 0 | 0 | 0 | 0 | 0 | 3.4887 | 0 | 0 | 87.8801 | 0 | 0 | 0 | 0 | 0 | 0 | 0
2018-02-25 19:00 | 2 | 18 | 1 | 0 | 1 | 0 | 1.7767 | 3.5533 | 0 | 25.1898 | 15.5798 | 17.0341 | 17.0341 | 89.5075 | 0 | 0 | 89.5075 | 0 | 0 | 0 | 0 | 0 | 3.5533 | 0 | 0 | 89.5075 | 0 | 0 | 0 | 0 | 0 | 0 | 0
2018-02-25 20:00 | 2 | 19 | 1 | 0 | 0 | 0 | 1.7301 | 3.4602 | 0 | 16.5561 | 6.9461 | 17.0341 | 17.0341 | 57.2868 | 0 | 0 | 57.2868 | 0 | 0 | 0 | 0 | 0 | 3.4602 | 0 | 0 | 57.2868 | 0 | 0 | 0 | 0 | 0 | 0 | 0
2018-02-25 21:00 | 2 | 20 | 1 | 0 | 0 | 0 | 1.6111 | 3.2222 | 0 | 16.5561 | 6.9461 | 17.0341 | 17.0341 | 53.3473 | 0 | 0 | 53.3473 | 0 | 0 | 0 | 0 | 0 | 3.2222 | 0 | 0 | 53.3473 | 0 | 0 | 0 | 0 | 0 | 0 | 0
2018-02-25 22:00 | 2 | 21 | 1 | 0 | 0 | 0 | 1.3336 | 2.6672 | 0 | 16.5561 | 6.9461 | 17.0341 | 17.0341 | 44.1579 | 0 | 0 | 44.1579 | 0 | 0 | 0 | 0 | 0 | 2.6672 | 0 | 0 | 44.1579 | 0 | 0 | 0 | 0 | 0 | 0 | 0
2018-02-25 23:00 | 2 | 22 | 1 | 0 | 0 | 0 | 1.1747 | 2.3495 | 0 | 16.5561 | 6.9461 | 17.0341 | 17.0341 | 38.898 | 0 | 0 | 38.898 | 0 | 0 | 0 | 0 | 0 | 2.3495 | 0 | 0 | 38.898 | 0 | 0 | 0 | 0 | 0 | 0 | 0
2018-02-26 | 2 | 23 | 1 | 0 | 0 | 0 | 1.0693 | 2.1385 | 0 | 16.5561 | 6.9461 | 17.0341 | 17.0341 | 35.4059 | 0 | 0 | 35.4059 | 0 | 0 | 0 | 0 | 0 | 2.1385 | 0 | 0 | 35.4059 | 0 | 0 | 0 | 0 | 0 | 0 | 0
2018-02-26 01:00 | 2 | 0 | 2 | 0 | 0 | 0 | 1.0299 | 2.0598 | 0 | 16.5561 | 6.9461 | 17.0341 | 17.0341 | 34.1019 | 0 | 0 | 34.1019 | 0 | 0 | 0 | 0 | 0 | 2.0598 | 0 | 0 | 34.1019 | 0 | 0 | 0 | 0 | 0 | 0 | 0
2018-02-26 02:00 | 2 | 1 | 2 | 0 | 0 | 0 | 1.0495 | 2.0991 | 0 | 16.5561 | 6.9461 | 17.0341 | 17.0341 | 34.7523 | 0 | 0 | 34.7523 | 0 | 0 | 0 | 0 | 0 | 2.0991 | 0 | 0 | 34.7523 | 0 | 0 | 0 | 0 | 0 | 0 | 0
2018-02-26 03:00 | 2 | 2 | 2 | 0 | 0 | 0 | 1.0643 | 2.1285 | 0 | 16.5561 | 6.9461 | 17.0341 | 17.0341 | 35.2398 | 0 | 0 | 35.2398 | 0 | 0 | 0 | 0 | 0 | 2.1285 | 0 | 0 | 35.2398 | 0 | 0 | 0 | 0 | 0 | 0 | 0
2018-02-26 04:00 | 2 | 3 | 2 | 0 | 0 | 0 | 1.1311 | 2.2622 | 0 | 16.5561 | 6.9461 | 17.0341 | 17.0341 | 37.4539 | 0 | 0 | 37.4539 | 0 | 0 | 0 | 0 | 0 | 2.2622 | 0 | 0 | 37.4539 | 0 | 0 | 0 | 0 | 0 | 0 | 0
2018-02-26 05:00 | 2 | 4 | 2 | 0 | 0 | 0 | 1.262 | 2.5241 | 0 | 16.5561 | 6.9461 | 17.0341 | 17.0341 | 41.7884 | 0 | 0 | 41.7884 | 0 | 0 | 0 | 0 | 0 | 2.5241 | 0 | 0 | 41.7884 | 0 | 0 | 0 | 0 | 0 | 0 | 0
2018-02-26 06:00 | 2 | 5 | 2 | 0 | 0 | 0 | 1.4032 | 2.8064 | 0 | 16.5561 | 6.9461 | 17.0341 | 17.0341 | 46.4635 | 0 | 0 | 46.4635 | 0 | 0 | 0 | 0 | 0 | 2.8064 | 0 | 0 | 46.4635 | 0 | 0 | 0 | 0 | 0 | 0 | 0
2018-02-26 07:00 | 2 | 6 | 2 | 0 | 0 | 0.00034708 | 1.526 | 3.052 | 0.0027766 | 16.5561 | 6.9461 | 17.0341 | 17.0341 | 50.5293 | 0.0027766 | 0 | 50.4833 | 0.04597 | 0 | 0.047298 | 0 | 0 | 3.0492 | 0 | 0 | 50.4833 | 0.04597 | 0 | 0.047298 | 0 | 0 | 0.00034708 | 0.0036133
2018-02-26 08:00 | 2 | 7 | 2 | 0 | 0 | 0.041981 | 1.5625 | 3.125 | 0.33585 | 16.5561 | 6.9461 | 17.0341 | 17.0341 | 51.7373 | 0.33585 | 0 | 46.1769 | 5.5604 | 0 | 5.721 | 0 | 0 | 2.7891 | 0 | 0 | 46.1769 | 5.5604 | 0 | 5.721 | 0 | 0 | 0.041981 | 0.086523
2018-02-26 09:00 | 2 | 8 | 2 | 0 | 0 | 0.081688 | 1.5745 | 3.149 | 0.6535 | 16.5561 | 6.9461 | 17.0341 | 17.0341 | 52.1348 | 0.6535 | 0 | 41.3154 | 10.8194 | 0 | 11.1319 | 0 | 0 | 2.4955 | 0 | 0 | 41.3154 | 10.8194 | 0 | 11.1319 | 0 | 0 | 0.081688 | 0.096026
2018-02-26 10:00 | 2 | 9 | 2 | 0 | 0 | 0.032268 | 1.607 | 3.2139 | 0.25814 | 16.5561 | 6.9461 | 17.0341 | 17.0341 | 53.2098 | 0.25814 | 0 | 48.9359 | 4.2738 | 0 | 4.3972 | 0 | 0 | 2.9558 | 0 | 0 | 48.9359 | 4.2738 | 0 | 4.3972 | 0 | 0 | 0.032268 | 0.23703
2018-02-26 11:00 | 2 | 10 | 2 | 0 | 0 | 0.03129 | 1.4983 | 2.9966 | 0.25032 | 16.5561 | 6.9461 | 17.0341 | 17.0341 | 49.6121 | 0.25032 | 0 | 45.4678 | 4.1443 | 0 | 4.264 | 0 | 0 | 2.7463 | 0 | 0 | 45.4678 | 4.1443 | 0 | 4.264 | 0 | 0 | 0.03129 | 0.38741
2018-02-26 12:00 | 2 | 11 | 2 | 0 | 1 | 0.036421 | 1.4212 | 2.8424 | 0.29137 | 25.1898 | 15.5798 | 17.0341 | 17.0341 | 71.5994 | 0.29137 | 0 | 64.26 | 7.3395 | 0 | 4.9632 | 0 | 0 | 2.551 | 0 | 0 | 64.26 | 7.3395 | 0 | 4.9632 | 0 | 0 | 0.036421 | 0.41794
2018-02-26 13:00 | 2 | 12 | 2 | 0 | 1 | 0.077683 | 1.2729 | 2.5457 | 0.62146 | 25.1898 | 15.5798 | 17.0341 | 17.0341 | 64.1261 | 0.62146 | 0 | 48.4717 | 15.6544 | 0 | 10.5861 | 0 | 0 | 1.9243 | 0 | 0 | 48.4717 | 15.6544 | 0 | 10.5861 | 0 | 0 | 0.077683 | 0.45644
2018-02-26 14:00 | 2 | 13 | 2 | 0 | 1 | 0.044333 | 1.2166 | 2.4331 | 0.35467 | 25.1898 | 15.5798 | 17.0341 | 17.0341 | 61.2897 | 0.35467 | 0 | 52.3557 | 8.934 | 0 | 6.0415 | 0 | 0 | 2.0785 | 0 | 0 | 52.3557 | 8.934 | 0 | 6.0415 | 0 | 0 | 0.044333 | 0.49707
2018-02-26 15:00 | 2 | 14 | 2 | 0 | 1 | 0.077597 | 1.2528 | 2.5057 | 0.62078 | 25.1898 | 15.5798 | 17.0341 | 17.0341 | 63.1171 | 0.62078 | 0 | 47.4798 | 15.6372 | 0 | 10.5744 | 0 | 0 | 1.8849 | 0 | 0 | 47.4798 | 15.6372 | 0 | 10.5744 | 0 | 0 | 0.077597 | 0.34607
2018-02-26 16:00 | 2 | 15 | 2 | 0 | 1 | 0.13324 | 1.3628 | 2.7256 | 1.0659 | 25.1898 | 15.5798 | 17.0341 | 17.0341 | 68.657 | 1.0659 | 0 | 41.8075 | 26.8495 | 0 | 18.1565 | 0 | 0 | 1.6597 | 0 | 0 | 41.8075 | 26.8495 | 0 | 18.1565 | 0 | 0 | 0.13324 | 0.16086
2018-02-26 17:00 | 2 | 16 | 2 | 0 | 1 | 0.025953 | 1.5086 | 3.0172 | 0.20763 | 25.1898 | 15.5798 | 17.0341 | 17.0341 | 76.0028 | 0.20763 | 0 | 70.7728 | 5.2301 | 0 | 3.5367 | 0 | 0 | 2.8096 | 0 | 0 | 70.7728 | 5.2301 | 0 | 3.5367 | 0 | 0 | 0.025953 | 0.044233
2018-02-26 18:00 | 2 | 17 | 2 | 0 | 1 | 0 | 1.6888 | 3.3776 | 0 | 25.1898 | 15.5798 | 17.0341 | 17.0341 | 85.0797 | 0 | 0 | 85.0797 | 0 | 0 | 0 | 0 | 0 | 3.3776 | 0 | 0 | 85.0797 | 0 | 0 | 0 | 0 | 0 | 0 | 0
2018-02-26 19:00 | 2 | 18 | 2 | 0 | 1 | 0 | 1.8043 | 3.6087 | 0 | 25.1898 | 15.5798 | 17.0341 | 17.0341 | 90.9019 | 0 | 0 | 90.9019 | 0 | 0 | 0 | 0 | 0 | 3.6087 | 0 | 0 | 90.9019 | 0 | 0 | 0 | 0 | 0 | 0 | 0
2018-02-26 20:00 | 2 | 19 | 2 | 0 | 0 | 0 | 1.8373 | 3.6746 | 0 | 16.5561 | 6.9461 | 17.0341 | 17.0341 | 60.8371 | 0 | 0 | 60.8371 | 0 | 0 | 0 | 0 | 0 | 3.6746 | 0 | 0 | 60.8371 | 0 | 0 | 0 | 0 | 0 | 0 | 0
2018-02-26 21:00 | 2 | 20 | 2 | 0 | 0 | 0 | 1.7459 | 3.4918 | 0 | 16.5561 | 6.9461 | 17.0341 | 17.0341 | 57.8105 | 0 | 0 | 57.8105 | 0 | 0 | 0 | 0 | 0 | 3.4918 | 0 | 0 | 57.8105 | 0 | 0 | 0 | 0 | 0 | 0 | 0
2018-02-26 22:00 | 2 | 21 | 2 | 0 | 0 | 0 | 1.5011 | 3.0022 | 0 | 16.5561 | 6.9461 | 17.0341 | 17.0341 | 49.7045 | 0 | 0 | 49.7045 | 0 | 0 | 0 | 0 | 0 | 3.0022 | 0 | 0 | 49.7045 | 0 | 0 | 0 | 0 | 0 | 0 | 0
2018-02-26 23:00 | 2 | 22 | 2 | 0 | 0 | 0 | 1.3887 | 2.7775 | 0 | 16.5561 | 6.9461 | 17.0341 | 17.0341 | 45.9837 | 0 | 0 | 45.9837 | 0 | 0 | 0 | 0 | 0 | 2.7775 | 0 | 0 | 45.9837 | 0 | 0 | 0 | 0 | 0 | 0 | 0
2018-02-27 | 2 | 23 | 2 | 0 | 0 | 0 | 1.3399 | 2.6798 | 0 | 16.5561 | 6.9461 | 17.0341 | 17.0341 | 44.3663 | 0 | 0 | 44.3663 | 0 | 0 | 0 | 0 | 0 | 2.6798 | 0 | 0 | 44.3663 | 0 | 0 | 0 | 0 | 0 | 0 | 0
2018-02-27 01:00 | 2 | 0 | 3 | 0 | 0 | 0 | 1.3094 | 2.6188 | 0 | 16.5561 | 6.9461 | 17.0341 | 17.0341 | 43.3567 | 0 | 0 | 43.3567 | 0 | 0 | 0 | 0 | 0 | 2.6188 | 0 | 0 | 43.3567 | 0 | 0 | 0 | 0 | 0 | 0 | 0
2018-02-27 02:00 | 2 | 1 | 3 | 0 | 0 | 0 | 1.3034 | 2.6069 | 0 | 16.5561 | 6.9461 | 17.0341 | 17.0341 | 43.1599 | 0 | 0 | 43.1599 | 0 | 0 | 0 | 0 | 0 | 2.6069 | 0 | 0 | 43.1599 | 0 | 0 | 0 | 0 | 0 | 0 | 0
2018-02-27 03:00 | 2 | 2 | 3 | 0 | 0 | 0 | 1.2818 | 2.5635 | 0 | 16.5561 | 6.9461 | 17.0341 | 17.0341 | 42.4418 | 0 | 0 | 42.4418 | 0 | 0 | 0 | 0 | 0 | 2.5635 | 0 | 0 | 42.4418 | 0 | 0 | 0 | 0 | 0 | 0 | 0
2018-02-27 04:00 | 2 | 3 | 3 | 0 | 0 | 0 | 1.3161 | 2.6322 | 0 | 16.5561 | 6.9461 | 17.0341 | 17.0341 | 43.578 | 0 | 0 | 43.578 | 0 | 0 | 0 | 0 | 0 | 2.6322 | 0 | 0 | 43.578 | 0 | 0 | 0 | 0 | 0 | 0 | 0
2018-02-27 05:00 | 2 | 4 | 3 | 0 | 0 | 0 | 1.374 | 2.7479 | 0 | 16.5561 | 6.9461 | 17.0341 | 17.0341 | 45.4952 | 0 | 0 | 45.4952 | 0 | 0 | 0 | 0 | 0 | 2.7479 | 0 | 0 | 45.4952 | 0 | 0 | 0 | 0 | 0 | 0 | 0
2018-02-27 06:00 | 2 | 5 | 3 | 0 | 0 | 0 | 1.5132 | 3.0264 | 0 | 16.5561 | 6.9461 | 17.0341 | 17.0341 | 50.1058 | 0 | 0 | 50.1058 | 0 | 0 | 0 | 0 | 0 | 3.0264 | 0 | 0 | 50.1058 | 0 | 0 | 0 | 0 | 0 | 0 | 0
2018-02-27 07:00 | 2 | 6 | 3 | 0 | 0 | 0.0045232 | 1.6134 | 3.2267 | 0.036186 | 16.5561 | 6.9461 | 17.0341 | 17.0341 | 53.4215 | 0.036186 | 0 | 52.8224 | 0.59909 | 0 | 0.61639 | 0 | 0 | 3.1905 | 0 | 0 | 52.8224 | 0.59909 | 0 | 0.61639 | 0 | 0 | 0.0045232 | 0.0039097
2018-02-27 08:00 | 2 | 7 | 3 | 0 | 0 | 0.090766 | 1.6097 | 3.2195 | 0.72613 | 16.5561 | 6.9461 | 17.0341 | 17.0341 | 53.302 | 0.72613 | 0 | 41.2803 | 12.0218 | 0 | 12.3689 | 0 | 0 | 2.4934 | 0 | 0 | 41.2803 | 12.0218 | 0 | 12.3689 | 0 | 0 | 0.090766 | 0.10534
2018-02-27 09:00 | 2 | 8 | 3 | 0 | 0 | 0.26537 | 1.6198 | 3.2396 | 2.123 | 16.5561 | 6.9461 | 17.0341 | 17.0341 | 53.6353 | 2.123 | 0 | 18.4869 | 35.1484 | 0 | 36.1634 | 0 | 0 | 1.1166 | 0 | 0 | 18.4869 | 35.1484 | 0 | 36.1634 | 0 | 0 | 0.26537 | 0.21527
2018-02-27 10:00 | 2 | 9 | 3 | 0 | 0 | 0.33485 | 1.5242 | 3.0483 | 2.6788 | 16.5561 | 6.9461 | 17.0341 | 17.0341 | 50.4683 | 2.6788 | 0 | 6.1183 | 44.35 | 0 | 45.6307 | 0 | 0 | 0.36955 | 0 | 0 | 6.1183 | 44.35 | 0 | 45.6307 | 0 | 0 | 0.33485 | 0.30246
2018-02-27 11:00 | 2 | 10 | 3 | 0 | 0 | 0.51235 | 1.4846 | 2.9692 | 4.0988 | 16.5561 | 6.9461 | 17.0341 | 17.0341 | 49.1577 | 2.9692 | 1.1297 | 0 | 49.1577 | 7.8467 | 69.8201 | 1.1297 | 1.1297 | 0 | 0 | 0 | 0 | 49.1577 | 0 | 69.8201 | 1.1297 | 0 | 0.51235 | 0.38214
2018-02-27 12:00 | 2 | 11 | 3 | 0 | 1 | 0.43191 | 1.4067 | 2.8133 | 3.4553 | 25.1898 | 15.5798 | 17.0341 | 17.0341 | 70.8664 | 2.8133 | 0.64199 | 0 | 70.8664 | 10.002 | 58.8579 | 0.64199 | 1.7717 | 0 | 0 | 0 | 0 | 70.8664 | 0 | 58.8579 | 0.64199 | 0 | 0.43191 | 0.47622
2018-02-27 13:00 | 2 | 12 | 3 | 0 | 1 | 0.58088 | 1.3179 | 2.6359 | 4.6471 | 25.1898 | 15.5798 | 17.0341 | 17.0341 | 66.3969 | 2.6359 | 2.0112 | 0 | 66.3969 | 31.334 | 79.1588 | 2.0112 | 3.7828 | 0 | 0 | 0 | 0 | 66.3969 | 0 | 79.1588 | 2.0112 | 0 | 0.58088 | 0.50387
2018-02-27 14:00 | 2 | 13 | 3 | 0 | 1 | 0.53243 | 1.2396 | 2.4792 | 4.2595 | 25.1898 | 15.5798 | 17.0341 | 17.0341 | 62.4509 | 2.4792 | 1.7802 | 0 | 62.4509 | 27.7359 | 72.5563 | 1.7802 | 5.5631 | 0 | 0 | 0 | 0 | 62.4509 | 0 | 72.5563 | 1.7802 | 0 | 0.53243 | 0.4496
2018-02-27 15:00 | 2 | 14 | 3 | 0 | 1 | 0.39993 | 1.3041 | 2.6082 | 3.1995 | 25.1898 | 15.5798 | 17.0341 | 17.0341 | 65.7002 | 2.6082 | 0.59124 | 0 | 65.7002 | 9.2115 | 54.5 | 0.59124 | 6.1543 | 0 | 0 | 0 | 0 | 65.7002 | 0 | 54.5 | 0.59124 | 0 | 0.39993 | 0.31776
2018-02-27 16:00 | 2 | 15 | 3 | 0 | 1 | 0.13075 | 1.3889 | 2.7777 | 1.046 | 25.1898 | 15.5798 | 17.0341 | 17.0341 | 69.97 | 1.046 | 0 | 43.6209 | 26.3491 | 0 | 17.8181 | 0 | 6.1543 | 1.7317 | 1.7317 | 0 | 0 | 69.97 | 0 | 17.8181 | 0 | 0 | 0.13075 | 0.174
2018-02-27 17:00 | 2 | 16 | 3 | 0 | 1 | 0.065893 | 1.5834 | 3.1668 | 0.52715 | 25.1898 | 15.5798 | 17.0341 | 17.0341 | 79.7699 | 0.52715 | 0 | 66.4912 | 13.2787 | 0 | 8.9795 | 0 | 4.2721 | 2.6396 | 2.6396 | 0 | 0 | 79.7699 | 0 | 8.9795 | 0 | 0 | 0.065893 | 0.056233
2018-02-27 18:00 | 2 | 17 | 3 | 0 | 1 | 0 | 1.7972 | 3.5944 | 0 | 25.1898 | 15.5798 | 17.0341 | 17.0341 | 90.5408 | 0 | 0 | 90.5408 | 0 | 0 | 0 | 0 | 1.4029 | 3.5944 | 1.2907 | 0 | 58.0288 | 32.512 | 0 | 0 | 0 | 0 | 0 | 0
2018-02-27 19:00 | 2 | 18 | 3 | 0 | 1 | 0 | 1.8956 | 3.7912 | 0 | 25.1898 | 15.5798 | 17.0341 | 17.0341 | 95.5003 | 0 | 0 | 95.5003 | 0 | 0 | 0 | 0 | 0 | 3.7912 | 0 | 0 | 95.5003 | 0 | 0 | 0 | 0 | 0 | 0 | 0
2018-02-27 20:00 | 2 | 19 | 3 | 0 | 0 | 0 | 1.9226 | 3.8453 | 0 | 16.5561 | 6.9461 | 17.0341 | 17.0341 | 63.663 | 0 | 0 | 63.663 | 0 | 0 | 0 | 0 | 0 | 3.8453 | 0 | 0 | 63.663 | 0 | 0 | 0 | 0 | 0 | 0 | 0
2018-02-27 21:00 | 2 | 20 | 3 | 0 | 0 | 0 | 1.8957 | 3.7913 | 0 | 16.5561 | 6.9461 | 17.0341 | 17.0341 | 62.7695 | 0 | 0 | 62.7695 | 0 | 0 | 0 | 0 | 0 | 3.7913 | 0 | 0 | 62.7695 | 0 | 0 | 0 | 0 | 0 | 0 | 0
2018-02-27 22:00 | 2 | 21 | 3 | 0 | 0 | 0 | 1.6233 | 3.2465 | 0 | 16.5561 | 6.9461 | 17.0341 | 17.0341 | 53.7495 | 0 | 0 | 53.7495 | 0 | 0 | 0 | 0 | 0 | 3.2465 | 0 | 0 | 53.7495 | 0 | 0 | 0 | 0 | 0 | 0 | 0
2018-02-27 23:00 | 2 | 22 | 3 | 0 | 0 | 0 | 1.4103 | 2.8206 | 0 | 16.5561 | 6.9461 | 17.0341 | 17.0341 | 46.6984 | 0 | 0 | 46.6984 | 0 | 0 | 0 | 0 | 0 | 2.8206 | 0 | 0 | 46.6984 | 0 | 0 | 0 | 0 | 0 | 0 | 0
2018-02-28 | 2 | 23 | 3 | 0 | 0 | 0 | 1.3834 | 2.7667 | 0 | 16.5561 | 6.9461 | 17.0341 | 17.0341 | 45.8064 | 0 | 0 | 45.8064 | 0 | 0 | 0 | 0 | 0 | 2.7667 | 0 | 0 | 45.8064 | 0 | 0 | 0 | 0 | 0 | 0 | 0
2018-02-28 01:00 | 2 | 0 | 4 | 0 | 0 | 0 | 1.3472 | 2.6944 | 0 | 16.5561 | 6.9461 | 17.0341 | 17.0341 | 44.6084 | 0 | 0 | 44.6084 | 0 | 0 | 0 | 0 | 0 | 2.6944 | 0 | 0 | 44.6084 | 0 | 0 | 0 | 0 | 0 | 0 | 0
2018-02-28 02:00 | 2 | 1 | 4 | 0 | 0 | 0 | 1.403 | 2.8061 | 0 | 16.5561 | 6.9461 | 17.0341 | 17.0341 | 46.4577 | 0 | 0 | 46.4577 | 0 | 0 | 0 | 0 | 0 | 2.8061 | 0 | 0 | 46.4577 | 0 | 0 | 0 | 0 | 0 | 0 | 0
2018-02-28 03:00 | 2 | 2 | 4 | 0 | 0 | 0 | 1.3774 | 2.7548 | 0 | 16.5561 | 6.9461 | 17.0341 | 17.0341 | 45.6093 | 0 | 0 | 45.6093 | 0 | 0 | 0 | 0 | 0 | 2.7548 | 0 | 0 | 45.6093 | 0 | 0 | 0 | 0 | 0 | 0 | 0
2018-02-28 04:00 | 2 | 3 | 4 | 0 | 0 | 0 | 1.3767 | 2.7534 | 0 | 16.5561 | 6.9461 | 17.0341 | 17.0341 | 45.5862 | 0 | 0 | 45.5862 | 0 | 0 | 0 | 0 | 0 | 2.7534 | 0 | 0 | 45.5862 | 0 | 0 | 0 | 0 | 0 | 0 | 0
2018-02-28 05:00 | 2 | 4 | 4 | 0 | 0 | 0 | 1.4041 | 2.8081 | 0 | 16.5561 | 6.9461 | 17.0341 | 17.0341 | 46.4913 | 0 | 0 | 46.4913 | 0 | 0 | 0 | 0 | 0 | 2.8081 | 0 | 0 | 46.4913 | 0 | 0 | 0 | 0 | 0 | 0 | 0
2018-02-28 06:00 | 2 | 5 | 4 | 0 | 0 | 0 | 1.5491 | 3.0982 | 0 | 16.5561 | 6.9461 | 17.0341 | 17.0341 | 51.2937 | 0 | 0 | 51.2937 | 0 | 0 | 0 | 0 | 0 | 3.0982 | 0 | 0 | 51.2937 | 0 | 0 | 0 | 0 | 0 | 0 | 0
2018-02-28 07:00 | 2 | 6 | 4 | 0 | 0 | 0.0062464 | 1.6666 | 3.3332 | 0.049971 | 16.5561 | 6.9461 | 17.0341 | 17.0341 | 55.184 | 0.049971 | 0 | 54.3567 | 0.82732 | 0 | 0.85121 | 0 | 0 | 3.2832 | 0 | 0 | 54.3567 | 0.82732 | 0 | 0.85121 | 0 | 0 | 0.0062464 | 0.0051913
2018-02-28 08:00 | 2 | 7 | 4 | 0 | 0 | 0.096432 | 1.6382 | 3.2763 | 0.77146 | 16.5561 | 6.9461 | 17.0341 | 17.0341 | 54.2434 | 0.77146 | 0 | 41.4711 | 12.7723 | 0 | 13.1411 | 0 | 0 | 2.5049 | 0 | 0 | 41.4711 | 12.7723 | 0 | 13.1411 | 0 | 0 | 0.096432 | 0.1416
2018-02-28 09:00 | 2 | 8 | 4 | 0 | 0 | 0.2198 | 1.6111 | 3.2222 | 1.7584 | 16.5561 | 6.9461 | 17.0341 | 17.0341 | 53.3477 | 1.7584 | 0 | 24.2358 | 29.1119 | 0 | 29.9526 | 0 | 0 | 1.4639 | 0 | 0 | 24.2358 | 29.1119 | 0 | 29.9526 | 0 | 0 | 0.2198 | 0.2686
2018-02-28 10:00 | 2 | 9 | 4 | 0 | 0 | 0.42305 | 1.6381 | 3.2761 | 3.3844 | 16.5561 | 6.9461 | 17.0341 | 17.0341 | 54.2393 | 3.2761 | 0.10831 | 0 | 54.2393 | 0.7523 | 57.6505 | 0.10831 | 0.10831 | 0 | 0 | 0 | 0 | 54.2393 | 0 | 57.6505 | 0.10831 | 0 | 0.42305 | 0.3947
2018-02-28 11:00 | 2 | 10 | 4 | 0 | 0 | 0.54041 | 1.5942 | 3.1885 | 4.3233 | 16.5561 | 6.9461 | 17.0341 | 17.0341 | 52.7889 | 3.1885 | 1.1348 | 0 | 52.7889 | 7.8825 | 73.6438 | 1.1348 | 1.2431 | 0 | 0 | 0 | 0 | 52.7889 | 0 | 73.6438 | 1.1348 | 0 | 0.54041 | 0.50292
2018-02-28 12:00 | 2 | 11 | 4 | 0 | 1 | 0.55481 | 1.5689 | 3.1379 | 4.4385 | 25.1898 | 15.5798 | 17.0341 | 17.0341 | 79.0427 | 3.1379 | 1.3006 | 0 | 79.0427 | 20.2627 | 75.6056 | 1.3006 | 2.5437 | 0 | 0 | 0 | 0 | 79.0427 | 0 | 75.6056 | 1.3006 | 0 | 0.55481 | 0.54957
2018-02-28 13:00 | 2 | 12 | 4 | 0 | 1 | 0.69732 | 1.4429 | 2.8859 | 5.5786 | 25.1898 | 15.5798 | 17.0341 | 17.0341 | 72.6946 | 2.8859 | 2.6927 | 0 | 72.6946 | 41.952 | 95.0267 | 2.6927 | 5.2364 | 0 | 0 | 0 | 0 | 72.6946 | 0 | 95.0267 | 2.6927 | 0 | 0.69732 | 0.63342
2018-02-28 14:00 | 2 | 13 | 4 | 0 | 1 | 0.65024 | 1.3572 | 2.7145 | 5.2019 | 25.1898 | 15.5798 | 17.0341 | 17.0341 | 68.3768 | 2.7145 | 2.4875 | 0 | 68.3768 | 38.7543 | 88.6107 | 2.4875 | 7.7239 | 0 | 0 | 0 | 0 | 68.3768 | 0 | 88.6107 | 2.4875 | 0 | 0.65024 | 0.66899
2018-02-28 15:00 | 2 | 14 | 4 | 0 | 1 | 0.48543 | 1.4233 | 2.8466 | 3.8834 | 25.1898 | 15.5798 | 17.0341 | 17.0341 | 71.7048 | 2.8466 | 1.0369 | 0 | 71.7048 | 16.1541 | 66.1512 | 1.0369 | 8.7608 | 0 | 0 | 0 | 0 | 71.7048 | 0 | 66.1512 | 1.0369 | 0 | 0.48543 | 0.49172
2018-02-28 16:00 | 2 | 15 | 4 | 0 | 1 | 0.18383 | 1.4823 | 2.9646 | 1.4706 | 25.1898 | 15.5798 | 17.0341 | 17.0341 | 74.6781 | 1.4706 | 0 | 37.633 | 37.0451 | 0 | 25.0511 | 0 | 8.7608 | 1.494 | 1.494 | 0 | 0 | 74.6781 | 0 | 25.0511 | 0 | 0 | 0.18383 | 0.33239
2018-02-28 17:00 | 2 | 16 | 4 | 0 | 1 | 0.057978 | 1.5233 | 3.0465 | 0.46383 | 25.1898 | 15.5798 | 17.0341 | 17.0341 | 76.7414 | 0.46383 | 0 | 65.0577 | 11.6837 | 0 | 7.9009 | 0 | 7.1369 | 2.5827 | 2.5827 | 0 | 0 | 76.7414 | 0 | 7.9009 | 0 | 0 | 0.057978 | 0.11522
2018-02-28 18:00 | 2 | 17 | 4 | 0 | 1 | 0 | 1.6883 | 3.3766 | 0 | 25.1898 | 15.5798 | 17.0341 | 17.0341 | 85.0567 | 0 | 0 | 85.0567 | 0 | 0 | 0 | 0 | 4.3296 | 3.3766 | 3.3766 | 0 | 0 | 85.0567 | 0 | 0 | 0 | 0 | 0 | 0
2018-02-28 19:00 | 2 | 18 | 4 | 0 | 1 | 0 | 1.7305 | 3.461 | 0 | 25.1898 | 15.5798 | 17.0341 | 17.0341 | 87.1811 | 0 | 0 | 87.1811 | 0 | 0 | 0 | 0 | 0.65932 | 3.461 | 0.60657 | 0 | 71.9017 | 15.2794 | 0 | 0 | 0 | 0 | 0 | 0
2018-02-28 20:00 | 2 | 19 | 4 | 0 | 0 | 0 | 1.7345 | 3.469 | 0 | 16.5561 | 6.9461 | 17.0341 | 17.0341 | 57.4326 | 0 | 0 | 57.4326 | 0 | 0 | 0 | 0 | 0 | 3.469 | 0 | 0 | 57.4326 | 0 | 0 | 0 | 0 | 0 | 0 | 0
2018-02-28 21:00 | 2 | 20 | 4 | 0 | 0 | 0 | 1.6132 | 3.2264 | 0 | 16.5561 | 6.9461 | 17.0341 | 17.0341 | 53.4167 | 0 | 0 | 53.4167 | 0 | 0 | 0 | 0 | 0 | 3.2264 | 0 | 0 | 53.4167 | 0 | 0 | 0 | 0 | 0 | 0 | 0
2018-02-28 22:00 | 2 | 21 | 4 | 0 | 0 | 0 | 1.325 | 2.65 | 0 | 16.5561 | 6.9461 | 17.0341 | 17.0341 | 43.8742 | 0 | 0 | 43.8742 | 0 | 0 | 0 | 0 | 0 | 2.65 | 0 | 0 | 43.8742 | 0 | 0 | 0 | 0 | 0 | 0 | 0
2018-02-28 23:00 | 2 | 22 | 4 | 0 | 0 | 0 | 1.0734 | 2.1468 | 0 | 16.5561 | 6.9461 | 17.0341 | 17.0341 | 35.5433 | 0 | 0 | 35.5433 | 0 | 0 | 0 | 0 | 0 | 2.1468 | 0 | 0 | 35.5433 | 0 | 0 | 0 | 0 | 0 | 0 | 0
2018-03-01 | 2 | 23 | 4 | 0 | 0 | 0 | 0.93962 | 1.8792 | 0 | 16.5561 | 6.9461 | 17.0341 | 17.0341 | 31.1129 | 0 | 0 | 31.1129 | 0 | 0 | 0 | 0 | 0 | 1.8792 | 0 | 0 | 31.1129 | 0 | 0 | 0 | 0 | 0 | 0 | 0
2018-03-01 01:00 | 3 | 0 | 5 | 0 | 0 | 0 | 0.82611 | 1.6522 | 0 | 16.5561 | 6.9461 | 17.0341 | 17.0341 | 27.3543 | 0 | 0 | 27.3543 | 0 | 0 | 0 | 0 | 0 | 1.6522 | 0 | 0 | 27.3543 | 0 | 0 | 0 | 0 | 0 | 0 | 0
2018-03-01 02:00 | 3 | 1 | 5 | 0 | 0 | 0 | 0.77034 | 1.5407 | 0 | 16.5561 | 6.9461 | 17.0341 | 17.0341 | 25.5076 | 0 | 0 | 25.5076 | 0 | 0 | 0 | 0 | 0 | 1.5407 | 0 | 0 | 25.5076 | 0 | 0 | 0 | 0 | 0 | 0 | 0
2018-03-01 03:00 | 3 | 2 | 5 | 0 | 0 | 0 | 0.73422 | 1.4684 | 0 | 16.5561 | 6.9461 | 17.0341 | 17.0341 | 24.3115 | 0 | 0 | 24.3115 | 0 | 0 | 0 | 0 | 0 | 1.4684 | 0 | 0 | 24.3115 | 0 | 0 | 0 | 0 | 0 | 0 | 0
2018-03-01 04:00 | 3 | 3 | 5 | 0 | 0 | 0 | 0.7602 | 1.5204 | 0 | 16.5561 | 6.9461 | 17.0341 | 17.0341 | 25.1717 | 0 | 0 | 25.1717 | 0 | 0 | 0 | 0 | 0 | 1.5204 | 0 | 0 | 25.1717 | 0 | 0 | 0 | 0 | 0 | 0 | 0
2018-03-01 05:00 | 3 | 4 | 5 | 0 | 0 | 0 | 0.77731 | 1.5546 | 0 | 16.5561 | 6.9461 | 17.0341 | 17.0341 | 25.7384 | 0 | 0 | 25.7384 | 0 | 0 | 0 | 0 | 0 | 1.5546 | 0 | 0 | 25.7384 | 0 | 0 | 0 | 0 | 0 | 0 | 0
2018-03-01 06:00 | 3 | 5 | 5 | 0 | 0 | 0 | 0.8879 | 1.7758 | 0 | 16.5561 | 6.9461 | 17.0341 | 17.0341 | 29.4002 | 0 | 0 | 29.4002 | 0 | 0 | 0 | 0 | 0 | 1.7758 | 0 | 0 | 29.4002 | 0 | 0 | 0 | 0 | 0 | 0 | 0
2018-03-01 07:00 | 3 | 6 | 5 | 0 | 0 | 0.018816 | 1.032 | 2.0639 | 0.15053 | 16.5561 | 6.9461 | 17.0341 | 17.0341 | 34.1706 | 0.15053 | 0 | 31.6784 | 2.4922 | 0 | 2.5642 | 0 | 0 | 1.9134 | 0 | 0 | 31.6784 | 2.4922 | 0 | 2.5642 | 0 | 0 | 0.018816 | 0.012966
2018-03-01 08:00 | 3 | 7 | 5 | 0 | 0 | 0.23184 | 1.1029 | 2.2057 | 1.8547 | 16.5561 | 6.9461 | 17.0341 | 17.0341 | 36.5179 | 1.8547 | 0 | 5.8113 | 30.7066 | 0 | 31.5933 | 0 | 0 | 0.35101 | 0 | 0 | 5.8113 | 30.7066 | 0 | 31.5933 | 0 | 0 | 0.23184 | 0.16629
2018-03-01 09:00 | 3 | 8 | 5 | 0 | 0 | 0.45013 | 1.0739 | 2.1477 | 3.601 | 16.5561 | 6.9461 | 17.0341 | 17.0341 | 35.5576 | 2.1477 | 1.4533 | 0 | 35.5576 | 10.095 | 61.3408 | 1.4533 | 1.4533 | 0 | 0 | 0 | 0 | 35.5576 | 0 | 61.3408 | 1.4533 | 0 | 0.45013 | 0.32708
2018-03-01 10:00 | 3 | 9 | 5 | 0 | 0 | 0.43075 | 0.98183 | 1.9637 | 3.446 | 16.5561 | 6.9461 | 17.0341 | 17.0341 | 32.5104 | 1.9637 | 1.4824 | 0 | 32.5104 | 10.2967 | 58.7001 | 1.4824 | 2.9357 | 0 | 0 | 0 | 0 | 32.5104 | 0 | 58.7001 | 1.4824 | 0 | 0.43075 | 0.44729
2018-03-01 11:00 | 3 | 10 | 5 | 0 | 0 | 0.22406 | 1.0039 | 2.0078 | 1.7924 | 16.5561 | 6.9461 | 17.0341 | 17.0341 | 33.2413 | 1.7924 | 0 | 3.5655 | 29.6757 | 0 | 30.5327 | 0 | 2.9357 | 0.21536 | 0.21536 | 0 | 0 | 33.2413 | 0 | 30.5327 | 0 | 0 | 0.22406 | 0.50103
2018-03-01 12:00 | 3 | 11 | 5 | 0 | 1 | 0.40075 | 1.025 | 2.05 | 3.206 | 25.1898 | 15.5798 | 17.0341 | 17.0341 | 51.6382 | 2.05 | 1.156 | 0 | 51.6382 | 18.0106 | 54.6113 | 1.156 | 3.8576 | 0 | 0 | 0 | 0 | 51.6382 | 0 | 54.6113 | 1.156 | 0 | 0.40075 | 0.50448
2018-03-01 13:00 | 3 | 12 | 5 | 0 | 1 | 0.18703 | 1.0042 | 2.0083 | 1.4962 | 25.1898 | 15.5798 | 17.0341 | 17.0341 | 50.5895 | 1.4962 | 0 | 12.8994 | 37.6901 | 0 | 25.4873 | 0 | 3.8576 | 0.51209 | 0.51209 | 0 | 0 | 50.5895 | 0 | 25.4873 | 0 | 0 | 0.18703 | 0.52894
2018-03-01 14:00 | 3 | 13 | 5 | 0 | 1 | 0.34675 | 1.0274 | 2.0549 | 2.774 | 25.1898 | 15.5798 | 17.0341 | 17.0341 | 51.7619 | 2.0549 | 0.71914 | 0 | 51.7619 | 11.204 | 47.253 | 0.71914 | 4.0202 | 0 | 0 | 0 | 0 | 51.7619 | 0 | 47.253 | 0.71914 | 0 | 0.34675 | 0.49655
2018-03-01 15:00 | 3 | 14 | 5 | 0 | 1 | 0.56359 | 0.9745 | 1.949 | 4.5087 | 25.1898 | 15.5798 | 17.0341 | 17.0341 | 49.0949 | 1.949 | 2.5597 | 0 | 49.0949 | 39.8793 | 76.8016 | 2.5597 | 6.5798 | 0 | 0 | 0 | 0 | 49.0949 | 0 | 76.8016 | 2.5597 | 0 | 0.56359 | 0.38965
2018-03-01 16:00 | 3 | 15 | 5 | 0 | 1 | 0.38259 | 1.041 | 2.0821 | 3.0608 | 25.1898 | 15.5798 | 17.0341 | 17.0341 | 52.4473 | 2.0821 | 0.97866 | 0 | 52.4473 | 15.2473 | 52.1373 | 0.97866 | 7.5585 | 0 | 0 | 0 | 0 | 52.4473 | 0 | 52.1373 | 0.97866 | 0 | 0.38259 | 0.15148
2018-03-01 17:00 | 3 | 16 | 5 | 0 | 1 | 0.14611 | 1.1206 | 2.2412 | 1.1689 | 25.1898 | 15.5798 | 17.0341 | 17.0341 | 56.4548 | 1.1689 | 0 | 27.0112 | 29.4436 | 0 | 19.9107 | 0 | 7.5585 | 1.0723 | 1.0723 | 0 | 0 | 56.4548 | 0 | 19.9107 | 0 | 0 | 0.14611 | 0.052768
2018-03-01 18:00 | 3 | 17 | 5 | 0 | 1 | 0 | 1.2455 | 2.4909 | 0 | 25.1898 | 15.5798 | 17.0341 | 17.0341 | 62.7455 | 0 | 0 | 62.7455 | 0 | 0 | 0 | 0 | 6.393 | 2.4909 | 2.4909 | 0 | 0 | 62.7455 | 0 | 0 | 0 | 0 | 0 | 0
2018-03-01 19:00 | 3 | 18 | 5 | 0 | 1 | 0 | 1.4038 | 2.8075 | 0 | 25.1898 | 15.5798 | 17.0341 | 17.0341 | 70.7212 | 0 | 0 | 70.7212 | 0 | 0 | 0 | 0 | 3.6854 | 2.8075 | 2.8075 | 0 | 0 | 70.7212 | 0 | 0 | 0 | 0 | 0 | 0
2018-03-01 20:00 | 3 | 19 | 5 | 0 | 0 | 0 | 1.4517 | 2.9034 | 0 | 16.5561 | 6.9461 | 17.0341 | 17.0341 | 48.0688 | 0 | 0 | 48.0688 | 0 | 0 | 0 | 0 | 0.63377 | 2.9034 | 0.58307 | 0 | 38.4155 | 9.6533 | 0 | 0 | 0 | 0 | 0 | 0
2018-03-01 21:00 | 3 | 20 | 5 | 0 | 0 | 0 | 1.4009 | 2.8018 | 0 | 16.5561 | 6.9461 | 17.0341 | 17.0341 | 46.3875 | 0 | 0 | 46.3875 | 0 | 0 | 0 | 0 | 0 | 2.8018 | 0 | 0 | 46.3875 | 0 | 0 | 0 | 0 | 0 | 0 | 0
2018-03-01 22:00 | 3 | 21 | 5 | 0 | 0 | 0 | 1.1467 | 2.2934 | 0 | 16.5561 | 6.9461 | 17.0341 | 17.0341 | 37.9701 | 0 | 0 | 37.9701 | 0 | 0 | 0 | 0 | 0 | 2.2934 | 0 | 0 | 37.9701 | 0 | 0 | 0 | 0 | 0 | 0 | 0
2018-03-01 23:00 | 3 | 22 | 5 | 0 | 0 | 0 | 0.90546 | 1.8109 | 0 | 16.5561 | 6.9461 | 17.0341 | 17.0341 | 29.9818 | 0 | 0 | 29.9818 | 0 | 0 | 0 | 0 | 0 | 1.8109 | 0 | 0 | 29.9818 | 0 | 0 | 0 | 0 | 0 | 0 | 0
2018-03-02 | 3 | 23 | 5 | 0 | 0 | 0 | 0.81629 | 1.6326 | 0 | 16.5561 | 6.9461 | 17.0341 | 17.0341 | 27.029 | 0 | 0 | 27.029 | 0 | 0 | 0 | 0 | 0 | 1.6326 | 0 | 0 | 27.029 | 0 | 0 | 0 | 0 | 0 | 0 | 0
2018-03-02 01:00 | 3 | 0 | 6 | 0 | 0 | 0 | 0.79709 | 1.5942 | 0 | 16.5561 | 6.9461 | 17.0341 | 17.0341 | 26.3935 | 0 | 0 | 26.3935 | 0 | 0 | 0 | 0 | 0 | 1.5942 | 0 | 0 | 26.3935 | 0 | 0 | 0 | 0 | 0 | 0 | 0
2018-03-02 02:00 | 3 | 1 | 6 | 0 | 0 | 0 | 0.80588 | 1.6118 | 0 | 16.5561 | 6.9461 | 17.0341 | 17.0341 | 26.6844 | 0 | 0 | 26.6844 | 0 | 0 | 0 | 0 | 0 | 1.6118 | 0 | 0 | 26.6844 | 0 | 0 | 0 | 0 | 0 | 0 | 0
2018-03-02 03:00 | 3 | 2 | 6 | 0 | 0 | 0 | 0.82249 | 1.645 | 0 | 16.5561 | 6.9461 | 17.0341 | 17.0341 | 27.2342 | 0 | 0 | 27.2342 | 0 | 0 | 0 | 0 | 0 | 1.645 | 0 | 0 | 27.2342 | 0 | 0 | 0 | 0 | 0 | 0 | 0
2018-03-02 04:00 | 3 | 3 | 6 | 0 | 0 | 0 | 0.88391 | 1.7678 | 0 | 16.5561 | 6.9461 | 17.0341 | 17.0341 | 29.2682 | 0 | 0 | 29.2682 | 0 | 0 | 0 | 0 | 0 | 1.7678 | 0 | 0 | 29.2682 | 0 | 0 | 0 | 0 | 0 | 0 | 0
2018-03-02 05:00 | 3 | 4 | 6 | 0 | 0 | 0 | 0.92105 | 1.8421 | 0 | 16.5561 | 6.9461 | 17.0341 | 17.0341 | 30.4978 | 0 | 0 | 30.4978 | 0 | 0 | 0 | 0 | 0 | 1.8421 | 0 | 0 | 30.4978 | 0 | 0 | 0 | 0 | 0 | 0 | 0
2018-03-02 06:00 | 3 | 5 | 6 | 0 | 0 | 0 | 1.1442 | 2.2885 | 0 | 16.5561 | 6.9461 | 17.0341 | 17.0341 | 37.8878 | 0 | 0 | 37.8878 | 0 | 0 | 0 | 0 | 0 | 2.2885 | 0 | 0 | 37.8878 | 0 | 0 | 0 | 0 | 0 | 0 | 0
2018-03-02 07:00 | 3 | 6 | 6 | 0 | 0 | 0.022462 | 1.2757 | 2.5513 | 0.1797 | 16.5561 | 6.9461 | 17.0341 | 17.0341 | 42.24 | 0.1797 | 0 | 39.2649 | 2.9751 | 0 | 3.061 | 0 | 0 | 2.3716 | 0 | 0 | 39.2649 | 2.9751 | 0 | 3.061 | 0 | 0 | 0.022462 | 0.0046977
2018-03-02 08:00 | 3 | 7 | 6 | 0 | 0 | 0.24679 | 1.2609 | 2.5218 | 1.9743 | 16.5561 | 6.9461 | 17.0341 | 17.0341 | 41.7519 | 1.9743 | 0 | 9.0646 | 32.6872 | 0 | 33.6311 | 0 | 0 | 0.54751 | 0 | 0 | 9.0646 | 32.6872 | 0 | 33.6311 | 0 | 0 | 0.24679 | 0.095386
2018-03-02 09:00 | 3 | 8 | 6 | 0 | 0 | 0.26745 | 1.2814 | 2.5628 | 2.1396 | 16.5561 | 6.9461 | 17.0341 | 17.0341 | 42.4298 | 2.1396 | 0 | 7.0067 | 35.4231 | 0 | 36.446 | 0 | 0 | 0.42321 | 0 | 0 | 7.0067 | 35.4231 | 0 | 36.446 | 0 | 0 | 0.26745 | 0.24921
2018-03-02 10:00 | 3 | 9 | 6 | 0 | 0 | 0.42729 | 1.2812 | 2.5625 | 3.4183 | 16.5561 | 6.9461 | 17.0341 | 17.0341 | 42.4244 | 2.5625 | 0.85584 | 0 | 42.4244 | 5.9448 | 58.228 | 0.85584 | 0.85584 | 0 | 0 | 0 | 0 | 42.4244 | 0 | 58.228 | 0.85584 | 0 | 0.42729 | 0.38315
2018-03-02 11:00 | 3 | 10 | 6 | 0 | 0 | 0.4662 | 1.2326 | 2.4652 | 3.7296 | 16.5561 | 6.9461 | 17.0341 | 17.0341 | 40.8147 | 2.4652 | 1.2643 | 0 | 40.8147 | 8.7821 | 63.53 | 1.2643 | 2.1202 | 0 | 0 | 0 | 0 | 40.8147 | 0 | 63.53 | 1.2643 | 0 | 0.4662 | 0.29584
2018-03-02 12:00 | 3 | 11 | 6 | 0 | 1 | 0.51274 | 1.2211 | 2.4423 | 4.1019 | 25.1898 | 15.5798 | 17.0341 | 17.0341 | 61.5199 | 2.4423 | 1.6596 | 0 | 61.5199 | 25.8568 | 69.8723 | 1.6596 | 3.7798 | 0 | 0 | 0 | 0 | 61.5199 | 0 | 69.8723 | 1.6596 | 0 | 0.51274 | 0.2521
2018-03-02 13:00 | 3 | 12 | 6 | 0 | 1 | 0.50102 | 1.1264 | 2.2529 | 4.0081 | 25.1898 | 15.5798 | 17.0341 | 17.0341 | 56.7488 | 2.2529 | 1.7553 | 0 | 56.7488 | 27.347 | 68.2753 | 1.7553 | 5.5351 | 0 | 0 | 0 | 0 | 56.7488 | 0 | 68.2753 | 1.7553 | 0 | 0.50102 | 0.20248
2018-03-02 14:00 | 3 | 13 | 6 | 0 | 1 | 0.49406 | 1.0349 | 2.0699 | 3.9524 | 25.1898 | 15.5798 | 17.0341 | 17.0341 | 52.14 | 2.0699 | 1.8826 | 0 | 52.14 | 29.3297 | 67.3264 | 1.8826 | 7.4176 | 0 | 0 | 0 | 0 | 52.14 | 0 | 67.3264 | 1.8826 | 0 | 0.49406 | 0.17636
2018-03-02 15:00 | 3 | 14 | 6 | 0 | 1 | 0.38222 | 0.98881 | 1.9776 | 3.0578 | 25.1898 | 15.5798 | 17.0341 | 17.0341 | 49.816 | 1.9776 | 1.0801 | 0 | 49.816 | 16.8281 | 52.0862 | 1.0801 | 8.4978 | 0 | 0 | 0 | 0 | 49.816 | 0 | 52.0862 | 1.0801 | 0 | 0.38222 | 0.1589
2018-03-02 16:00 | 3 | 15 | 6 | 0 | 1 | 0.3784 | 1.0246 | 2.0493 | 3.0272 | 25.1898 | 15.5798 | 17.0341 | 17.0341 | 51.6206 | 2.0493 | 0.97791 | 0 | 51.6206 | 15.2356 | 51.5654 | 0.97791 | 9.4757 | 0 | 0 | 0 | 0 | 51.6206 | 0 | 51.5654 | 0.97791 | 0 | 0.3784 | 0.12789
2018-03-02 17:00 | 3 | 16 | 6 | 0 | 1 | 0.14583 | 1.185 | 2.37 | 1.1666 | 25.1898 | 15.5798 | 17.0341 | 17.0341 | 59.7009 | 1.1666 | 0 | 30.3137 | 29.3872 | 0 | 19.8726 | 0 | 9.4757 | 1.2034 | 1.2034 | 0 | 0 | 59.7009 | 0 | 19.8726 | 0 | 0 | 0.14583 | 0.038449
2018-03-02 18:00 | 3 | 17 | 6 | 0 | 1 | 0 | 1.2785 | 2.557 | 0 | 25.1898 | 15.5798 | 17.0341 | 17.0341 | 64.4114 | 0 | 0 | 64.4114 | 0 | 0 | 0 | 0 | 8.1676 | 2.557 | 2.557 | 0 | 0 | 64.4114 | 0 | 0 | 0 | 0 | 0 | 0
2018-03-02 19:00 | 3 | 18 | 6 | 0 | 1 | 0 | 1.3525 | 2.7051 | 0 | 25.1898 | 15.5798 | 17.0341 | 17.0341 | 68.1398 | 0 | 0 | 68.1398 | 0 | 0 | 0 | 0 | 5.3882 | 2.7051 | 2.7051 | 0 | 0 | 68.1398 | 0 | 0 | 0 | 0 | 0 | 0
2018-03-02 20:00 | 3 | 19 | 6 | 0 | 0 | 0 | 1.4177 | 2.8353 | 0 | 16.5561 | 6.9461 | 17.0341 | 17.0341 | 46.9419 | 0 | 0 | 46.9419 | 0 | 0 | 0 | 0 | 2.4479 | 2.8353 | 2.2521 | 0 | 9.656 | 37.2859 | 0 | 0 | 0 | 0 | 0 | 0
2018-03-02 21:00 | 3 | 20 | 6 | 0 | 0 | 0 | 1.4158 | 2.8315 | 0 | 16.5561 | 6.9461 | 17.0341 | 17.0341 | 46.8786 | 0 | 0 | 46.8786 | 0 | 0 | 0 | 0 | 0 | 2.8315 | 0 | 0 | 46.8786 | 0 | 0 | 0 | 0 | 0 | 0 | 0
2018-03-02 22:00 | 3 | 21 | 6 | 0 | 0 | 0 | 1.1662 | 2.3323 | 0 | 16.5561 | 6.9461 | 17.0341 | 17.0341 | 38.6145 | 0 | 0 | 38.6145 | 0 | 0 | 0 | 0 | 0 | 2.3323 | 0 | 0 | 38.6145 | 0 | 0 | 0 | 0 | 0 | 0 | 0
2018-03-02 23:00 | 3 | 22 | 6 | 0 | 0 | 0 | 0.97241 | 1.9448 | 0 | 16.5561 | 6.9461 | 17.0341 | 17.0341 | 32.1986 | 0 | 0 | 32.1986 | 0 | 0 | 0 | 0 | 0 | 1.9448 | 0 | 0 | 32.1986 | 0 | 0 | 0 | 0 | 0 | 0 | 0
2018-03-03 | 3 | 23 | 6 | 0 | 0 | 0 | 0.92043 | 1.8409 | 0 | 16.5561 | 6.9461 | 17.0341 | 17.0341 | 30.4775 | 0 | 0 | 30.4775 | 0 | 0 | 0 | 0 | 0 | 1.8409 | 0 | 0 | 30.4775 | 0 | 0 | 0 | 0 | 0 | 0 | 0
2018-03-03 01:00 | 3 | 0 | 7 | 0 | 0 | 0 | 0.90641 | 1.8128 | 0 | 16.5561 | 6.9461 | 17.0341 | 17.0341 | 30.0132 | 0 | 0 | 30.0132 | 0 | 0 | 0 | 0 | 0 | 1.8128 | 0 | 0 | 30.0132 | 0 | 0 | 0 | 0 | 0 | 0 | 0
2018-03-03 02:00 | 3 | 1 | 7 | 0 | 0 | 0 | 0.93064 | 1.8613 | 0 | 16.5561 | 6.9461 | 17.0341 | 17.0341 | 30.8155 | 0 | 0 | 30.8155 | 0 | 0 | 0 | 0 | 0 | 1.8613 | 0 | 0 | 30.8155 | 0 | 0 | 0 | 0 | 0 | 0 | 0
2018-03-03 03:00 | 3 | 2 | 7 | 0 | 0 | 0 | 0.98666 | 1.9733 | 0 | 16.5561 | 6.9461 | 17.0341 | 17.0341 | 32.6704 | 0 | 0 | 32.6704 | 0 | 0 | 0 | 0 | 0 | 1.9733 | 0 | 0 | 32.6704 | 0 | 0 | 0 | 0 | 0 | 0 | 0
2018-03-03 04:00 | 3 | 3 | 7 | 0 | 0 | 0 | 1.0508 | 2.1016 | 0 | 16.5561 | 6.9461 | 17.0341 | 17.0341 | 34.7944 | 0 | 0 | 34.7944 | 0 | 0 | 0 | 0 | 0 | 2.1016 | 0 | 0 | 34.7944 | 0 | 0 | 0 | 0 | 0 | 0 | 0
2018-03-03 05:00 | 3 | 4 | 7 | 0 | 0 | 0 | 1.0712 | 2.1425 | 0 | 16.5561 | 6.9461 | 17.0341 | 17.0341 | 35.4709 | 0 | 0 | 35.4709 | 0 | 0 | 0 | 0 | 0 | 2.1425 | 0 | 0 | 35.4709 | 0 | 0 | 0 | 0 | 0 | 0 | 0
2018-03-03 06:00 | 3 | 5 | 7 | 0 | 0 | 0 | 1.2145 | 2.4291 | 0 | 16.5561 | 6.9461 | 17.0341 | 17.0341 | 40.2156 | 0 | 0 | 40.2156 | 0 | 0 | 0 | 0 | 0 | 2.4291 | 0 | 0 | 40.2156 | 0 | 0 | 0 | 0 | 0 | 0 | 0
2018-03-03 07:00 | 3 | 6 | 7 | 0 | 0 | 0.026662 | 1.2776 | 2.5553 | 0.2133 | 16.5561 | 6.9461 | 17.0341 | 17.0341 | 42.3053 | 0.2133 | 0 | 38.7739 | 3.5314 | 0 | 3.6334 | 0 | 0 | 2.342 | 0 | 0 | 38.7739 | 3.5314 | 0 | 3.6334 | 0 | 0 | 0.026662 | 0.011463
2018-03-03 08:00 | 3 | 7 | 7 | 0 | 0 | 0.25556 | 1.3555 | 2.7109 | 2.0445 | 16.5561 | 6.9461 | 17.0341 | 17.0341 | 44.8823 | 2.0445 | 0 | 11.0338 | 33.8485 | 0 | 34.826 | 0 | 0 | 0.66645 | 0 | 0 | 11.0338 | 33.8485 | 0 | 34.826 | 0 | 0 | 0.25556 | 0.17047
2018-03-03 09:00 | 3 | 8 | 7 | 0 | 0 | 0.4622 | 1.3115 | 2.623 | 3.6976 | 16.5561 | 6.9461 | 17.0341 | 17.0341 | 43.4259 | 2.623 | 1.0746 | 0 | 43.4259 | 7.4645 | 62.9853 | 1.0746 | 1.0746 | 0 | 0 | 0 | 0 | 43.4259 | 0 | 62.9853 | 1.0746 | 0 | 0.4622 | 0.18576
2018-03-03 10:00 | 3 | 9 | 7 | 0 | 0 | 0.58632 | 1.227 | 2.4541 | 4.6906 | 16.5561 | 6.9461 | 17.0341 | 17.0341 | 40.6296 | 2.4541 | 2.2365 | 0 | 40.6296 | 15.5348 | 79.8995 | 2.2365 | 3.3111 | 0 | 0 | 0 | 0 | 40.6296 | 0 | 79.8995 | 2.2365 | 0 | 0.58632 | 0.33325
2018-03-03 11:00 | 3 | 10 | 7 | 0 | 0 | 0.67829 | 1.233 | 2.466 | 5.4264 | 16.5561 | 6.9461 | 17.0341 | 17.0341 | 40.8266 | 2.466 | 2.9604 | 0 | 40.8266 | 20.5631 | 92.4334 | 2.9604 | 6.2715 | 0 | 0 | 0 | 0 | 40.8266 | 0 | 92.4334 | 2.9604 | 0 | 0.67829 | 0.38163
2018-03-03 12:00 | 3 | 11 | 7 | 0 | 1 | 0.7217 | 1.1585 | 2.317 | 5.7736 | 25.1898 | 15.5798 | 17.0341 | 17.0341 | 58.3646 | 2.317 | 3.4566 | 0 | 58.3646 | 53.853 | 98.3482 | 3.4566 | 9.7281 | 0 | 0 | 0 | 0 | 58.3646 | 0 | 98.3482 | 3.4566 | 0 | 0.7217 | 0.48408
2018-03-03 13:00 | 3 | 12 | 7 | 0 | 1 | 0.70318 | 0.97913 | 1.9583 | 5.6254 | 25.1898 | 15.5798 | 17.0341 | 17.0341 | 49.328 | 1.9583 | 3.6672 | 0 | 49.328 | 57.1334 | 95.824 | 2.7719 | 12.5 | 0 | 0 | 0.89526 | 0 | 49.328 | 13.9479 | 95.824 | 3.6672 | 1.7905 | 0.70318 | 0.52619
2018-03-03 14:00 | 3 | 13 | 7 | 0 | 1 | 0.63586 | 0.93976 | 1.8795 | 5.0869 | 25.1898 | 15.5798 | 17.0341 | 17.0341 | 47.3448 | 1.8795 | 3.2073 | 0 | 47.3448 | 49.9695 | 86.6502 | 0 | 12.5 | 0 | 0 | 3.2073 | 0 | 47.3448 | 49.9695 | 86.6502 | 3.2073 | 6.4147 | 0.63586 | 0.36519
2018-03-03 15:00 | 3 | 14 | 7 | 0 | 1 | 0.36694 | 0.97065 | 1.9413 | 2.9355 | 25.1898 | 15.5798 | 17.0341 | 17.0341 | 48.9009 | 1.9413 | 0.99421 | 0 | 48.9009 | 15.4896 | 50.0039 | 0 | 12.5 | 0 | 0 | 0.99421 | 0 | 48.9009 | 15.4896 | 50.0039 | 0.99421 | 1.9884 | 0.36694 | 0.28286
2018-03-03 16:00 | 3 | 15 | 7 | 0 | 1 | 0.35428 | 1.0288 | 2.0577 | 2.8342 | 25.1898 | 15.5798 | 17.0341 | 17.0341 | 51.8322 | 2.0577 | 0.77657 | 0 | 51.8322 | 12.0988 | 48.2789 | 0 | 12.5 | 0 | 0 | 0.77657 | 0 | 51.8322 | 12.0988 | 48.2789 | 0.77657 | 1.5531 | 0.35428 | 0.21159
2018-03-03 17:00 | 3 | 16 | 7 | 0 | 1 | 0.13642 | 1.0779 | 2.1558 | 1.0913 | 25.1898 | 15.5798 | 17.0341 | 17.0341 | 54.304 | 1.0913 | 0 | 26.8135 | 27.4905 | 0 | 18.59 | 0 | 12.5 | 1.0645 | 1.0645 | 0 | 0 | 54.304 | 0 | 18.59 | 0 | 0 | 0.13642 | 0.051584
2018-03-03 18:00 | 3 | 17 | 7 | 0 | 1 | 0 | 1.122 | 2.2439 | 0 | 25.1898 | 15.5798 | 17.0341 | 17.0341 | 56.5245 | 0 | 0 | 56.5245 | 0 | 0 | 0 | 0 | 11.343 | 2.2439 | 2.2439 | 0 | 0 | 56.5245 | 0 | 0 | 0 | 0 | 0 | 0
2018-03-03 19:00 | 3 | 18 | 7 | 0 | 1 | 0 | 1.2525 | 2.5051 | 0 | 25.1898 | 15.5798 | 17.0341 | 17.0341 | 63.1024 | 0 | 0 | 63.1024 | 0 | 0 | 0 | 0 | 8.9039 | 2.5051 | 2.5051 | 0 | 0 | 63.1024 | 0 | 0 | 0 | 0 | 0 | 0
2018-03-03 20:00 | 3 | 19 | 7 | 0 | 0 | 0 | 1.4167 | 2.8335 | 0 | 16.5561 | 6.9461 | 17.0341 | 17.0341 | 46.9115 | 0 | 0 | 46.9115 | 0 | 0 | 0 | 0 | 6.181 | 2.8335 | 2.8335 | 0 | 0 | 46.9115 | 0 | 0 | 0 | 0 | 0 | 0
2018-03-03 21:00 | 3 | 20 | 7 | 0 | 0 | 0 | 1.3901 | 2.7802 | 0 | 16.5561 | 6.9461 | 17.0341 | 17.0341 | 46.0292 | 0 | 0 | 46.0292 | 0 | 0 | 0 | 0 | 3.1011 | 2.7802 | 2.7802 | 0 | 0 | 46.0292 | 0 | 0 | 0 | 0 | 0 | 0
2018-03-03 22:00 | 3 | 21 | 7 | 0 | 0 | 0 | 1.2016 | 2.4032 | 0 | 16.5561 | 6.9461 | 17.0341 | 17.0341 | 39.7873 | 0 | 0 | 39.7873 | 0 | 0 | 0 | 0 | 0.07914 | 2.4032 | 0.072809 | 0 | 38.5819 | 1.2054 | 0 | 0 | 0 | 0 | 0 | 0
2018-03-03 23:00 | 3 | 22 | 7 | 0 | 0 | 0 | 1.0442 | 2.0884 | 0 | 16.5561 | 6.9461 | 17.0341 | 17.0341 | 34.5752 | 0 | 0 | 34.5752 | 0 | 0 | 0 | 0 | 0 | 2.0884 | 0 | 0 | 34.5752 | 0 | 0 | 0 | 0 | 0 | 0 | 0
2018-03-04 | 3 | 23 | 7 | 0 | 0 | 0 | 0.91766 | 1.8353 | 0 | 16.5561 | 6.9461 | 17.0341 | 17.0341 | 30.3856 | 0 | 0 | 30.3856 | 0 | 0 | 0 | 0 | 0 | 1.8353 | 0 | 0 | 30.3856 | 0 | 0 | 0 | 0 | 0 | 0 | 0
2018-03-04 01:00 | 3 | 0 | 1 | 0 | 0 | 0 | 0.86889 | 1.7378 | 0 | 16.5561 | 6.9461 | 17.0341 | 17.0341 | 28.7706 | 0 | 0 | 28.7706 | 0 | 0 | 0 | 0 | 0 | 1.7378 | 0 | 0 | 28.7706 | 0 | 0 | 0 | 0 | 0 | 0 | 0
2018-03-04 02:00 | 3 | 1 | 1 | 0 | 0 | 0 | 0.87668 | 1.7534 | 0 | 16.5561 | 6.9461 | 17.0341 | 17.0341 | 29.0286 | 0 | 0 | 29.0286 | 0 | 0 | 0 | 0 | 0 | 1.7534 | 0 | 0 | 29.0286 | 0 | 0 | 0 | 0 | 0 | 0 | 0
2018-03-04 03:00 | 3 | 2 | 1 | 0 | 0 | 0 | 0.88719 | 1.7744 | 0 | 16.5561 | 6.9461 | 17.0341 | 17.0341 | 29.3769 | 0 | 0 | 29.3769 | 0 | 0 | 0 | 0 | 0 | 1.7744 | 0 | 0 | 29.3769 | 0 | 0 | 0 | 0 | 0 | 0 | 0
2018-03-04 04:00 | 3 | 3 | 1 | 0 | 0 | 0 | 0.9563 | 1.9126 | 0 | 16.5561 | 6.9461 | 17.0341 | 17.0341 | 31.6651 | 0 | 0 | 31.6651 | 0 | 0 | 0 | 0 | 0 | 1.9126 | 0 | 0 | 31.6651 | 0 | 0 | 0 | 0 | 0 | 0 | 0
2018-03-04 05:00 | 3 | 4 | 1 | 0 | 0 | 0 | 0.99809 | 1.9962 | 0 | 16.5561 | 6.9461 | 17.0341 | 17.0341 | 33.0487 | 0 | 0 | 33.0487 | 0 | 0 | 0 | 0 | 0 | 1.9962 | 0 | 0 | 33.0487 | 0 | 0 | 0 | 0 | 0 | 0 | 0
2018-03-04 06:00 | 3 | 5 | 1 | 0 | 0 | 0 | 1.0942 | 2.1885 | 0 | 16.5561 | 6.9461 | 17.0341 | 17.0341 | 36.2321 | 0 | 0 | 36.2321 | 0 | 0 | 0 | 0 | 0 | 2.1885 | 0 | 0 | 36.2321 | 0 | 0 | 0 | 0 | 0 | 0 | 0
2018-03-04 07:00 | 3 | 6 | 1 | 0 | 0 | 0.026905 | 1.1975 | 2.395 | 0.21524 | 16.5561 | 6.9461 | 17.0341 | 17.0341 | 39.6519 | 0.21524 | 0 | 36.0884 | 3.5635 | 0 | 3.6664 | 0 | 0 | 2.1798 | 0 | 0 | 36.0884 | 3.5635 | 0 | 3.6664 | 0 | 0 | 0.026905 | 0.013747
2018-03-04 08:00 | 3 | 7 | 1 | 0 | 0 | 0.24834 | 1.2281 | 2.4562 | 1.9868 | 16.5561 | 6.9461 | 17.0341 | 17.0341 | 40.6649 | 1.9868 | 0 | 7.7721 | 32.8928 | 0 | 33.8426 | 0 | 0 | 0.46944 | 0 | 0 | 7.7721 | 32.8928 | 0 | 33.8426 | 0 | 0 | 0.24834 | 0.16618
2018-03-04 09:00 | 3 | 8 | 1 | 0 | 0 | 0.45344 | 1.1903 | 2.3807 | 3.6275 | 16.5561 | 6.9461 | 17.0341 | 17.0341 | 39.415 | 2.3807 | 1.2468 | 0 | 39.415 | 8.6606 | 61.792 | 1.2468 | 1.2468 | 0 | 0 | 0 | 0 | 39.415 | 0 | 61.792 | 1.2468 | 0 | 0.45344 | 0.34088
2018-03-04 10:00 | 3 | 9 | 1 | 0 | 0 | 0.58713 | 1.2148 | 2.4296 | 4.697 | 16.5561 | 6.9461 | 17.0341 | 17.0341 | 40.2243 | 2.4296 | 2.2675 | 0 | 40.2243 | 15.75 | 80.0102 | 2.2675 | 3.5143 | 0 | 0 | 0 | 0 | 40.2243 | 0 | 80.0102 | 2.2675 | 0 | 0.58713 | 0.50331
2018-03-04 11:00 | 3 | 10 | 1 | 0 | 0 | 0.67539 | 1.0924 | 2.1848 | 5.4031 | 16.5561 | 6.9461 | 17.0341 | 17.0341 | 36.1714 | 2.1848 | 3.2184 | 0 | 36.1714 | 22.3549 | 92.0378 | 3.2184 | 6.7327 | 0 | 0 | 0 | 0 | 36.1714 | 0 | 92.0378 | 3.2184 | 0 | 0.67539 | 0.29052
2018-03-04 12:00 | 3 | 11 | 1 | 0 | 1 | 0.70697 | 1.0741 | 2.1481 | 5.6557 | 25.1898 | 15.5798 | 17.0341 | 17.0341 | 54.1105 | 2.1481 | 3.5076 | 0 | 54.1105 | 54.6478 | 96.3405 | 3.5076 | 10.2403 | 0 | 0 | 0 | 0 | 54.1105 | 0 | 96.3405 | 3.5076 | 0 | 0.70697 | 0.49733
2018-03-04 13:00 | 3 | 12 | 1 | 0 | 1 | 0.68772 | 0.94185 | 1.8837 | 5.5018 | 25.1898 | 15.5798 | 17.0341 | 17.0341 | 47.4497 | 1.8837 | 3.6181 | 0 | 47.4497 | 56.369 | 93.718 | 2.2597 | 12.5 | 0 | 0 | 1.3584 | 0 | 47.4497 | 21.1628 | 93.718 | 3.6181 | 2.7167 | 0.68772 | 0.48884
2018-03-04 14:00 | 3 | 13 | 1 | 0 | 1 | 0.62396 | 0.88218 | 1.7644 | 4.9917 | 25.1898 | 15.5798 | 17.0341 | 17.0341 | 44.444 | 1.7644 | 3.2273 | 0 | 44.444 | 50.2813 | 85.0295 | 0 | 12.5 | 0 | 0 | 3.2273 | 0 | 44.444 | 50.2813 | 85.0295 | 3.2273 | 6.4547 | 0.62396 | 0.51839
2018-03-04 15:00 | 3 | 14 | 1 | 0 | 1 | 0.38763 | 0.87617 | 1.7523 | 3.101 | 25.1898 | 15.5798 | 17.0341 | 17.0341 | 44.1409 | 1.7523 | 1.3487 | 0 | 44.1409 | 21.0123 | 52.8233 | 0 | 12.5 | 0 | 0 | 1.3487 | 0 | 44.1409 | 21.0123 | 52.8233 | 1.3487 | 2.6974 | 0.38763 | 0.34607
2018-03-04 16:00 | 3 | 15 | 1 | 0 | 1 | 0.28088 | 0.97397 | 1.9479 | 2.247 | 25.1898 | 15.5798 | 17.0341 | 17.0341 | 49.068 | 1.9479 | 0.29907 | 0 | 49.068 | 4.6595 | 38.2759 | 0 | 12.5 | 0 | 0 | 0.29907 | 0 | 49.068 | 4.6595 | 38.2759 | 0.29907 | 0.59815 | 0.28088 | 0.19268
2018-03-04 17:00 | 3 | 16 | 1 | 0 | 1 | 0.13518 | 1.0714 | 2.1428 | 1.0814 | 25.1898 | 15.5798 | 17.0341 | 17.0341 | 53.9775 | 1.0814 | 0 | 26.7371 | 27.2404 | 0 | 18.4209 | 0 | 12.5 | 1.0614 | 1.0614 | 0 | 0 | 53.9775 | 0 | 18.4209 | 0 | 0 | 0.13518 | 0.04816
2018-03-04 18:00 | 3 | 17 | 1 | 0 | 1 | 0 | 1.1151 | 2.2302 | 0 | 25.1898 | 15.5798 | 17.0341 | 17.0341 | 56.1792 | 0 | 0 | 56.1792 | 0 | 0 | 0 | 0 | 11.3463 | 2.2302 | 2.2302 | 0 | 0 | 56.1792 | 0 | 0 | 0 | 0 | 0 | 0
2018-03-04 19:00 | 3 | 18 | 1 | 0 | 1 | 0 | 1.2086 | 2.4172 | 0 | 25.1898 | 15.5798 | 17.0341 | 17.0341 | 60.8881 | 0 | 0 | 60.8881 | 0 | 0 | 0 | 0 | 8.9221 | 2.4172 | 2.4172 | 0 | 0 | 60.8881 | 0 | 0 | 0 | 0 | 0 | 0
2018-03-04 20:00 | 3 | 19 | 1 | 0 | 0 | 0 | 1.265 | 2.5299 | 0 | 16.5561 | 6.9461 | 17.0341 | 17.0341 | 41.8856 | 0 | 0 | 41.8856 | 0 | 0 | 0 | 0 | 6.2947 | 2.5299 | 2.5299 | 0 | 0 | 41.8856 | 0 | 0 | 0 | 0 | 0 | 0
2018-03-04 21:00 | 3 | 20 | 1 | 0 | 0 | 0 | 1.1719 | 2.3438 | 0 | 16.5561 | 6.9461 | 17.0341 | 17.0341 | 38.8036 | 0 | 0 | 38.8036 | 0 | 0 | 0 | 0 | 3.5448 | 2.3438 | 2.3438 | 0 | 0 | 38.8036 | 0 | 0 | 0 | 0 | 0 | 0
2018-03-04 22:00 | 3 | 21 | 1 | 0 | 0 | 0 | 0.95615 | 1.9123 | 0 | 16.5561 | 6.9461 | 17.0341 | 17.0341 | 31.66 | 0 | 0 | 31.66 | 0 | 0 | 0 | 0 | 0.99723 | 1.9123 | 0.91745 | 0 | 16.4706 | 15.1894 | 0 | 0 | 0 | 0 | 0 | 0
2018-03-04 23:00 | 3 | 22 | 1 | 0 | 0 | 0 | 0.81027 | 1.6205 | 0 | 16.5561 | 6.9461 | 17.0341 | 17.0341 | 26.8297 | 0 | 0 | 26.8297 | 0 | 0 | 0 | 0 | 0 | 1.6205 | 0 | 0 | 26.8297 | 0 | 0 | 0 | 0 | 0 | 0 | 0
2018-03-05 | 3 | 23 | 1 | 0 | 0 | 0 | 0.75204 | 1.5041 | 0 | 16.5561 | 6.9461 | 17.0341 | 17.0341 | 24.9017 | 0 | 0 | 24.9017 | 0 | 0 | 0 | 0 | 0 | 1.5041 | 0 | 0 | 24.9017 | 0 | 0 | 0 | 0 | 0 | 0 | 0
2018-03-05 01:00 | 3 | 0 | 2 | 0 | 0 | 0 | 0.72036 | 1.4407 | 0 | 16.5561 | 6.9461 | 17.0341 | 17.0341 | 23.8526 | 0 | 0 | 23.8526 | 0 | 0 | 0 | 0 | 0 | 1.4407 | 0 | 0 | 23.8526 | 0 | 0 | 0 | 0 | 0 | 0 | 0
2018-03-05 02:00 | 3 | 1 | 2 | 0 | 0 | 0 | 0.73799 | 1.476 | 0 | 16.5561 | 6.9461 | 17.0341 | 17.0341 | 24.4363 | 0 | 0 | 24.4363 | 0 | 0 | 0 | 0 | 0 | 1.476 | 0 | 0 | 24.4363 | 0 | 0 | 0 | 0 | 0 | 0 | 0
2018-03-05 03:00 | 3 | 2 | 2 | 0 | 0 | 0 | 0.78087 | 1.5617 | 0 | 16.5561 | 6.9461 | 17.0341 | 17.0341 | 25.8561 | 0 | 0 | 25.8561 | 0 | 0 | 0 | 0 | 0 | 1.5617 | 0 | 0 | 25.8561 | 0 | 0 | 0 | 0 | 0 | 0 | 0
2018-03-05 04:00 | 3 | 3 | 2 | 0 | 0 | 0 | 0.83701 | 1.674 | 0 | 16.5561 | 6.9461 | 17.0341 | 17.0341 | 27.715 | 0 | 0 | 27.715 | 0 | 0 | 0 | 0 | 0 | 1.674 | 0 | 0 | 27.715 | 0 | 0 | 0 | 0 | 0 | 0 | 0
2018-03-05 05:00 | 3 | 4 | 2 | 0 | 0 | 0 | 0.90952 | 1.819 | 0 | 16.5561 | 6.9461 | 17.0341 | 17.0341 | 30.1161 | 0 | 0 | 30.1161 | 0 | 0 | 0 | 0 | 0 | 1.819 | 0 | 0 | 30.1161 | 0 | 0 | 0 | 0 | 0 | 0 | 0
2018-03-05 06:00 | 3 | 5 | 2 | 0 | 0 | 0 | 1.0654 | 2.1309 | 0 | 16.5561 | 6.9461 | 17.0341 | 17.0341 | 35.2789 | 0 | 0 | 35.2789 | 0 | 0 | 0 | 0 | 0 | 2.1309 | 0 | 0 | 35.2789 | 0 | 0 | 0 | 0 | 0 | 0 | 0
2018-03-05 07:00 | 3 | 6 | 2 | 0 | 0 | 0.0048764 | 1.2207 | 2.4415 | 0.039012 | 16.5561 | 6.9461 | 17.0341 | 17.0341 | 40.4211 | 0.039012 | 0 | 39.7753 | 0.64588 | 0 | 0.66453 | 0 | 0 | 2.4025 | 0 | 0 | 39.7753 | 0.64588 | 0 | 0.66453 | 0 | 0 | 0.0048764 | 0.016906
2018-03-05 08:00 | 3 | 7 | 2 | 0 | 0 | 0.00078917 | 1.1085 | 2.217 | 0.0063134 | 16.5561 | 6.9461 | 17.0341 | 17.0341 | 36.7056 | 0.0063134 | 0 | 36.601 | 0.10452 | 0 | 0.10754 | 0 | 0 | 2.2107 | 0 | 0 | 36.601 | 0.10452 | 0 | 0.10754 | 0 | 0 | 0.00078917 | 0.17321
2018-03-05 09:00 | 3 | 8 | 2 | 0 | 0 | 0.041338 | 1.0119 | 2.0237 | 0.33071 | 16.5561 | 6.9461 | 17.0341 | 17.0341 | 33.5046 | 0.33071 | 0 | 28.0294 | 5.4752 | 0 | 5.6333 | 0 | 0 | 1.693 | 0 | 0 | 28.0294 | 5.4752 | 0 | 5.6333 | 0 | 0 | 0.041338 | 0.34858
2018-03-05 10:00 | 3 | 9 | 2 | 0 | 0 | 0.1127 | 0.92744 | 1.8549 | 0.9016 | 16.5561 | 6.9461 | 17.0341 | 17.0341 | 30.7095 | 0.9016 | 0 | 15.7825 | 14.9269 | 0 | 15.358 | 0 | 0 | 0.95328 | 0 | 0 | 15.7825 | 14.9269 | 0 | 15.358 | 0 | 0 | 0.1127 | 0.5517
2018-03-05 11:00 | 3 | 10 | 2 | 0 | 0 | 0.090887 | 0.91756 | 1.8351 | 0.7271 | 16.5561 | 6.9461 | 17.0341 | 17.0341 | 30.3824 | 0.7271 | 0 | 18.3445 | 12.0379 | 0 | 12.3855 | 0 | 0 | 1.108 | 0 | 0 | 18.3445 | 12.0379 | 0 | 12.3855 | 0 | 0 | 0.090887 | 0.62247
2018-03-05 12:00 | 3 | 11 | 2 | 0 | 1 | 0.31374 | 0.88446 | 1.7689 | 2.5099 | 25.1898 | 15.5798 | 17.0341 | 17.0341 | 44.5586 | 1.7689 | 0.74097 | 0 | 44.5586 | 11.5442 | 42.7538 | 0.74097 | 0.74097 | 0 | 0 | 0 | 0 | 44.5586 | 0 | 42.7538 | 0.74097 | 0 | 0.31374 | 0.54242
2018-03-05 13:00 | 3 | 12 | 2 | 0 | 1 | 0.20387 | 0.78212 | 1.5642 | 1.631 | 25.1898 | 15.5798 | 17.0341 | 17.0341 | 39.4028 | 1.5642 | 0.06673 | 0 | 39.4028 | 1.0396 | 27.7821 | 0.06673 | 0.8077 | 0 | 0 | 0 | 0 | 39.4028 | 0 | 27.7821 | 0.06673 | 0 | 0.20387 | 0.55
2018-03-05 14:00 | 3 | 13 | 2 | 0 | 1 | 0.39969 | 0.75491 | 1.5098 | 3.1975 | 25.1898 | 15.5798 | 17.0341 | 17.0341 | 38.0318 | 1.5098 | 1.6877 | 0 | 38.0318 | 26.2945 | 54.4674 | 1.6877 | 2.4954 | 0 | 0 | 0 | 0 | 38.0318 | 0 | 54.4674 | 1.6877 | 0 | 0.39969 | 0.54648
2018-03-05 15:00 | 3 | 14 | 2 | 0 | 1 | 0.14154 | 0.83996 | 1.6799 | 1.1323 | 25.1898 | 15.5798 | 17.0341 | 17.0341 | 42.3169 | 1.1323 | 0 | 13.7939 | 28.5231 | 0 | 19.2882 | 0 | 2.4954 | 0.5476 | 0.5476 | 0 | 0 | 42.3169 | 0 | 19.2882 | 0 | 0 | 0.14154 | 0.33616
2018-03-05 16:00 | 3 | 15 | 2 | 0 | 1 | 0.20953 | 0.90613 | 1.8123 | 1.6762 | 25.1898 | 15.5798 | 17.0341 | 17.0341 | 45.6502 | 1.6762 | 0 | 3.4264 | 42.2239 | 0 | 28.5532 | 0 | 1.9002 | 0.13602 | 0.13602 | 0 | 0 | 45.6502 | 0 | 28.5532 | 0 | 0 | 0.20953 | 0.15204
2018-03-05 17:00 | 3 | 16 | 2 | 0 | 1 | 0 | 0.96655 | 1.9331 | 0 | 25.1898 | 15.5798 | 17.0341 | 17.0341 | 48.6943 | 0 | 0 | 48.6943 | 0 | 0 | 0 | 0 | 1.7524 | 1.9331 | 1.6122 | 0 | 8.0839 | 40.6104 | 0 | 0 | 0 | 0 | 0 | 0.095562
2018-03-05 18:00 | 3 | 17 | 2 | 0 | 1 | 0 | 1.0564 | 2.1128 | 0 | 25.1898 | 15.5798 | 17.0341 | 17.0341 | 53.2198 | 0 | 0 | 53.2198 | 0 | 0 | 0 | 0 | 0 | 2.1128 | 0 | 0 | 53.2198 | 0 | 0 | 0 | 0 | 0 | 0 | 0
2018-03-05 19:00 | 3 | 18 | 2 | 0 | 1 | 0 | 1.1232 | 2.2464 | 0 | 25.1898 | 15.5798 | 17.0341 | 17.0341 | 56.5869 | 0 | 0 | 56.5869 | 0 | 0 | 0 | 0 | 0 | 2.2464 | 0 | 0 | 56.5869 | 0 | 0 | 0 | 0 | 0 | 0 | 0
2018-03-05 20:00 | 3 | 19 | 2 | 0 | 0 | 0 | 1.2096 | 2.4191 | 0 | 16.5561 | 6.9461 | 17.0341 | 17.0341 | 40.0513 | 0 | 0 | 40.0513 | 0 | 0 | 0 | 0 | 0 | 2.4191 | 0 | 0 | 40.0513 | 0 | 0 | 0 | 0 | 0 | 0 | 0
2018-03-05 21:00 | 3 | 20 | 2 | 0 | 0 | 0 | 1.1299 | 2.2597 | 0 | 16.5561 | 6.9461 | 17.0341 | 17.0341 | 37.4125 | 0 | 0 | 37.4125 | 0 | 0 | 0 | 0 | 0 | 2.2597 | 0 | 0 | 37.4125 | 0 | 0 | 0 | 0 | 0 | 0 | 0
2018-03-05 22:00 | 3 | 21 | 2 | 0 | 0 | 0 | 0.93043 | 1.8609 | 0 | 16.5561 | 6.9461 | 17.0341 | 17.0341 | 30.8086 | 0 | 0 | 30.8086 | 0 | 0 | 0 | 0 | 0 | 1.8609 | 0 | 0 | 30.8086 | 0 | 0 | 0 | 0 | 0 | 0 | 0
2018-03-05 23:00 | 3 | 22 | 2 | 0 | 0 | 0 | 0.76012 | 1.5202 | 0 | 16.5561 | 6.9461 | 17.0341 | 17.0341 | 25.169 | 0 | 0 | 25.169 | 0 | 0 | 0 | 0 | 0 | 1.5202 | 0 | 0 | 25.169 | 0 | 0 | 0 | 0 | 0 | 0 | 0
2018-03-06 | 3 | 23 | 2 | 0 | 0 | 0 | 0.6988 | 1.3976 | 0 | 16.5561 | 6.9461 | 17.0341 | 17.0341 | 23.1387 | 0 | 0 | 23.1387 | 0 | 0 | 0 | 0 | 0 | 1.3976 | 0 | 0 | 23.1387 | 0 | 0 | 0 | 0 | 0 | 0 | 0
2018-03-06 01:00 | 3 | 0 | 3 | 0 | 0 | 0 | 0.66735 | 1.3347 | 0 | 16.5561 | 6.9461 | 17.0341 | 17.0341 | 22.0973 | 0 | 0 | 22.0973 | 0 | 0 | 0 | 0 | 0 | 1.3347 | 0 | 0 | 22.0973 | 0 | 0 | 0 | 0 | 0 | 0 | 0
2018-03-06 02:00 | 3 | 1 | 3 | 0 | 0 | 0 | 0.68689 | 1.3738 | 0 | 16.5561 | 6.9461 | 17.0341 | 17.0341 | 22.7444 | 0 | 0 | 22.7444 | 0 | 0 | 0 | 0 | 0 | 1.3738 | 0 | 0 | 22.7444 | 0 | 0 | 0 | 0 | 0 | 0 | 0
2018-03-06 03:00 | 3 | 2 | 3 | 0 | 0 | 0 | 0.70707 | 1.4141 | 0 | 16.5561 | 6.9461 | 17.0341 | 17.0341 | 23.4124 | 0 | 0 | 23.4124 | 0 | 0 | 0 | 0 | 0 | 1.4141 | 0 | 0 | 23.4124 | 0 | 0 | 0 | 0 | 0 | 0 | 0
2018-03-06 04:00 | 3 | 3 | 3 | 0 | 0 | 0 | 0.77895 | 1.5579 | 0 | 16.5561 | 6.9461 | 17.0341 | 17.0341 | 25.7927 | 0 | 0 | 25.7927 | 0 | 0 | 0 | 0 | 0 | 1.5579 | 0 | 0 | 25.7927 | 0 | 0 | 0 | 0 | 0 | 0 | 0
2018-03-06 05:00 | 3 | 4 | 3 | 0 | 0 | 0 | 0.84705 | 1.6941 | 0 | 16.5561 | 6.9461 | 17.0341 | 17.0341 | 28.0477 | 0 | 0 | 28.0477 | 0 | 0 | 0 | 0 | 0 | 1.6941 | 0 | 0 | 28.0477 | 0 | 0 | 0 | 0 | 0 | 0 | 0
2018-03-06 06:00 | 3 | 5 | 3 | 0 | 0 | 0 | 1.0259 | 2.0519 | 0 | 16.5561 | 6.9461 | 17.0341 | 17.0341 | 33.9711 | 0 | 0 | 33.9711 | 0 | 0 | 0 | 0 | 0 | 2.0519 | 0 | 0 | 33.9711 | 0 | 0 | 0 | 0 | 0 | 0 | 0
2018-03-06 07:00 | 3 | 6 | 3 | 0 | 0 | 0.02702 | 1.1327 | 2.2655 | 0.21616 | 16.5561 | 6.9461 | 17.0341 | 17.0341 | 37.5075 | 0.21616 | 0 | 33.9287 | 3.5788 | 0 | 3.6822 | 0 | 0 | 2.0493 | 0 | 0 | 33.9287 | 3.5788 | 0 | 3.6822 | 0 | 0 | 0.02702 | 0.018827
2018-03-06 08:00 | 3 | 7 | 3 | 0 | 0 | 0.039252 | 1.1302 | 2.2603 | 0.31402 | 16.5561 | 6.9461 | 17.0341 | 17.0341 | 37.4223 | 0.31402 | 0 | 32.2234 | 5.1989 | 0 | 5.349 | 0 | 0 | 1.9463 | 0 | 0 | 32.2234 | 5.1989 | 0 | 5.349 | 0 | 0 | 0.039252 | 0.17105
2018-03-06 09:00 | 3 | 8 | 3 | 0 | 0 | 0.034995 | 1.0296 | 2.0591 | 0.27996 | 16.5561 | 6.9461 | 17.0341 | 17.0341 | 34.0911 | 0.27996 | 0 | 29.4561 | 4.6351 | 0 | 4.7689 | 0 | 0 | 1.7792 | 0 | 0 | 29.4561 | 4.6351 | 0 | 4.7689 | 0 | 0 | 0.034995 | 0.38349
2018-03-06 10:00 | 3 | 9 | 3 | 0 | 0 | 0.038624 | 0.98496 | 1.9699 | 0.30899 | 16.5561 | 6.9461 | 17.0341 | 17.0341 | 32.6142 | 0.30899 | 0 | 27.4985 | 5.1157 | 0 | 5.2634 | 0 | 0 | 1.6609 | 0 | 0 | 27.4985 | 5.1157 | 0 | 5.2634 | 0 | 0 | 0.038624 | 0.40357
2018-03-06 11:00 | 3 | 10 | 3 | 0 | 0 | 0.4471 | 0.96721 | 1.9344 | 3.5768 | 16.5561 | 6.9461 | 17.0341 | 17.0341 | 32.0264 | 1.9344 | 1.6424 | 0 | 32.0264 | 11.4082 | 60.928 | 1.6424 | 1.6424 | 0 | 0 | 0 | 0 | 32.0264 | 0 | 60.928 | 1.6424 | 0 | 0.4471 | 0.24466
2018-03-06 12:00 | 3 | 11 | 3 | 0 | 1 | 0.38218 | 0.87016 | 1.7403 | 3.0574 | 25.1898 | 15.5798 | 17.0341 | 17.0341 | 43.8381 | 1.7403 | 1.3171 | 0 | 43.8381 | 20.5203 | 52.0806 | 1.3171 | 2.9595 | 0 | 0 | 0 | 0 | 43.8381 | 0 | 52.0806 | 1.3171 | 0 | 0.38218 | 0.37806
2018-03-06 13:00 | 3 | 12 | 3 | 0 | 1 | 0.65027 | 0.77779 | 1.5556 | 5.2022 | 25.1898 | 15.5798 | 17.0341 | 17.0341 | 39.1848 | 1.5556 | 3.6466 | 0 | 39.1848 | 56.8133 | 88.6149 | 3.6466 | 6.6061 | 0 | 0 | 0 | 0 | 39.1848 | 0 | 88.6149 | 3.6466 | 0 | 0.65027 | 0.45002
2018-03-06 14:00 | 3 | 13 | 3 | 0 | 1 | 0.59421 | 0.73124 | 1.4625 | 4.7537 | 25.1898 | 15.5798 | 17.0341 | 17.0341 | 36.8397 | 1.4625 | 3.2912 | 0 | 36.8397 | 51.2762 | 80.975 | 3.2912 | 9.8973 | 0 | 0 | 0 | 0 | 36.8397 | 0 | 80.975 | 3.2912 | 0 | 0.59421 | 0.30051
2018-03-06 15:00 | 3 | 14 | 3 | 0 | 1 | 0.48757 | 0.72266 | 1.4453 | 3.9005 | 25.1898 | 15.5798 | 17.0341 | 17.0341 | 36.4073 | 1.4453 | 2.4552 | 0 | 36.4073 | 38.2516 | 66.4422 | 2.4552 | 12.3525 | 0 | 0 | 0 | 0 | 36.4073 | 0 | 66.4422 | 2.4552 | 0 | 0.48757 | 0.26512
2018-03-06 16:00 | 3 | 15 | 3 | 0 | 1 | 0.32899 | 0.87395 | 1.7479 | 2.6319 | 25.1898 | 15.5798 | 17.0341 | 17.0341 | 44.0291 | 1.7479 | 0.88399 | 0 | 44.0291 | 13.7724 | 44.832 | 0.14748 | 12.5 | 0 | 0 | 0.73651 | 0 | 44.0291 | 11.4746 | 44.832 | 0.88399 | 1.473 | 0.32899 | 0.1083
2018-03-06 17:00 | 3 | 16 | 3 | 0 | 1 | 0.13019 | 0.98924 | 1.9785 | 1.0416 | 25.1898 | 15.5798 | 17.0341 | 17.0341 | 49.8376 | 1.0416 | 0 | 23.6012 | 26.2364 | 0 | 17.7419 | 0 | 12.5 | 0.93694 | 0.93694 | 0 | 0 | 49.8376 | 0 | 17.7419 | 0 | 0 | 0.13019 | 0.045985
2018-03-06 18:00 | 3 | 17 | 3 | 0 | 1 | 0 | 1.0987 | 2.1974 | 0 | 25.1898 | 15.5798 | 17.0341 | 17.0341 | 55.3525 | 0 | 0 | 55.3525 | 0 | 0 | 0 | 0 | 11.4816 | 2.1974 | 2.1974 | 0 | 0 | 55.3525 | 0 | 0 | 0 | 0 | 0 | 0
2018-03-06 19:00 | 3 | 18 | 3 | 0 | 1 | 0 | 1.1937 | 2.3874 | 0 | 25.1898 | 15.5798 | 17.0341 | 17.0341 | 60.1388 | 0 | 0 | 60.1388 | 0 | 0 | 0 | 0 | 9.0931 | 2.3874 | 2.3874 | 0 | 0 | 60.1388 | 0 | 0 | 0 | 0 | 0 | 0
2018-03-06 20:00 | 3 | 19 | 3 | 0 | 0 | 0 | 1.1809 | 2.3619 | 0 | 16.5561 | 6.9461 | 17.0341 | 17.0341 | 39.1035 | 0 | 0 | 39.1035 | 0 | 0 | 0 | 0 | 6.4981 | 2.3619 | 2.3619 | 0 | 0 | 39.1035 | 0 | 0 | 0 | 0 | 0 | 0
2018-03-06 21:00 | 3 | 20 | 3 | 0 | 0 | 0 | 1.1957 | 2.3914 | 0 | 16.5561 | 6.9461 | 17.0341 | 17.0341 | 39.5921 | 0 | 0 | 39.5921 | 0 | 0 | 0 | 0 | 3.9308 | 2.3914 | 2.3914 | 0 | 0 | 39.5921 | 0 | 0 | 0 | 0 | 0 | 0
2018-03-06 22:00 | 3 | 21 | 3 | 0 | 0 | 0 | 1.0303 | 2.0606 | 0 | 16.5561 | 6.9461 | 17.0341 | 17.0341 | 34.1146 | 0 | 0 | 34.1146 | 0 | 0 | 0 | 0 | 1.3314 | 2.0606 | 1.2249 | 0 | 13.8347 | 20.2799 | 0 | 0 | 0 | 0 | 0 | 0
2018-03-06 23:00 | 3 | 22 | 3 | 0 | 0 | 0 | 0.80006 | 1.6001 | 0 | 16.5561 | 6.9461 | 17.0341 | 17.0341 | 26.4917 | 0 | 0 | 26.4917 | 0 | 0 | 0 | 0 | 0 | 1.6001 | 0 | 0 | 26.4917 | 0 | 0 | 0 | 0 | 0 | 0 | 0
2018-03-07 | 3 | 23 | 3 | 0 | 0 | 0 | 0.74293 | 1.4859 | 0 | 16.5561 | 6.9461 | 17.0341 | 17.0341 | 24.6001 | 0 | 0 | 24.6001 | 0 | 0 | 0 | 0 | 0 | 1.4859 | 0 | 0 | 24.6001 | 0 | 0 | 0 | 0 | 0 | 0 | 0
2018-03-07 01:00 | 3 | 0 | 4 | 0 | 0 | 0 | 0.73157 | 1.4631 | 0 | 16.5561 | 6.9461 | 17.0341 | 17.0341 | 24.2237 | 0 | 0 | 24.2237 | 0 | 0 | 0 | 0 | 0 | 1.4631 | 0 | 0 | 24.2237 | 0 | 0 | 0 | 0 | 0 | 0 | 0
2018-03-07 02:00 | 3 | 1 | 4 | 0 | 0 | 0 | 0.75931 | 1.5186 | 0 | 16.5561 | 6.9461 | 17.0341 | 17.0341 | 25.1423 | 0 | 0 | 25.1423 | 0 | 0 | 0 | 0 | 0 | 1.5186 | 0 | 0 | 25.1423 | 0 | 0 | 0 | 0 | 0 | 0 | 0
2018-03-07 03:00 | 3 | 2 | 4 | 0 | 0 | 0 | 0.71986 | 1.4397 | 0 | 16.5561 | 6.9461 | 17.0341 | 17.0341 | 23.8361 | 0 | 0 | 23.8361 | 0 | 0 | 0 | 0 | 0 | 1.4397 | 0 | 0 | 23.8361 | 0 | 0 | 0 | 0 | 0 | 0 | 0
2018-03-07 04:00 | 3 | 3 | 4 | 0 | 0 | 0 | 0.71204 | 1.4241 | 0 | 16.5561 | 6.9461 | 17.0341 | 17.0341 | 23.5772 | 0 | 0 | 23.5772 | 0 | 0 | 0 | 0 | 0 | 1.4241 | 0 | 0 | 23.5772 | 0 | 0 | 0 | 0 | 0 | 0 | 0
2018-03-07 05:00 | 3 | 4 | 4 | 0 | 0 | 0 | 0.75818 | 1.5164 | 0 | 16.5561 | 6.9461 | 17.0341 | 17.0341 | 25.1049 | 0 | 0 | 25.1049 | 0 | 0 | 0 | 0 | 0 | 1.5164 | 0 | 0 | 25.1049 | 0 | 0 | 0 | 0 | 0 | 0 | 0
2018-03-07 06:00 | 3 | 5 | 4 | 0 | 0 | 0 | 0.88022 | 1.7604 | 0 | 16.5561 | 6.9461 | 17.0341 | 17.0341 | 29.146 | 0 | 0 | 29.146 | 0 | 0 | 0 | 0 | 0 | 1.7604 | 0 | 0 | 29.146 | 0 | 0 | 0 | 0 | 0 | 0 | 0
2018-03-07 07:00 | 3 | 6 | 4 | 0 | 0 | 0.0017679 | 0.99669 | 1.9934 | 0.014143 | 16.5561 | 6.9461 | 17.0341 | 17.0341 | 33.0026 | 0.014143 | 0 | 32.7685 | 0.23416 | 0 | 0.24092 | 0 | 0 | 1.9792 | 0 | 0 | 32.7685 | 0.23416 | 0 | 0.24092 | 0 | 0 | 0.0017679 | 0.039342
2018-03-07 08:00 | 3 | 7 | 4 | 0 | 0 | 0 | 1.0668 | 2.1335 | 0 | 16.5561 | 6.9461 | 17.0341 | 17.0341 | 35.3227 | 0 | 0 | 35.3227 | 0 | 0 | 0 | 0 | 0 | 2.1335 | 0 | 0 | 35.3227 | 0 | 0 | 0 | 0 | 0 | 0 | 0.28279
2018-03-07 09:00 | 3 | 8 | 4 | 0 | 0 | 0.0013253 | 0.9783 | 1.9566 | 0.010602 | 16.5561 | 6.9461 | 17.0341 | 17.0341 | 32.3937 | 0.010602 | 0 | 32.2181 | 0.17553 | 0 | 0.1806 | 0 | 0 | 1.946 | 0 | 0 | 32.2181 | 0.17553 | 0 | 0.1806 | 0 | 0 | 0.0013253 | 0.52264
2018-03-07 10:00 | 3 | 9 | 4 | 0 | 0 | 0.10578 | 0.82494 | 1.6499 | 0.84621 | 16.5561 | 6.9461 | 17.0341 | 17.0341 | 27.3154 | 0.84621 | 0 | 13.3056 | 14.0099 | 0 | 14.4144 | 0 | 0 | 0.80367 | 0 | 0 | 13.3056 | 14.0099 | 0 | 14.4144 | 0 | 0 | 0.10578 | 0.68353
2018-03-07 11:00 | 3 | 10 | 4 | 0 | 0 | 0.21174 | 0.87284 | 1.7457 | 1.6939 | 16.5561 | 6.9461 | 17.0341 | 17.0341 | 28.9015 | 1.6939 | 0 | 0.85676 | 28.0448 | 0 | 28.8546 | 0 | 0 | 0.051749 | 0 | 0 | 0.85676 | 28.0448 | 0 | 28.8546 | 0 | 0 | 0.21174 | 0.72593
2018-03-07 12:00 | 3 | 11 | 4 | 0 | 1 | 0.020217 | 0.90973 | 1.8195 | 0.16174 | 25.1898 | 15.5798 | 17.0341 | 17.0341 | 45.8318 | 0.16174 | 0 | 41.7577 | 4.0741 | 0 | 2.755 | 0 | 0 | 1.6577 | 0 | 0 | 41.7577 | 4.0741 | 0 | 2.755 | 0 | 0 | 0.020217 | 0.76066
2018-03-07 13:00 | 3 | 12 | 4 | 0 | 1 | 0.022353 | 0.79521 | 1.5904 | 0.17882 | 25.1898 | 15.5798 | 17.0341 | 17.0341 | 40.0624 | 0.17882 | 0 | 35.5579 | 4.5045 | 0 | 3.0461 | 0 | 0 | 1.4116 | 0 | 0 | 35.5579 | 4.5045 | 0 | 3.0461 | 0 | 0 | 0.022353 | 0.74954
2018-03-07 14:00 | 3 | 13 | 4 | 0 | 1 | 0.0065803 | 0.76381 | 1.5276 | 0.052642 | 25.1898 | 15.5798 | 17.0341 | 17.0341 | 38.4804 | 0.052642 | 0 | 37.1543 | 1.326 | 0 | 0.89672 | 0 | 0 | 1.475 | 0 | 0 | 37.1543 | 1.326 | 0 | 0.89672 | 0 | 0 | 0.0065803 | 0.56905
2018-03-07 15:00 | 3 | 14 | 4 | 0 | 1 | 0.056066 | 0.89158 | 1.7832 | 0.44853 | 25.1898 | 15.5798 | 17.0341 | 17.0341 | 44.9174 | 0.44853 | 0 | 33.6191 | 11.2984 | 0 | 7.6403 | 0 | 0 | 1.3346 | 0 | 0 | 33.6191 | 11.2984 | 0 | 7.6403 | 0 | 0 | 0.056066 | 0.39047
2018-03-07 16:00 | 3 | 15 | 4 | 0 | 1 | 0.057186 | 0.99435 | 1.9887 | 0.45748 | 25.1898 | 15.5798 | 17.0341 | 17.0341 | 50.0949 | 0.45748 | 0 | 38.571 | 11.5239 | 0 | 7.7928 | 0 | 0 | 1.5312 | 0 | 0 | 38.571 | 11.5239 | 0 | 7.7928 | 0 | 0 | 0.057186 | 0.29193
2018-03-07 17:00 | 3 | 16 | 4 | 0 | 1 | 0.0039575 | 1.0748 | 2.1496 | 0.03166 | 25.1898 | 15.5798 | 17.0341 | 17.0341 | 54.1485 | 0.03166 | 0 | 53.351 | 0.7975 | 0 | 0.5393 | 0 | 0 | 2.118 | 0 | 0 | 53.351 | 0.7975 | 0 | 0.5393 | 0 | 0 | 0.0039575 | 0.087881
2018-03-07 18:00 | 3 | 17 | 4 | 0 | 1 | 0 | 1.0941 | 2.1882 | 0 | 25.1898 | 15.5798 | 17.0341 | 17.0341 | 55.1213 | 0 | 0 | 55.1213 | 0 | 0 | 0 | 0 | 0 | 2.1882 | 0 | 0 | 55.1213 | 0 | 0 | 0 | 0 | 0 | 0 | 0
2018-03-07 19:00 | 3 | 18 | 4 | 0 | 1 | 0 | 1.1411 | 2.2821 | 0 | 25.1898 | 15.5798 | 17.0341 | 17.0341 | 57.4864 | 0 | 0 | 57.4864 | 0 | 0 | 0 | 0 | 0 | 2.2821 | 0 | 0 | 57.4864 | 0 | 0 | 0 | 0 | 0 | 0 | 0
2018-03-07 20:00 | 3 | 19 | 4 | 0 | 0 | 0 | 1.1319 | 2.2637 | 0 | 16.5561 | 6.9461 | 17.0341 | 17.0341 | 37.4787 | 0 | 0 | 37.4787 | 0 | 0 | 0 | 0 | 0 | 2.2637 | 0 | 0 | 37.4787 | 0 | 0 | 0 | 0 | 0 | 0 | 0
2018-03-07 21:00 | 3 | 20 | 4 | 0 | 0 | 0 | 1.1375 | 2.2751 | 0 | 16.5561 | 6.9461 | 17.0341 | 17.0341 | 37.6659 | 0 | 0 | 37.6659 | 0 | 0 | 0 | 0 | 0 | 2.2751 | 0 | 0 | 37.6659 | 0 | 0 | 0 | 0 | 0 | 0 | 0
2018-03-07 22:00 | 3 | 21 | 4 | 0 | 0 | 0 | 0.82684 | 1.6537 | 0 | 16.5561 | 6.9461 | 17.0341 | 17.0341 | 27.3784 | 0 | 0 | 27.3784 | 0 | 0 | 0 | 0 | 0 | 1.6537 | 0 | 0 | 27.3784 | 0 | 0 | 0 | 0 | 0 | 0 | 0
2018-03-07 23:00 | 3 | 22 | 4 | 0 | 0 | 0 | 0.60889 | 1.2178 | 0 | 16.5561 | 6.9461 | 17.0341 | 17.0341 | 20.1615 | 0 | 0 | 20.1615 | 0 | 0 | 0 | 0 | 0 | 1.2178 | 0 | 0 | 20.1615 | 0 | 0 | 0 | 0 | 0 | 0 | 0
2018-03-08 | 3 | 23 | 4 | 0 | 0 | 0 | 0.52424 | 1.0485 | 0 | 16.5561 | 6.9461 | 17.0341 | 17.0341 | 17.3589 | 0 | 0 | 17.3589 | 0 | 0 | 0 | 0 | 0 | 1.0485 | 0 | 0 | 17.3589 | 0 | 0 | 0 | 0 | 0 | 0 | 0
2018-03-08 01:00 | 3 | 0 | 5 | 0 | 0 | 0 | 0.48043 | 0.96086 | 0 | 16.5561 | 6.9461 | 17.0341 | 17.0341 | 15.9081 | 0 | 0 | 15.9081 | 0 | 0 | 0 | 0 | 0 | 0.96086 | 0 | 0 | 15.9081 | 0 | 0 | 0 | 0 | 0 | 0 | 0
2018-03-08 02:00 | 3 | 1 | 5 | 0 | 0 | 0 | 0.4718 | 0.94359 | 0 | 16.5561 | 6.9461 | 17.0341 | 17.0341 | 15.6222 | 0 | 0 | 15.6222 | 0 | 0 | 0 | 0 | 0 | 0.94359 | 0 | 0 | 15.6222 | 0 | 0 | 0 | 0 | 0 | 0 | 0
2018-03-08 03:00 | 3 | 2 | 5 | 0 | 0 | 0 | 0.48145 | 0.96289 | 0 | 16.5561 | 6.9461 | 17.0341 | 17.0341 | 15.9417 | 0 | 0 | 15.9417 | 0 | 0 | 0 | 0 | 0 | 0.96289 | 0 | 0 | 15.9417 | 0 | 0 | 0 | 0 | 0 | 0 | 0
2018-03-08 04:00 | 3 | 3 | 5 | 0 | 0 | 0 | 0.50399 | 1.008 | 0 | 16.5561 | 6.9461 | 17.0341 | 17.0341 | 16.6882 | 0 | 0 | 16.6882 | 0 | 0 | 0 | 0 | 0 | 1.008 | 0 | 0 | 16.6882 | 0 | 0 | 0 | 0 | 0 | 0 | 0
2018-03-08 05:00 | 3 | 4 | 5 | 0 | 0 | 0 | 0.56051 | 1.121 | 0 | 16.5561 | 6.9461 | 17.0341 | 17.0341 | 18.5597 | 0 | 0 | 18.5597 | 0 | 0 | 0 | 0 | 0 | 1.121 | 0 | 0 | 18.5597 | 0 | 0 | 0 | 0 | 0 | 0 | 0
2018-03-08 06:00 | 3 | 5 | 5 | 0 | 0 | 0 | 0.72298 | 1.446 | 0 | 16.5561 | 6.9461 | 17.0341 | 17.0341 | 23.9396 | 0 | 0 | 23.9396 | 0 | 0 | 0 | 0 | 0 | 1.446 | 0 | 0 | 23.9396 | 0 | 0 | 0 | 0 | 0 | 0 | 0
2018-03-08 07:00 | 3 | 6 | 5 | 0 | 0 | 0.0020229 | 0.8212 | 1.6424 | 0.016183 | 16.5561 | 6.9461 | 17.0341 | 17.0341 | 27.1916 | 0.016183 | 0 | 26.9236 | 0.26793 | 0 | 0.27566 | 0 | 0 | 1.6262 | 0 | 0 | 26.9236 | 0.26793 | 0 | 0.27566 | 0 | 0 | 0.0020229 | 0.029271
2018-03-08 08:00 | 3 | 7 | 5 | 0 | 0 | 0.002136 | 0.8657 | 1.7314 | 0.017088 | 16.5561 | 6.9461 | 17.0341 | 17.0341 | 28.6653 | 0.017088 | 0 | 28.3824 | 0.28292 | 0 | 0.29108 | 0 | 0 | 1.7143 | 0 | 0 | 28.3824 | 0.28292 | 0 | 0.29108 | 0 | 0 | 0.002136 | 0.17915
2018-03-08 09:00 | 3 | 8 | 5 | 0 | 0 | 0.0034958 | 0.91026 | 1.8205 | 0.027966 | 16.5561 | 6.9461 | 17.0341 | 17.0341 | 30.1406 | 0.027966 | 0 | 29.6776 | 0.46301 | 0 | 0.47638 | 0 | 0 | 1.7926 | 0 | 0 | 29.6776 | 0.46301 | 0 | 0.47638 | 0 | 0 | 0.0034958 | 0.34468
2018-03-08 10:00 | 3 | 9 | 5 | 0 | 0 | 0.036506 | 0.86661 | 1.7332 | 0.29204 | 16.5561 | 6.9461 | 17.0341 | 17.0341 | 28.6952 | 0.29204 | 0 | 23.8602 | 4.8351 | 0 | 4.9747 | 0 | 0 | 1.4412 | 0 | 0 | 23.8602 | 4.8351 | 0 | 4.9747 | 0 | 0 | 0.036506 | 0.46612
2018-03-08 11:00 | 3 | 10 | 5 | 0 | 0 | 0.042759 | 0.88621 | 1.7724 | 0.34207 | 16.5561 | 6.9461 | 17.0341 | 17.0341 | 29.3442 | 0.34207 | 0 | 23.6808 | 5.6634 | 0 | 5.8269 | 0 | 0 | 1.4303 | 0 | 0 | 23.6808 | 5.6634 | 0 | 5.8269 | 0 | 0 | 0.042759 | 0.53534
2018-03-08 12:00 | 3 | 11 | 5 | 0 | 1 | 0.19945 | 0.93862 | 1.8772 | 1.5956 | 25.1898 | 15.5798 | 17.0341 | 17.0341 | 47.287 | 1.5956 | 0 | 7.0936 | 40.1934 | 0 | 27.1801 | 0 | 0 | 0.28161 | 0 | 0 | 7.0936 | 40.1934 | 0 | 27.1801 | 0 | 0 | 0.19945 | 0.58202
2018-03-08 13:00 | 3 | 12 | 5 | 0 | 1 | 0.016518 | 0.97697 | 1.9539 | 0.13214 | 25.1898 | 15.5798 | 17.0341 | 17.0341 | 49.2195 | 0.13214 | 0 | 45.8909 | 3.3286 | 0 | 2.2509 | 0 | 0 | 1.8218 | 0 | 0 | 45.8909 | 3.3286 | 0 | 2.2509 | 0 | 0 | 0.016518 | 0.53751
2018-03-08 14:00 | 3 | 13 | 5 | 0 | 1 | 0.073754 | 1.091 | 2.1819 | 0.59003 | 25.1898 | 15.5798 | 17.0341 | 17.0341 | 54.9626 | 0.59003 | 0 | 40.0998 | 14.8627 | 0 | 10.0507 | 0 | 0 | 1.5919 | 0 | 0 | 40.0998 | 14.8627 | 0 | 10.0507 | 0 | 0 | 0.073754 | 0.48836
2018-03-08 15:00 | 3 | 14 | 5 | 0 | 1 | 0.063163 | 1.2231 | 2.4462 | 0.5053 | 25.1898 | 15.5798 | 17.0341 | 17.0341 | 61.6187 | 0.5053 | 0 | 48.8903 | 12.7284 | 0 | 8.6074 | 0 | 0 | 1.9409 | 0 | 0 | 48.8903 | 12.7284 | 0 | 8.6074 | 0 | 0 | 0.063163 | 0.42029
2018-03-08 16:00 | 3 | 15 | 5 | 0 | 1 | 0.00070306 | 1.3246 | 2.6493 | 0.0056245 | 25.1898 | 15.5798 | 17.0341 | 17.0341 | 66.7345 | 0.0056245 | 0 | 66.5929 | 0.14168 | 0 | 0.095808 | 0 | 0 | 2.6436 | 0 | 0 | 66.5929 | 0.14168 | 0 | 0.095808 | 0 | 0 | 0.00070306 | 0.28581
2018-03-08 17:00 | 3 | 16 | 5 | 0 | 1 | 0 | 1.3416 | 2.6832 | 0 | 25.1898 | 15.5798 | 17.0341 | 17.0341 | 67.5883 | 0 | 0 | 67.5883 | 0 | 0 | 0 | 0 | 0 | 2.6832 | 0 | 0 | 67.5883 | 0 | 0 | 0 | 0 | 0 | 0 | 0.11321
2018-03-08 18:00 | 3 | 17 | 5 | 0 | 1 | 0 | 1.2974 | 2.5948 | 0 | 25.1898 | 15.5798 | 17.0341 | 17.0341 | 65.3634 | 0 | 0 | 65.3634 | 0 | 0 | 0 | 0 | 0 | 2.5948 | 0 | 0 | 65.3634 | 0 | 0 | 0 | 0 | 0 | 0 | 0.0011757
2018-03-08 19:00 | 3 | 18 | 5 | 0 | 1 | 0 | 1.3137 | 2.6274 | 0 | 25.1898 | 15.5798 | 17.0341 | 17.0341 | 66.1841 | 0 | 0 | 66.1841 | 0 | 0 | 0 | 0 | 0 | 2.6274 | 0 | 0 | 66.1841 | 0 | 0 | 0 | 0 | 0 | 0 | 0
2018-03-08 20:00 | 3 | 19 | 5 | 0 | 0 | 0 | 1.3056 | 2.6111 | 0 | 16.5561 | 6.9461 | 17.0341 | 17.0341 | 43.2296 | 0 | 0 | 43.2296 | 0 | 0 | 0 | 0 | 0 | 2.6111 | 0 | 0 | 43.2296 | 0 | 0 | 0 | 0 | 0 | 0 | 0
2018-03-08 21:00 | 3 | 20 | 5 | 0 | 0 | 0 | 1.1656 | 2.3312 | 0 | 16.5561 | 6.9461 | 17.0341 | 17.0341 | 38.5962 | 0 | 0 | 38.5962 | 0 | 0 | 0 | 0 | 0 | 2.3312 | 0 | 0 | 38.5962 | 0 | 0 | 0 | 0 | 0 | 0 | 0
2018-03-08 22:00 | 3 | 21 | 5 | 0 | 0 | 0 | 0.84836 | 1.6967 | 0 | 16.5561 | 6.9461 | 17.0341 | 17.0341 | 28.0911 | 0 | 0 | 28.0911 | 0 | 0 | 0 | 0 | 0 | 1.6967 | 0 | 0 | 28.0911 | 0 | 0 | 0 | 0 | 0 | 0 | 0
2018-03-08 23:00 | 3 | 22 | 5 | 0 | 0 | 0 | 0.64431 | 1.2886 | 0 | 16.5561 | 6.9461 | 17.0341 | 17.0341 | 21.3344 | 0 | 0 | 21.3344 | 0 | 0 | 0 | 0 | 0 | 1.2886 | 0 | 0 | 21.3344 | 0 | 0 | 0 | 0 | 0 | 0 | 0
2018-03-09 | 3 | 23 | 5 | 0 | 0 | 0 | 0.51386 | 1.0277 | 0 | 16.5561 | 6.9461 | 17.0341 | 17.0341 | 17.015 | 0 | 0 | 17.015 | 0 | 0 | 0 | 0 | 0 | 1.0277 | 0 | 0 | 17.015 | 0 | 0 | 0 | 0 | 0 | 0 | 0
2018-03-09 01:00 | 3 | 0 | 6 | 0 | 0 | 0 | 0.47346 | 0.94692 | 0 | 16.5561 | 6.9461 | 17.0341 | 17.0341 | 15.6772 | 0 | 0 | 15.6772 | 0 | 0 | 0 | 0 | 0 | 0.94692 | 0 | 0 | 15.6772 | 0 | 0 | 0 | 0 | 0 | 0 | 0
2018-03-09 02:00 | 3 | 1 | 6 | 0 | 0 | 0 | 0.44178 | 0.88355 | 0 | 16.5561 | 6.9461 | 17.0341 | 17.0341 | 14.6281 | 0 | 0 | 14.6281 | 0 | 0 | 0 | 0 | 0 | 0.88355 | 0 | 0 | 14.6281 | 0 | 0 | 0 | 0 | 0 | 0 | 0
2018-03-09 03:00 | 3 | 2 | 6 | 0 | 0 | 0 | 0.43127 | 0.86254 | 0 | 16.5561 | 6.9461 | 17.0341 | 17.0341 | 14.2802 | 0 | 0 | 14.2802 | 0 | 0 | 0 | 0 | 0 | 0.86254 | 0 | 0 | 14.2802 | 0 | 0 | 0 | 0 | 0 | 0 | 0
2018-03-09 04:00 | 3 | 3 | 6 | 0 | 0 | 0 | 0.44606 | 0.89212 | 0 | 16.5561 | 6.9461 | 17.0341 | 17.0341 | 14.77 | 0 | 0 | 14.77 | 0 | 0 | 0 | 0 | 0 | 0.89212 | 0 | 0 | 14.77 | 0 | 0 | 0 | 0 | 0 | 0 | 0
2018-03-09 05:00 | 3 | 4 | 6 | 0 | 0 | 0 | 0.51029 | 1.0206 | 0 | 16.5561 | 6.9461 | 17.0341 | 17.0341 | 16.8966 | 0 | 0 | 16.8966 | 0 | 0 | 0 | 0 | 0 | 1.0206 | 0 | 0 | 16.8966 | 0 | 0 | 0 | 0 | 0 | 0 | 0
2018-03-09 06:00 | 3 | 5 | 6 | 0 | 0 | 0 | 0.64906 | 1.2981 | 0 | 16.5561 | 6.9461 | 17.0341 | 17.0341 | 21.4917 | 0 | 0 | 21.4917 | 0 | 0 | 0 | 0 | 0 | 1.2981 | 0 | 0 | 21.4917 | 0 | 0 | 0 | 0 | 0 | 0 | 0
2018-03-09 07:00 | 3 | 6 | 6 | 0 | 0 | 0.0081372 | 0.74095 | 1.4819 | 0.065098 | 16.5561 | 6.9461 | 17.0341 | 17.0341 | 24.5344 | 0.065098 | 0 | 23.4567 | 1.0778 | 0 | 1.1089 | 0 | 0 | 1.4168 | 0 | 0 | 23.4567 | 1.0778 | 0 | 1.1089 | 0 | 0 | 0.0081372 | 0.031106
2018-03-09 08:00 | 3 | 7 | 6 | 0 | 0 | 0.25854 | 0.84057 | 1.6811 | 2.0683 | 16.5561 | 6.9461 | 17.0341 | 17.0341 | 27.8331 | 1.6811 | 0.38718 | 0 | 27.8331 | 2.6894 | 35.2322 | 0.38718 | 0.38718 | 0 | 0 | 0 | 0 | 27.8331 | 0 | 35.2322 | 0.38718 | 0 | 0.25854 | 0.14571
2018-03-09 09:00 | 3 | 8 | 6 | 0 | 0 | 0.15968 | 0.86859 | 1.7372 | 1.2774 | 16.5561 | 6.9461 | 17.0341 | 17.0341 | 28.761 | 1.2774 | 0 | 7.612 | 21.149 | 0 | 21.7597 | 0 | 0.38718 | 0.45977 | 0.35621 | 0 | 1.7146 | 27.0464 | 0 | 21.7597 | 0 | 0 | 0.15968 | 0.35585
2018-03-09 10:00 | 3 | 9 | 6 | 0 | 0 | 0.13609 | 0.85054 | 1.7011 | 1.0887 | 16.5561 | 6.9461 | 17.0341 | 17.0341 | 28.163 | 1.0887 | 0 | 10.1385 | 18.0245 | 0 | 18.545 | 0 | 0 | 0.61238 | 0 | 0 | 10.1385 | 18.0245 | 0 | 18.545 | 0 | 0 | 0.13609 | 0.45878
2018-03-09 11:00 | 3 | 10 | 6 | 0 | 0 | 0.29523 | 0.87151 | 1.743 | 2.3618 | 16.5561 | 6.9461 | 17.0341 | 17.0341 | 28.8576 | 1.743 | 0.61883 | 0 | 28.8576 | 4.2984 | 40.2321 | 0.61883 | 0.61883 | 0 | 0 | 0 | 0 | 28.8576 | 0 | 40.2321 | 0.61883 | 0 | 0.29523 | 0.40563
2018-03-09 12:00 | 3 | 11 | 6 | 0 | 1 | 0.35776 | 0.85281 | 1.7056 | 2.8621 | 25.1898 | 15.5798 | 17.0341 | 17.0341 | 42.9639 | 1.7056 | 1.1565 | 0 | 42.9639 | 18.0181 | 48.7538 | 1.1565 | 1.7753 | 0 | 0 | 0 | 0 | 42.9639 | 0 | 48.7538 | 1.1565 | 0 | 0.35776 | 0.39934
2018-03-09 13:00 | 3 | 12 | 6 | 0 | 1 | 0.49387 | 0.84252 | 1.685 | 3.951 | 25.1898 | 15.5798 | 17.0341 | 17.0341 | 42.4459 | 1.685 | 2.2659 | 0 | 42.4459 | 35.3024 | 67.3012 | 2.2659 | 4.0412 | 0 | 0 | 0 | 0 | 42.4459 | 0 | 67.3012 | 2.2659 | 0 | 0.49387 | 0.26719
2018-03-09 14:00 | 3 | 13 | 6 | 0 | 1 | 0.59035 | 0.83915 | 1.6783 | 4.7228 | 25.1898 | 15.5798 | 17.0341 | 17.0341 | 42.276 | 1.6783 | 3.0445 | 0 | 42.276 | 47.4331 | 80.4494 | 3.0445 | 7.0858 | 0 | 0 | 0 | 0 | 42.276 | 0 | 80.4494 | 3.0445 | 0 | 0.59035 | 0.17398
2018-03-09 15:00 | 3 | 14 | 6 | 0 | 1 | 0.49132 | 0.86712 | 1.7342 | 3.9305 | 25.1898 | 15.5798 | 17.0341 | 17.0341 | 43.685 | 1.7342 | 2.1963 | 0 | 43.685 | 34.2176 | 66.953 | 2.1963 | 9.2821 | 0 | 0 | 0 | 0 | 43.685 | 0 | 66.953 | 2.1963 | 0 | 0.49132 | 0.14969
2018-03-09 16:00 | 3 | 15 | 6 | 0 | 1 | 0.24797 | 0.97559 | 1.9512 | 1.9838 | 25.1898 | 15.5798 | 17.0341 | 17.0341 | 49.1497 | 1.9512 | 0.032591 | 0 | 49.1497 | 0.50776 | 33.7918 | 0.032591 | 9.3147 | 0 | 0 | 0 | 0 | 49.1497 | 0 | 33.7918 | 0.032591 | 0 | 0.24797 | 0.064847
2018-03-09 17:00 | 3 | 16 | 6 | 0 | 1 | 0.086347 | 1.0571 | 2.1141 | 0.69078 | 25.1898 | 15.5798 | 17.0341 | 17.0341 | 53.2546 | 0.69078 | 0 | 35.8541 | 17.4005 | 0 | 11.7668 | 0 | 9.3147 | 1.4234 | 1.4234 | 0 | 0 | 53.2546 | 0 | 11.7668 | 0 | 0 | 0.086347 | 0.016965
2018-03-09 18:00 | 3 | 17 | 6 | 0 | 1 | 0 | 1.1371 | 2.2742 | 0 | 25.1898 | 15.5798 | 17.0341 | 17.0341 | 57.2862 | 0 | 0 | 57.2862 | 0 | 0 | 0 | 0 | 7.7675 | 2.2742 | 2.2742 | 0 | 0 | 57.2862 | 0 | 0 | 0 | 0 | 0 | 0
2018-03-09 19:00 | 3 | 18 | 6 | 0 | 1 | 0 | 1.2619 | 2.5239 | 0 | 25.1898 | 15.5798 | 17.0341 | 17.0341 | 63.5753 | 0 | 0 | 63.5753 | 0 | 0 | 0 | 0 | 5.2956 | 2.5239 | 2.5239 | 0 | 0 | 63.5753 | 0 | 0 | 0 | 0 | 0 | 0
2018-03-09 20:00 | 3 | 19 | 6 | 0 | 0 | 0 | 1.3227 | 2.6454 | 0 | 16.5561 | 6.9461 | 17.0341 | 17.0341 | 43.7981 | 0 | 0 | 43.7981 | 0 | 0 | 0 | 0 | 2.5523 | 2.6454 | 2.3481 | 0 | 4.9232 | 38.8749 | 0 | 0 | 0 | 0 | 0 | 0
2018-03-09 21:00 | 3 | 20 | 6 | 0 | 0 | 0 | 1.3128 | 2.6255 | 0 | 16.5561 | 6.9461 | 17.0341 | 17.0341 | 43.4687 | 0 | 0 | 43.4687 | 0 | 0 | 0 | 0 | 0 | 2.6255 | 0 | 0 | 43.4687 | 0 | 0 | 0 | 0 | 0 | 0 | 0
2018-03-09 22:00 | 3 | 21 | 6 | 0 | 0 | 0 | 1.1192 | 2.2384 | 0 | 16.5561 | 6.9461 | 17.0341 | 17.0341 | 37.059 | 0 | 0 | 37.059 | 0 | 0 | 0 | 0 | 0 | 2.2384 | 0 | 0 | 37.059 | 0 | 0 | 0 | 0 | 0 | 0 | 0
2018-03-09 23:00 | 3 | 22 | 6 | 0 | 0 | 0 | 0.97415 | 1.9483 | 0 | 16.5561 | 6.9461 | 17.0341 | 17.0341 | 32.256 | 0 | 0 | 32.256 | 0 | 0 | 0 | 0 | 0 | 1.9483 | 0 | 0 | 32.256 | 0 | 0 | 0 | 0 | 0 | 0 | 0
2018-03-10 | 3 | 23 | 6 | 0 | 0 | 0 | 0.8759 | 1.7518 | 0 | 16.5561 | 6.9461 | 17.0341 | 17.0341 | 29.0027 | 0 | 0 | 29.0027 | 0 | 0 | 0 | 0 | 0 | 1.7518 | 0 | 0 | 29.0027 | 0 | 0 | 0 | 0 | 0 | 0 | 0
2018-03-10 01:00 | 3 | 0 | 7 | 0 | 0 | 0 | 0.84424 | 1.6885 | 0 | 16.5561 | 6.9461 | 17.0341 | 17.0341 | 27.9547 | 0 | 0 | 27.9547 | 0 | 0 | 0 | 0 | 0 | 1.6885 | 0 | 0 | 27.9547 | 0 | 0 | 0 | 0 | 0 | 0 | 0
2018-03-10 02:00 | 3 | 1 | 7 | 0 | 0 | 0 | 0.85118 | 1.7024 | 0 | 16.5561 | 6.9461 | 17.0341 | 17.0341 | 28.1845 | 0 | 0 | 28.1845 | 0 | 0 | 0 | 0 | 0 | 1.7024 | 0 | 0 | 28.1845 | 0 | 0 | 0 | 0 | 0 | 0 | 0
2018-03-10 03:00 | 3 | 2 | 7 | 0 | 0 | 0 | 0.87395 | 1.7479 | 0 | 16.5561 | 6.9461 | 17.0341 | 17.0341 | 28.9383 | 0 | 0 | 28.9383 | 0 | 0 | 0 | 0 | 0 | 1.7479 | 0 | 0 | 28.9383 | 0 | 0 | 0 | 0 | 0 | 0 | 0
2018-03-10 04:00 | 3 | 3 | 7 | 0 | 0 | 0 | 0.88594 | 1.7719 | 0 | 16.5561 | 6.9461 | 17.0341 | 17.0341 | 29.3352 | 0 | 0 | 29.3352 | 0 | 0 | 0 | 0 | 0 | 1.7719 | 0 | 0 | 29.3352 | 0 | 0 | 0 | 0 | 0 | 0 | 0
2018-03-10 05:00 | 3 | 4 | 7 | 0 | 0 | 0 | 0.93902 | 1.878 | 0 | 16.5561 | 6.9461 | 17.0341 | 17.0341 | 31.093 | 0 | 0 | 31.093 | 0 | 0 | 0 | 0 | 0 | 1.878 | 0 | 0 | 31.093 | 0 | 0 | 0 | 0 | 0 | 0 | 0
2018-03-10 06:00 | 3 | 5 | 7 | 0 | 0 | 0 | 1.0313 | 2.0625 | 0 | 16.5561 | 6.9461 | 17.0341 | 17.0341 | 34.147 | 0 | 0 | 34.147 | 0 | 0 | 0 | 0 | 0 | 2.0625 | 0 | 0 | 34.147 | 0 | 0 | 0 | 0 | 0 | 0 | 0
2018-03-10 07:00 | 3 | 6 | 7 | 0 | 0 | 0 | 1.2338 | 2.4677 | 0 | 16.5561 | 6.9461 | 17.0341 | 17.0341 | 40.8547 | 0 | 0 | 40.8547 | 0 | 0 | 0 | 0 | 0 | 2.4677 | 0 | 0 | 40.8547 | 0 | 0 | 0 | 0 | 0 | 0 | 0.020908
2018-03-10 08:00 | 3 | 7 | 7 | 0 | 0 | 0.0042565 | 1.3051 | 2.6101 | 0.034052 | 16.5561 | 6.9461 | 17.0341 | 17.0341 | 43.2136 | 0.034052 | 0 | 42.6498 | 0.56376 | 0 | 0.58004 | 0 | 0 | 2.5761 | 0 | 0 | 42.6498 | 0.56376 | 0 | 0.58004 | 0 | 0 | 0.0042565 | 0.11251
2018-03-10 09:00 | 3 | 8 | 7 | 0 | 0 | 0.017075 | 1.5249 | 3.0497 | 0.1366 | 16.5561 | 6.9461 | 17.0341 | 17.0341 | 50.4917 | 0.1366 | 0 | 48.2301 | 2.2616 | 0 | 2.3269 | 0 | 0 | 2.9131 | 0 | 0 | 48.2301 | 2.2616 | 0 | 2.3269 | 0 | 0 | 0.017075 | 0.16614
2018-03-10 10:00 | 3 | 9 | 7 | 0 | 0 | 0.011852 | 1.4443 | 2.8886 | 0.094815 | 16.5561 | 6.9461 | 17.0341 | 17.0341 | 47.8231 | 0.094815 | 0 | 46.2534 | 1.5698 | 0 | 1.6151 | 0 | 0 | 2.7937 | 0 | 0 | 46.2534 | 1.5698 | 0 | 1.6151 | 0 | 0 | 0.011852 | 0.23275
2018-03-10 11:00 | 3 | 10 | 7 | 0 | 0 | 0.03536 | 1.3519 | 2.7039 | 0.28288 | 16.5561 | 6.9461 | 17.0341 | 17.0341 | 44.7657 | 0.28288 | 0 | 40.0824 | 4.6833 | 0 | 4.8186 | 0 | 0 | 2.421 | 0 | 0 | 40.0824 | 4.6833 | 0 | 4.8186 | 0 | 0 | 0.03536 | 0.28616
2018-03-10 12:00 | 3 | 11 | 7 | 0 | 1 | 0.030739 | 1.2874 | 2.5747 | 0.24591 | 25.1898 | 15.5798 | 17.0341 | 17.0341 | 64.8561 | 0.24591 | 0 | 58.6616 | 6.1945 | 0 | 4.1889 | 0 | 0 | 2.3288 | 0 | 0 | 58.6616 | 6.1945 | 0 | 4.1889 | 0 | 0 | 0.030739 | 0.28688
2018-03-10 13:00 | 3 | 12 | 7 | 0 | 1 | 0.088565 | 1.3092 | 2.6184 | 0.70852 | 25.1898 | 15.5798 | 17.0341 | 17.0341 | 65.9558 | 0.70852 | 0 | 48.1083 | 17.8475 | 0 | 12.0691 | 0 | 0 | 1.9098 | 0 | 0 | 48.1083 | 17.8475 | 0 | 12.0691 | 0 | 0 | 0.088565 | 0.28667
2018-03-10 14:00 | 3 | 13 | 7 | 0 | 1 | 0.098128 | 1.2206 | 2.4412 | 0.78502 | 25.1898 | 15.5798 | 17.0341 | 17.0341 | 61.4924 | 0.78502 | 0 | 41.7179 | 19.7745 | 0 | 13.3722 | 0 | 0 | 1.6561 | 0 | 0 | 41.7179 | 19.7745 | 0 | 13.3722 | 0 | 0 | 0.098128 | 0.27665
2018-03-10 15:00 | 3 | 14 | 7 | 0 | 1 | 0.038281 | 1.2451 | 2.4902 | 0.30625 | 25.1898 | 15.5798 | 17.0341 | 17.0341 | 62.7271 | 0.30625 | 0 | 55.0127 | 7.7144 | 0 | 5.2167 | 0 | 0 | 2.1839 | 0 | 0 | 55.0127 | 7.7144 | 0 | 5.2167 | 0 | 0 | 0.038281 | 0.16286
2018-03-10 16:00 | 3 | 15 | 7 | 0 | 1 | 0.027094 | 1.3061 | 2.6123 | 0.21675 | 25.1898 | 15.5798 | 17.0341 | 17.0341 | 65.8027 | 0.21675 | 0 | 60.3429 | 5.4599 | 0 | 3.6921 | 0 | 0 | 2.3955 | 0 | 0 | 60.3429 | 5.4599 | 0 | 3.6921 | 0 | 0 | 0.027094 | 0.081441
2018-03-10 17:00 | 3 | 16 | 7 | 0 | 1 | 0.00053533 | 1.4115 | 2.8231 | 0.0042826 | 25.1898 | 15.5798 | 17.0341 | 17.0341 | 71.1127 | 0.0042826 | 0 | 71.0048 | 0.10788 | 0 | 0.072951 | 0 | 0 | 2.8188 | 0 | 0 | 71.0048 | 0.10788 | 0 | 0.072951 | 0 | 0 | 0.00053533 | 0.029083
2018-03-10 18:00 | 3 | 17 | 7 | 0 | 1 | 0 | 1.4792 | 2.9584 | 0 | 25.1898 | 15.5798 | 17.0341 | 17.0341 | 74.5203 | 0 | 0 | 74.5203 | 0 | 0 | 0 | 0 | 0 | 2.9584 | 0 | 0 | 74.5203 | 0 | 0 | 0 | 0 | 0 | 0 | 0
2018-03-10 19:00 | 3 | 18 | 7 | 0 | 1 | 0 | 1.5041 | 3.0083 | 0 | 25.1898 | 15.5798 | 17.0341 | 17.0341 | 75.778 | 0 | 0 | 75.778 | 0 | 0 | 0 | 0 | 0 | 3.0083 | 0 | 0 | 75.778 | 0 | 0 | 0 | 0 | 0 | 0 | 0
2018-03-10 20:00 | 3 | 19 | 7 | 0 | 0 | 0 | 1.5881 | 3.1762 | 0 | 16.5561 | 6.9461 | 17.0341 | 17.0341 | 52.5853 | 0 | 0 | 52.5853 | 0 | 0 | 0 | 0 | 0 | 3.1762 | 0 | 0 | 52.5853 | 0 | 0 | 0 | 0 | 0 | 0 | 0
2018-03-10 21:00 | 3 | 20 | 7 | 0 | 0 | 0 | 1.5993 | 3.1986 | 0 | 16.5561 | 6.9461 | 17.0341 | 17.0341 | 52.9556 | 0 | 0 | 52.9556 | 0 | 0 | 0 | 0 | 0 | 3.1986 | 0 | 0 | 52.9556 | 0 | 0 | 0 | 0 | 0 | 0 | 0
2018-03-10 22:00 | 3 | 21 | 7 | 0 | 0 | 0 | 1.2598 | 2.5196 | 0 | 16.5561 | 6.9461 | 17.0341 | 17.0341 | 41.7149 | 0 | 0 | 41.7149 | 0 | 0 | 0 | 0 | 0 | 2.5196 | 0 | 0 | 41.7149 | 0 | 0 | 0 | 0 | 0 | 0 | 0
2018-03-10 23:00 | 3 | 22 | 7 | 0 | 0 | 0 | 1.048 | 2.096 | 0 | 16.5561 | 6.9461 | 17.0341 | 17.0341 | 34.7016 | 0 | 0 | 34.7016 | 0 | 0 | 0 | 0 | 0 | 2.096 | 0 | 0 | 34.7016 | 0 | 0 | 0 | 0 | 0 | 0 | 0
2018-03-11 | 3 | 23 | 7 | 0 | 0 | 0 | 0.89825 | 1.7965 | 0 | 16.5561 | 6.9461 | 17.0341 | 17.0341 | 29.7429 | 0 | 0 | 29.7429 | 0 | 0 | 0 | 0 | 0 | 1.7965 | 0 | 0 | 29.7429 | 0 | 0 | 0 | 0 | 0 | 0 | 0
2018-03-11 01:00 | 3 | 0 | 1 | 0 | 0 | 0 | 0.93484 | 1.8697 | 0 | 16.5561 | 6.9461 | 17.0341 | 17.0341 | 30.9545 | 0 | 0 | 30.9545 | 0 | 0 | 0 | 0 | 0 | 1.8697 | 0 | 0 | 30.9545 | 0 | 0 | 0 | 0 | 0 | 0 | 0
2018-03-11 02:00 | 3 | 1 | 1 | 0 | 0 | 0 | 0.93897 | 1.8779 | 0 | 16.5561 | 6.9461 | 17.0341 | 17.0341 | 31.0911 | 0 | 0 | 31.0911 | 0 | 0 | 0 | 0 | 0 | 1.8779 | 0 | 0 | 31.0911 | 0 | 0 | 0 | 0 | 0 | 0 | 0
2018-03-11 03:00 | 3 | 2 | 1 | 0 | 0 | 0 | 0.96501 | 1.93 | 0 | 16.5561 | 6.9461 | 17.0341 | 17.0341 | 31.9534 | 0 | 0 | 31.9534 | 0 | 0 | 0 | 0 | 0 | 1.93 | 0 | 0 | 31.9534 | 0 | 0 | 0 | 0 | 0 | 0 | 0
2018-03-11 04:00 | 3 | 3 | 1 | 0 | 0 | 0 | 0.98431 | 1.9686 | 0 | 16.5561 | 6.9461 | 17.0341 | 17.0341 | 32.5926 | 0 | 0 | 32.5926 | 0 | 0 | 0 | 0 | 0 | 1.9686 | 0 | 0 | 32.5926 | 0 | 0 | 0 | 0 | 0 | 0 | 0
2018-03-11 05:00 | 3 | 4 | 1 | 0 | 0 | 0 | 1.135 | 2.27 | 0 | 16.5561 | 6.9461 | 17.0341 | 17.0341 | 37.5821 | 0 | 0 | 37.5821 | 0 | 0 | 0 | 0 | 0 | 2.27 | 0 | 0 | 37.5821 | 0 | 0 | 0 | 0 | 0 | 0 | 0
2018-03-11 06:00 | 3 | 5 | 1 | 0 | 0 | 0 | 1.2649 | 2.5297 | 0 | 16.5561 | 6.9461 | 17.0341 | 17.0341 | 41.8826 | 0 | 0 | 41.8826 | 0 | 0 | 0 | 0 | 0 | 2.5297 | 0 | 0 | 41.8826 | 0 | 0 | 0 | 0 | 0 | 0 | 0
2018-03-11 07:00 | 3 | 6 | 1 | 0 | 0 | 0.060375 | 1.4756 | 2.9511 | 0.483 | 16.5561 | 6.9461 | 17.0341 | 17.0341 | 48.8586 | 0.483 | 0 | 40.862 | 7.9966 | 0 | 8.2275 | 0 | 0 | 2.4681 | 0 | 0 | 40.862 | 7.9966 | 0 | 8.2275 | 0 | 0 | 0.060375 | 0.054935
2018-03-11 08:00 | 3 | 7 | 1 | 0 | 0 | 0.096513 | 1.4636 | 2.9272 | 0.77211 | 16.5561 | 6.9461 | 17.0341 | 17.0341 | 48.4632 | 0.77211 | 0 | 35.6801 | 12.783 | 0 | 13.1522 | 0 | 0 | 2.1551 | 0 | 0 | 35.6801 | 12.783 | 0 | 13.1522 | 0 | 0 | 0.096513 | 0.30381
2018-03-11 09:00 | 3 | 8 | 1 | 0 | 0 | 0.24262 | 1.4616 | 2.9233 | 1.941 | 16.5561 | 6.9461 | 17.0341 | 17.0341 | 48.3978 | 1.941 | 0 | 16.2633 | 32.1345 | 0 | 33.0625 | 0 | 0 | 0.98232 | 0 | 0 | 16.2633 | 32.1345 | 0 | 33.0625 | 0 | 0 | 0.24262 | 0.53291
2018-03-11 10:00 | 3 | 9 | 1 | 0 | 0 | 0.64682 | 1.4104 | 2.8208 | 5.1746 | 16.5561 | 6.9461 | 17.0341 | 17.0341 | 46.702 | 2.8208 | 2.3538 | 0 | 46.702 | 16.3494 | 88.1449 | 2.3538 | 2.3538 | 0 | 0 | 0 | 0 | 46.702 | 0 | 88.1449 | 2.3538 | 0 | 0.64682 | 0.53221
2018-03-11 11:00 | 3 | 10 | 1 | 0 | 0 | 0.74388 | 1.2854 | 2.5709 | 5.951 | 16.5561 | 6.9461 | 17.0341 | 17.0341 | 42.5638 | 2.5709 | 3.3801 | 0 | 42.5638 | 23.4786 | 101.3705 | 3.3801 | 5.7339 | 0 | 0 | 0 | 0 | 42.5638 | 0 | 101.3705 | 3.3801 | 0 | 0.74388 | 0.65348
2018-03-11 12:00 | 3 | 11 | 1 | 0 | 1 | 0.78593 | 1.2747 | 2.5493 | 6.2874 | 25.1898 | 15.5798 | 17.0341 | 17.0341 | 64.2174 | 2.5493 | 3.7381 | 0 | 64.2174 | 58.2386 | 107.101 | 3.7381 | 9.472 | 0 | 0 | 0 | 0 | 64.2174 | 0 | 107.101 | 3.7381 | 0 | 0.78593 | 0.69873
2018-03-11 13:00 | 3 | 12 | 1 | 0 | 1 | 0.76326 | 1.3017 | 2.6033 | 6.106 | 25.1898 | 15.5798 | 17.0341 | 17.0341 | 65.5771 | 2.6033 | 3.5027 | 0 | 65.5771 | 54.5715 | 104.0112 | 3.028 | 12.5 | 0 | 0 | 0.47468 | 0 | 65.5771 | 7.3954 | 104.0112 | 3.5027 | 0.94936 | 0.76326 | 0.6632
2018-03-11 14:00 | 3 | 13 | 1 | 0 | 1 | 0.69417 | 1.2613 | 2.5225 | 5.5533 | 25.1898 | 15.5798 | 17.0341 | 17.0341 | 63.5415 | 2.5225 | 3.0308 | 0 | 63.5415 | 47.2195 | 94.5963 | 0 | 12.5 | 0 | 0 | 3.0308 | 0 | 63.5415 | 47.2195 | 94.5963 | 3.0308 | 6.0616 | 0.69417 | 0.68012
2018-03-11 15:00 | 3 | 14 | 1 | 0 | 1 | 0.57222 | 1.3368 | 2.6737 | 4.5777 | 25.1898 | 15.5798 | 17.0341 | 17.0341 | 67.3487 | 2.6737 | 1.9041 | 0 | 67.3487 | 29.6649 | 77.9775 | 0 | 12.5 | 0 | 0 | 1.9041 | 0 | 67.3487 | 29.6649 | 77.9775 | 1.9041 | 3.8081 | 0.57222 | 0.63459
2018-03-11 16:00 | 3 | 15 | 1 | 0 | 1 | 0.39452 | 1.44 | 2.88 | 3.1561 | 25.1898 | 15.5798 | 17.0341 | 17.0341 | 72.5458 | 2.88 | 0.27616 | 0 | 72.5458 | 4.3026 | 53.7621 | 0 | 12.5 | 0 | 0 | 0.27616 | 0 | 72.5458 | 4.3026 | 53.7621 | 0.27616 | 0.55233 | 0.39452 | 0.43971
2018-03-11 17:00 | 3 | 16 | 1 | 0 | 1 | 0.16452 | 1.5185 | 3.037 | 1.3162 | 25.1898 | 15.5798 | 17.0341 | 17.0341 | 76.5022 | 1.3162 | 0 | 43.3484 | 33.1537 | 0 | 22.4197 | 0 | 12.5 | 1.7209 | 1.7209 | 0 | 0 | 76.5022 | 0 | 22.4197 | 0 | 0 | 0.16452 | 0.16454
2018-03-11 18:00 | 3 | 17 | 1 | 0 | 1 | 0 | 1.6016 | 3.2031 | 0 | 25.1898 | 15.5798 | 17.0341 | 17.0341 | 80.6861 | 0 | 0 | 80.6861 | 0 | 0 | 0 | 0 | 10.6295 | 3.2031 | 3.2031 | 0 | 0 | 80.6861 | 0 | 0 | 0 | 0 | 0 | 0.001937
2018-03-11 19:00 | 3 | 18 | 1 | 0 | 1 | 0 | 1.7002 | 3.4004 | 0 | 25.1898 | 15.5798 | 17.0341 | 17.0341 | 85.6542 | 0 | 0 | 85.6542 | 0 | 0 | 0 | 0 | 7.1478 | 3.4004 | 3.4004 | 0 | 0 | 85.6542 | 0 | 0 | 0 | 0 | 0 | 0
2018-03-11 20:00 | 3 | 19 | 1 | 0 | 0 | 0 | 1.5424 | 3.0849 | 0 | 16.5561 | 6.9461 | 17.0341 | 17.0341 | 51.0737 | 0 | 0 | 51.0737 | 0 | 0 | 0 | 0 | 3.4518 | 3.0849 | 3.0849 | 0 | 0 | 51.0737 | 0 | 0 | 0 | 0 | 0 | 0
2018-03-11 21:00 | 3 | 20 | 1 | 0 | 0 | 0 | 1.2715 | 2.5431 | 0 | 16.5561 | 6.9461 | 17.0341 | 17.0341 | 42.103 | 0 | 0 | 42.103 | 0 | 0 | 0 | 0 | 0.09863 | 2.5431 | 0.09074 | 0 | 40.6007 | 1.5023 | 0 | 0 | 0 | 0 | 0 | 0
2018-03-11 22:00 | 3 | 21 | 1 | 0 | 0 | 0 | 1.0524 | 2.1047 | 0 | 16.5561 | 6.9461 | 17.0341 | 17.0341 | 34.8464 | 0 | 0 | 34.8464 | 0 | 0 | 0 | 0 | 0 | 2.1047 | 0 | 0 | 34.8464 | 0 | 0 | 0 | 0 | 0 | 0 | 0
2018-03-11 23:00 | 3 | 22 | 1 | 0 | 0 | 0 | 0.95968 | 1.9194 | 0 | 16.5561 | 6.9461 | 17.0341 | 17.0341 | 31.7771 | 0 | 0 | 31.7771 | 0 | 0 | 0 | 0 | 0 | 1.9194 | 0 | 0 | 31.7771 | 0 | 0 | 0 | 0 | 0 | 0 | 0
2018-03-12 | 3 | 23 | 1 | 0 | 0 | 0 | 0.93541 | 1.8708 | 0 | 16.5561 | 6.9461 | 17.0341 | 17.0341 | 30.9733 | 0 | 0 | 30.9733 | 0 | 0 | 0 | 0 | 0 | 1.8708 | 0 | 0 | 30.9733 | 0 | 0 | 0 | 0 | 0 | 0 | 0
2018-03-12 01:00 | 3 | 0 | 2 | 0 | 0 | 0 | 0.95345 | 1.9069 | 0 | 16.5561 | 6.9461 | 17.0341 | 17.0341 | 31.5708 | 0 | 0 | 31.5708 | 0 | 0 | 0 | 0 | 0 | 1.9069 | 0 | 0 | 31.5708 | 0 | 0 | 0 | 0 | 0 | 0 | 0
2018-03-12 02:00 | 3 | 1 | 2 | 0 | 0 | 0 | 0.98694 | 1.9739 | 0 | 16.5561 | 6.9461 | 17.0341 | 17.0341 | 32.6797 | 0 | 0 | 32.6797 | 0 | 0 | 0 | 0 | 0 | 1.9739 | 0 | 0 | 32.6797 | 0 | 0 | 0 | 0 | 0 | 0 | 0
2018-03-12 03:00 | 3 | 2 | 2 | 0 | 0 | 0 | 1.0066 | 2.0131 | 0 | 16.5561 | 6.9461 | 17.0341 | 17.0341 | 33.3297 | 0 | 0 | 33.3297 | 0 | 0 | 0 | 0 | 0 | 2.0131 | 0 | 0 | 33.3297 | 0 | 0 | 0 | 0 | 0 | 0 | 0
2018-03-12 04:00 | 3 | 3 | 2 | 0 | 0 | 0 | 1.0462 | 2.0923 | 0 | 16.5561 | 6.9461 | 17.0341 | 17.0341 | 34.6408 | 0 | 0 | 34.6408 | 0 | 0 | 0 | 0 | 0 | 2.0923 | 0 | 0 | 34.6408 | 0 | 0 | 0 | 0 | 0 | 0 | 0
2018-03-12 05:00 | 3 | 4 | 2 | 0 | 0 | 0 | 1.1971 | 2.3941 | 0 | 16.5561 | 6.9461 | 17.0341 | 17.0341 | 39.6376 | 0 | 0 | 39.6376 | 0 | 0 | 0 | 0 | 0 | 2.3941 | 0 | 0 | 39.6376 | 0 | 0 | 0 | 0 | 0 | 0 | 0
2018-03-12 06:00 | 3 | 5 | 2 | 0 | 0 | 0 | 1.3037 | 2.6075 | 0 | 16.5561 | 6.9461 | 17.0341 | 17.0341 | 43.1691 | 0 | 0 | 43.1691 | 0 | 0 | 0 | 0 | 0 | 2.6075 | 0 | 0 | 43.1691 | 0 | 0 | 0 | 0 | 0 | 0 | 0
2018-03-12 07:00 | 3 | 6 | 2 | 0 | 0 | 0.029867 | 1.3459 | 2.6917 | 0.23893 | 16.5561 | 6.9461 | 17.0341 | 17.0341 | 44.5642 | 0.23893 | 0 | 40.6084 | 3.9558 | 0 | 4.07 | 0 | 0 | 2.4528 | 0 | 0 | 40.6084 | 3.9558 | 0 | 4.07 | 0 | 0 | 0.029867 | 0.07316
2018-03-12 08:00 | 3 | 7 | 2 | 0 | 0 | 0.20888 | 1.3144 | 2.6289 | 1.6711 | 16.5561 | 6.9461 | 17.0341 | 17.0341 | 43.5235 | 1.6711 | 0 | 15.857 | 27.6665 | 0 | 28.4654 | 0 | 0 | 0.95778 | 0 | 0 | 15.857 | 27.6665 | 0 | 28.4654 | 0 | 0 | 0.20888 | 0.31777
2018-03-12 09:00 | 3 | 8 | 2 | 0 | 0 | 0.33362 | 1.2726 | 2.5452 | 2.6689 | 16.5561 | 6.9461 | 17.0341 | 17.0341 | 42.1384 | 2.5452 | 0.12374 | 0 | 42.1384 | 0.85952 | 45.463 | 0.12374 | 0.12374 | 0 | 0 | 0 | 0 | 42.1384 | 0 | 45.463 | 0.12374 | 0 | 0.33362 | 0.53942
2018-03-12 10:00 | 3 | 9 | 2 | 0 | 0 | 0.25423 | 1.1383 | 2.2766 | 2.0339 | 16.5561 | 6.9461 | 17.0341 | 17.0341 | 37.6911 | 2.0339 | 0 | 4.0181 | 33.673 | 0 | 34.6454 | 0 | 0.12374 | 0.2427 | 0.11384 | 0 | 2.1333 | 35.5578 | 0 | 34.6454 | 0 | 0 | 0.25423 | 0.696
2018-03-12 11:00 | 3 | 10 | 2 | 0 | 0 | 0.47742 | 1.0794 | 2.1588 | 3.8194 | 16.5561 | 6.9461 | 17.0341 | 17.0341 | 35.7412 | 2.1588 | 1.6606 | 0 | 35.7412 | 11.5344 | 65.0595 | 1.6606 | 1.6606 | 0 | 0 | 0 | 0 | 35.7412 | 0 | 65.0595 | 1.6606 | 0 | 0.47742 | 0.76816
2018-03-12 12:00 | 3 | 11 | 2 | 0 | 1 | 0.50204 | 1.003 | 2.006 | 4.0163 | 25.1898 | 15.5798 | 17.0341 | 17.0341 | 50.5297 | 2.006 | 2.0104 | 0 | 50.5297 | 31.3208 | 68.4144 | 2.0104 | 3.6709 | 0 | 0 | 0 | 0 | 50.5297 | 0 | 68.4144 | 2.0104 | 0 | 0.50204 | 0.76923
2018-03-12 13:00 | 3 | 12 | 2 | 0 | 1 | 0.53541 | 0.93392 | 1.8678 | 4.2833 | 25.1898 | 15.5798 | 17.0341 | 17.0341 | 47.0503 | 1.8678 | 2.4154 | 0 | 47.0503 | 37.632 | 72.9619 | 2.4154 | 6.0864 | 0 | 0 | 0 | 0 | 47.0503 | 0 | 72.9619 | 2.4154 | 0 | 0.53541 | 0.76923
2018-03-12 14:00 | 3 | 13 | 2 | 0 | 1 | 0.48505 | 0.93261 | 1.8652 | 3.8804 | 25.1898 | 15.5798 | 17.0341 | 17.0341 | 46.9846 | 1.8652 | 2.0152 | 0 | 46.9846 | 31.3962 | 66.0996 | 2.0152 | 8.1015 | 0 | 0 | 0 | 0 | 46.9846 | 0 | 66.0996 | 2.0152 | 0 | 0.48505 | 0.71768
2018-03-12 15:00 | 3 | 14 | 2 | 0 | 1 | 0.42506 | 1.0065 | 2.0131 | 3.4005 | 25.1898 | 15.5798 | 17.0341 | 17.0341 | 50.7093 | 2.0131 | 1.3874 | 0 | 50.7093 | 21.6152 | 57.9243 | 1.3874 | 9.4889 | 0 | 0 | 0 | 0 | 50.7093 | 0 | 57.9243 | 1.3874 | 0 | 0.42506 | 0.56509
2018-03-12 16:00 | 3 | 15 | 2 | 0 | 1 | 0.37623 | 1.0205 | 2.0409 | 3.0099 | 25.1898 | 15.5798 | 17.0341 | 17.0341 | 51.4105 | 2.0409 | 0.96894 | 0 | 51.4105 | 15.0958 | 51.2705 | 0.96894 | 10.4579 | 0 | 0 | 0 | 0 | 51.4105 | 0 | 51.2705 | 0.96894 | 0 | 0.37623 | 0.42373
2018-03-12 17:00 | 3 | 16 | 2 | 0 | 1 | 0.11212 | 1.0915 | 2.183 | 0.89698 | 25.1898 | 15.5798 | 17.0341 | 17.0341 | 54.9898 | 0.89698 | 0 | 32.3952 | 22.5946 | 0 | 15.2792 | 0 | 10.4579 | 1.286 | 1.286 | 0 | 0 | 54.9898 | 0 | 15.2792 | 0 | 0 | 0.11212 | 0.16158
2018-03-12 18:00 | 3 | 17 | 2 | 0 | 1 | 0 | 1.2326 | 2.4652 | 0 | 25.1898 | 15.5798 | 17.0341 | 17.0341 | 62.0983 | 0 | 0 | 62.0983 | 0 | 0 | 0 | 0 | 9.06 | 2.4652 | 2.4652 | 0 | 0 | 62.0983 | 0 | 0 | 0 | 0 | 0 | 0
2018-03-12 19:00 | 3 | 18 | 2 | 0 | 1 | 0 | 1.3782 | 2.7563 | 0 | 25.1898 | 15.5798 | 17.0341 | 17.0341 | 69.4318 | 0 | 0 | 69.4318 | 0 | 0 | 0 | 0 | 6.3804 | 2.7563 | 2.7563 | 0 | 0 | 69.4318 | 0 | 0 | 0 | 0 | 0 | 0
2018-03-12 20:00 | 3 | 19 | 2 | 0 | 0 | 0 | 1.4296 | 2.8592 | 0 | 16.5561 | 6.9461 | 17.0341 | 17.0341 | 47.3378 | 0 | 0 | 47.3378 | 0 | 0 | 0 | 0 | 3.3844 | 2.8592 | 2.8592 | 0 | 0 | 47.3378 | 0 | 0 | 0 | 0 | 0 | 0
2018-03-12 21:00 | 3 | 20 | 2 | 0 | 0 | 0 | 1.1741 | 2.3482 | 0 | 16.5561 | 6.9461 | 17.0341 | 17.0341 | 38.8774 | 0 | 0 | 38.8774 | 0 | 0 | 0 | 0 | 0.27649 | 2.3482 | 0.25437 | 0 | 34.6659 | 4.2114 | 0 | 0 | 0 | 0 | 0 | 0
2018-03-12 22:00 | 3 | 21 | 2 | 0 | 0 | 0 | 1.0212 | 2.0424 | 0 | 16.5561 | 6.9461 | 17.0341 | 17.0341 | 33.8141 | 0 | 0 | 33.8141 | 0 | 0 | 0 | 0 | 0 | 2.0424 | 0 | 0 | 33.8141 | 0 | 0 | 0 | 0 | 0 | 0 | 0
2018-03-12 23:00 | 3 | 22 | 2 | 0 | 0 | 0 | 0.92061 | 1.8412 | 0 | 16.5561 | 6.9461 | 17.0341 | 17.0341 | 30.4834 | 0 | 0 | 30.4834 | 0 | 0 | 0 | 0 | 0 | 1.8412 | 0 | 0 | 30.4834 | 0 | 0 | 0 | 0 | 0 | 0 | 0
2018-03-13 | 3 | 23 | 2 | 0 | 0 | 0 | 0.85708 | 1.7142 | 0 | 16.5561 | 6.9461 | 17.0341 | 17.0341 | 28.3797 | 0 | 0 | 28.3797 | 0 | 0 | 0 | 0 | 0 | 1.7142 | 0 | 0 | 28.3797 | 0 | 0 | 0 | 0 | 0 | 0 | 0
2018-03-13 01:00 | 3 | 0 | 3 | 0 | 0 | 0 | 0.8998 | 1.7996 | 0 | 16.5561 | 6.9461 | 17.0341 | 17.0341 | 29.7944 | 0 | 0 | 29.7944 | 0 | 0 | 0 | 0 | 0 | 1.7996 | 0 | 0 | 29.7944 | 0 | 0 | 0 | 0 | 0 | 0 | 0
2018-03-13 02:00 | 3 | 1 | 3 | 0 | 0 | 0 | 0.89191 | 1.7838 | 0 | 16.5561 | 6.9461 | 17.0341 | 17.0341 | 29.5331 | 0 | 0 | 29.5331 | 0 | 0 | 0 | 0 | 0 | 1.7838 | 0 | 0 | 29.5331 | 0 | 0 | 0 | 0 | 0 | 0 | 0
2018-03-13 03:00 | 3 | 2 | 3 | 0 | 0 | 0 | 0.90155 | 1.8031 | 0 | 16.5561 | 6.9461 | 17.0341 | 17.0341 | 29.8522 | 0 | 0 | 29.8522 | 0 | 0 | 0 | 0 | 0 | 1.8031 | 0 | 0 | 29.8522 | 0 | 0 | 0 | 0 | 0 | 0 | 0
2018-03-13 04:00 | 3 | 3 | 3 | 0 | 0 | 0 | 0.93063 | 1.8613 | 0 | 16.5561 | 6.9461 | 17.0341 | 17.0341 | 30.8151 | 0 | 0 | 30.8151 | 0 | 0 | 0 | 0 | 0 | 1.8613 | 0 | 0 | 30.8151 | 0 | 0 | 0 | 0 | 0 | 0 | 0
2018-03-13 05:00 | 3 | 4 | 3 | 0 | 0 | 0 | 1.0795 | 2.159 | 0 | 16.5561 | 6.9461 | 17.0341 | 17.0341 | 35.7448 | 0 | 0 | 35.7448 | 0 | 0 | 0 | 0 | 0 | 2.159 | 0 | 0 | 35.7448 | 0 | 0 | 0 | 0 | 0 | 0 | 0
2018-03-13 06:00 | 3 | 5 | 3 | 0 | 0 | 0 | 1.1836 | 2.3671 | 0 | 16.5561 | 6.9461 | 17.0341 | 17.0341 | 39.1902 | 0 | 0 | 39.1902 | 0 | 0 | 0 | 0 | 0 | 2.3671 | 0 | 0 | 39.1902 | 0 | 0 | 0 | 0 | 0 | 0 | 0
2018-03-13 07:00 | 3 | 6 | 3 | 0 | 0 | 0.063288 | 1.2303 | 2.4606 | 0.5063 | 16.5561 | 6.9461 | 17.0341 | 17.0341 | 40.7376 | 0.5063 | 0 | 32.3552 | 8.3824 | 0 | 8.6244 | 0 | 0 | 1.9543 | 0 | 0 | 32.3552 | 8.3824 | 0 | 8.6244 | 0 | 0 | 0.063288 | 0.0052637
2018-03-13 08:00 | 3 | 7 | 3 | 0 | 0 | 0.27636 | 1.2559 | 2.5119 | 2.2109 | 16.5561 | 6.9461 | 17.0341 | 17.0341 | 41.5871 | 2.2109 | 0 | 4.9838 | 36.6033 | 0 | 37.6603 | 0 | 0 | 0.30103 | 0 | 0 | 4.9838 | 36.6033 | 0 | 37.6603 | 0 | 0 | 0.27636 | 0.10945
2018-03-13 09:00 | 3 | 8 | 3 | 0 | 0 | 0.46772 | 1.2203 | 2.4406 | 3.7417 | 16.5561 | 6.9461 | 17.0341 | 17.0341 | 40.4069 | 2.4406 | 1.3011 | 0 | 40.4069 | 9.0377 | 63.7373 | 1.3011 | 1.3011 | 0 | 0 | 0 | 0 | 40.4069 | 0 | 63.7373 | 1.3011 | 0 | 0.46772 | 0.1782
2018-03-13 10:00 | 3 | 9 | 3 | 0 | 0 | 0.60102 | 1.2339 | 2.4678 | 4.8082 | 16.5561 | 6.9461 | 17.0341 | 17.0341 | 40.8571 | 2.4678 | 2.3404 | 0 | 40.8571 | 16.2564 | 81.9032 | 2.3404 | 3.6415 | 0 | 0 | 0 | 0 | 40.8571 | 0 | 81.9032 | 2.3404 | 0 | 0.60102 | 0.27682
2018-03-13 11:00 | 3 | 10 | 3 | 0 | 0 | 0.68448 | 1.1404 | 2.2807 | 5.4759 | 16.5561 | 6.9461 | 17.0341 | 17.0341 | 37.7596 | 2.2807 | 3.1951 | 0 | 37.7596 | 22.1937 | 93.2765 | 3.1951 | 6.8366 | 0 | 0 | 0 | 0 | 37.7596 | 0 | 93.2765 | 3.1951 | 0 | 0.68448 | 0.31847
2018-03-13 12:00 | 3 | 11 | 3 | 0 | 1 | 0.72015 | 0.94905 | 1.8981 | 5.7612 | 25.1898 | 15.5798 | 17.0341 | 17.0341 | 47.8128 | 1.8981 | 3.8631 | 0 | 47.8128 | 60.1859 | 98.1368 | 3.8631 | 10.6997 | 0 | 0 | 0 | 0 | 47.8128 | 0 | 98.1368 | 3.8631 | 0 | 0.72015 | 0.33356
2018-03-13 13:00 | 3 | 12 | 3 | 0 | 1 | 0.7068 | 0.87235 | 1.7447 | 5.6544 | 25.1898 | 15.5798 | 17.0341 | 17.0341 | 43.9485 | 1.7447 | 3.9097 | 0 | 43.9485 | 60.9123 | 96.3179 | 1.8003 | 12.5 | 0 | 0 | 2.1094 | 0 | 43.9485 | 32.8643 | 96.3179 | 3.9097 | 4.2188 | 0.7068 | 0.31876
2018-03-13 14:00 | 3 | 13 | 3 | 0 | 1 | 0.64411 | 0.96977 | 1.9395 | 5.1529 | 25.1898 | 15.5798 | 17.0341 | 17.0341 | 48.8566 | 1.9395 | 3.2134 | 0 | 48.8566 | 50.0636 | 87.7754 | 0 | 12.5 | 0 | 0 | 3.2134 | 0 | 48.8566 | 50.0636 | 87.7754 | 3.2134 | 6.4267 | 0.64411 | 0.44405
2018-03-13 15:00 | 3 | 14 | 3 | 0 | 1 | 0.53274 | 1.1336 | 2.2672 | 4.2619 | 25.1898 | 15.5798 | 17.0341 | 17.0341 | 57.1096 | 2.2672 | 1.9947 | 0 | 57.1096 | 31.0772 | 72.5976 | 0 | 12.5 | 0 | 0 | 1.9947 | 0 | 57.1096 | 31.0772 | 72.5976 | 1.9947 | 3.9894 | 0.53274 | 0.48244
2018-03-13 16:00 | 3 | 15 | 3 | 0 | 1 | 0.36794 | 1.2062 | 2.4125 | 2.9435 | 25.1898 | 15.5798 | 17.0341 | 17.0341 | 60.7702 | 2.4125 | 0.53105 | 0 | 60.7702 | 8.2736 | 50.1408 | 0 | 12.5 | 0 | 0 | 0.53105 | 0 | 60.7702 | 8.2736 | 50.1408 | 0.53105 | 1.0621 | 0.36794 | 0.2312
2018-03-13 17:00 | 3 | 16 | 3 | 0 | 1 | 0.15508 | 1.225 | 2.4501 | 1.2406 | 25.1898 | 15.5798 | 17.0341 | 17.0341 | 61.7164 | 1.2406 | 0 | 30.4648 | 31.2516 | 0 | 21.1334 | 0 | 12.5 | 1.2094 | 1.2094 | 0 | 0 | 61.7164 | 0 | 21.1334 | 0 | 0 | 0.15508 | 0.070539
2018-03-13 18:00 | 3 | 17 | 3 | 0 | 1 | 0.0023306 | 1.3508 | 2.7015 | 0.018644 | 25.1898 | 15.5798 | 17.0341 | 17.0341 | 68.0504 | 0.018644 | 0 | 67.5807 | 0.46965 | 0 | 0.31759 | 0 | 11.1854 | 2.6829 | 2.6829 | 0 | 0 | 68.0504 | 0 | 0.31759 | 0 | 0 | 0.0023306 | 0.00031133
2018-03-13 19:00 | 3 | 18 | 3 | 0 | 1 | 0 | 1.4573 | 2.9145 | 0 | 25.1898 | 15.5798 | 17.0341 | 17.0341 | 73.4158 | 0 | 0 | 73.4158 | 0 | 0 | 0 | 0 | 8.2693 | 2.9145 | 2.9145 | 0 | 0 | 73.4158 | 0 | 0 | 0 | 0 | 0 | 0
2018-03-13 20:00 | 3 | 19 | 3 | 0 | 0 | 0 | 1.3604 | 2.7207 | 0 | 16.5561 | 6.9461 | 17.0341 | 17.0341 | 45.0442 | 0 | 0 | 45.0442 | 0 | 0 | 0 | 0 | 5.1013 | 2.7207 | 2.7207 | 0 | 0 | 45.0442 | 0 | 0 | 0 | 0 | 0 | 0
2018-03-13 21:00 | 3 | 20 | 3 | 0 | 0 | 0 | 1.1097 | 2.2193 | 0 | 16.5561 | 6.9461 | 17.0341 | 17.0341 | 36.7432 | 0 | 0 | 36.7432 | 0 | 0 | 0 | 0 | 2.144 | 2.2193 | 1.9725 | 0 | 4.0863 | 32.6569 | 0 | 0 | 0 | 0 | 0 | 0
2018-03-13 22:00 | 3 | 21 | 3 | 0 | 0 | 0 | 0.92898 | 1.858 | 0 | 16.5561 | 6.9461 | 17.0341 | 17.0341 | 30.7604 | 0 | 0 | 30.7604 | 0 | 0 | 0 | 0 | 0 | 1.858 | 0 | 0 | 30.7604 | 0 | 0 | 0 | 0 | 0 | 0 | 0
2018-03-13 23:00 | 3 | 22 | 3 | 0 | 0 | 0 | 0.82262 | 1.6452 | 0 | 16.5561 | 6.9461 | 17.0341 | 17.0341 | 27.2387 | 0 | 0 | 27.2387 | 0 | 0 | 0 | 0 | 0 | 1.6452 | 0 | 0 | 27.2387 | 0 | 0 | 0 | 0 | 0 | 0 | 0
2018-03-14 | 3 | 23 | 3 | 0 | 0 | 0 | 0.76096 | 1.5219 | 0 | 16.5561 | 6.9461 | 17.0341 | 17.0341 | 25.1971 | 0 | 0 | 25.1971 | 0 | 0 | 0 | 0 | 0 | 1.5219 | 0 | 0 | 25.1971 | 0 | 0 | 0 | 0 | 0 | 0 | 0
2018-03-14 01:00 | 3 | 0 | 4 | 0 | 0 | 0 | 0.75219 | 1.5044 | 0 | 16.5561 | 6.9461 | 17.0341 | 17.0341 | 24.9066 | 0 | 0 | 24.9066 | 0 | 0 | 0 | 0 | 0 | 1.5044 | 0 | 0 | 24.9066 | 0 | 0 | 0 | 0 | 0 | 0 | 0
2018-03-14 02:00 | 3 | 1 | 4 | 0 | 0 | 0 | 0.7538 | 1.5076 | 0 | 16.5561 | 6.9461 | 17.0341 | 17.0341 | 24.96 | 0 | 0 | 24.96 | 0 | 0 | 0 | 0 | 0 | 1.5076 | 0 | 0 | 24.96 | 0 | 0 | 0 | 0 | 0 | 0 | 0
2018-03-14 03:00 | 3 | 2 | 4 | 0 | 0 | 0 | 0.78627 | 1.5725 | 0 | 16.5561 | 6.9461 | 17.0341 | 17.0341 | 26.0351 | 0 | 0 | 26.0351 | 0 | 0 | 0 | 0 | 0 | 1.5725 | 0 | 0 | 26.0351 | 0 | 0 | 0 | 0 | 0 | 0 | 0
2018-03-14 04:00 | 3 | 3 | 4 | 0 | 0 | 0 | 0.83426 | 1.6685 | 0 | 16.5561 | 6.9461 | 17.0341 | 17.0341 | 27.6243 | 0 | 0 | 27.6243 | 0 | 0 | 0 | 0 | 0 | 1.6685 | 0 | 0 | 27.6243 | 0 | 0 | 0 | 0 | 0 | 0 | 0
2018-03-14 05:00 | 3 | 4 | 4 | 0 | 0 | 0 | 1.0123 | 2.0246 | 0 | 16.5561 | 6.9461 | 17.0341 | 17.0341 | 33.5199 | 0 | 0 | 33.5199 | 0 | 0 | 0 | 0 | 0 | 2.0246 | 0 | 0 | 33.5199 | 0 | 0 | 0 | 0 | 0 | 0 | 0
2018-03-14 06:00 | 3 | 5 | 4 | 0 | 0 | 0 | 1.1772 | 2.3543 | 0 | 16.5561 | 6.9461 | 17.0341 | 17.0341 | 38.978 | 0 | 0 | 38.978 | 0 | 0 | 0 | 0 | 0 | 2.3543 | 0 | 0 | 38.978 | 0 | 0 | 0 | 0 | 0 | 0 | 0
2018-03-14 07:00 | 3 | 6 | 4 | 0 | 0 | 0.067712 | 1.2033 | 2.4067 | 0.5417 | 16.5561 | 6.9461 | 17.0341 | 17.0341 | 39.845 | 0.5417 | 0 | 30.8766 | 8.9684 | 0 | 9.2274 | 0 | 0 | 1.865 | 0 | 0 | 30.8766 | 8.9684 | 0 | 9.2274 | 0 | 0 | 0.067712 | 0.014496
2018-03-14 08:00 | 3 | 7 | 4 | 0 | 0 | 0.27828 | 1.1584 | 2.3168 | 2.2262 | 16.5561 | 6.9461 | 17.0341 | 17.0341 | 38.3567 | 2.2262 | 0 | 1.4991 | 36.8576 | 0 | 37.922 | 0 | 0 | 0.090547 | 0 | 0 | 1.4991 | 36.8576 | 0 | 37.922 | 0 | 0 | 0.27828 | 0.065696
2018-03-14 09:00 | 3 | 8 | 4 | 0 | 0 | 0.4631 | 1.0515 | 2.1031 | 3.7048 | 16.5561 | 6.9461 | 17.0341 | 17.0341 | 34.8188 | 2.1031 | 1.6017 | 0 | 34.8188 | 11.1256 | 63.1081 | 1.6017 | 1.6017 | 0 | 0 | 0 | 0 | 34.8188 | 0 | 63.1081 | 1.6017 | 0 | 0.4631 | 0.22562
2018-03-14 10:00 | 3 | 9 | 4 | 0 | 0 | 0.59519 | 1.0634 | 2.1268 | 4.7615 | 16.5561 | 6.9461 | 17.0341 | 17.0341 | 35.212 | 2.1268 | 2.6347 | 0 | 35.212 | 18.3007 | 81.1084 | 2.6347 | 4.2364 | 0 | 0 | 0 | 0 | 35.212 | 0 | 81.1084 | 2.6347 | 0 | 0.59519 | 0.26918
2018-03-14 11:00 | 3 | 10 | 4 | 0 | 0 | 0.67206 | 0.98717 | 1.9743 | 5.3765 | 16.5561 | 6.9461 | 17.0341 | 17.0341 | 32.6873 | 1.9743 | 3.4021 | 0 | 32.6873 | 23.6314 | 91.5833 | 3.4021 | 7.6385 | 0 | 0 | 0 | 0 | 32.6873 | 0 | 91.5833 | 3.4021 | 0 | 0.67206 | 0.17371
2018-03-14 12:00 | 3 | 11 | 4 | 0 | 1 | 0.71022 | 0.83596 | 1.6719 | 5.6818 | 25.1898 | 15.5798 | 17.0341 | 17.0341 | 42.115 | 1.6719 | 4.0098 | 0 | 42.115 | 62.4725 | 96.7839 | 4.0098 | 11.6484 | 0 | 0 | 0 | 0 | 42.115 | 0 | 96.7839 | 4.0098 | 0 | 0.71022 | 0.21886
2018-03-14 13:00 | 3 | 12 | 4 | 0 | 1 | 0.6971 | 0.77551 | 1.551 | 5.5768 | 25.1898 | 15.5798 | 17.0341 | 17.0341 | 39.0697 | 1.551 | 4.0258 | 0 | 39.0697 | 62.7213 | 94.9966 | 0.85163 | 12.5 | 0 | 0 | 3.1742 | 0 | 39.0697 | 49.4531 | 94.9966 | 4.0258 | 6.3484 | 0.6971 | 0.22088
2018-03-14 14:00 | 3 | 13 | 4 | 0 | 1 | 0.63338 | 0.84799 | 1.696 | 5.0671 | 25.1898 | 15.5798 | 17.0341 | 17.0341 | 42.7211 | 1.696 | 3.3711 | 0 | 42.7211 | 52.5211 | 86.3134 | 0 | 12.5 | 0 | 0 | 3.3711 | 0 | 42.7211 | 52.5211 | 86.3134 | 3.3711 | 6.7422 | 0.63338 | 0.25748
2018-03-14 15:00 | 3 | 14 | 4 | 0 | 1 | 0.52434 | 0.88752 | 1.775 | 4.1947 | 25.1898 | 15.5798 | 17.0341 | 17.0341 | 44.7131 | 1.775 | 2.4197 | 0 | 44.7131 | 37.6979 | 71.4535 | 0 | 12.5 | 0 | 0 | 2.4197 | 0 | 44.7131 | 37.6979 | 71.4535 | 2.4197 | 4.8393 | 0.52434 | 0.33633
2018-03-14 16:00 | 3 | 15 | 4 | 0 | 1 | 0.36789 | 0.96738 | 1.9348 | 2.9431 | 25.1898 | 15.5798 | 17.0341 | 17.0341 | 48.7359 | 1.9348 | 1.0084 | 0 | 48.7359 | 15.7099 | 50.1333 | 0 | 12.5 | 0 | 0 | 1.0084 | 0 | 48.7359 | 15.7099 | 50.1333 | 1.0084 | 2.0167 | 0.36789 | 0.18074
2018-03-14 17:00 | 3 | 16 | 4 | 0 | 1 | 0.16053 | 1.0512 | 2.1024 | 1.2842 | 25.1898 | 15.5798 | 17.0341 | 17.0341 | 52.9596 | 1.2842 | 0 | 20.6099 | 32.3497 | 0 | 21.8759 | 0 | 12.5 | 0.81819 | 0.81819 | 0 | 0 | 52.9596 | 0 | 21.8759 | 0 | 0 | 0.16053 | 0.075725
2018-03-14 18:00 | 3 | 17 | 4 | 0 | 1 | 0.0031561 | 1.1377 | 2.2754 | 0.025249 | 25.1898 | 15.5798 | 17.0341 | 17.0341 | 57.3166 | 0.025249 | 0 | 56.6806 | 0.63601 | 0 | 0.43009 | 0 | 11.6107 | 2.2501 | 2.2501 | 0 | 0 | 57.3166 | 0 | 0.43009 | 0 | 0 | 0.0031561 | 0.00069533
2018-03-14 19:00 | 3 | 18 | 4 | 0 | 1 | 0 | 1.2561 | 2.5121 | 0 | 25.1898 | 15.5798 | 17.0341 | 17.0341 | 63.2792 | 0 | 0 | 63.2792 | 0 | 0 | 0 | 0 | 9.1649 | 2.5121 | 2.5121 | 0 | 0 | 63.2792 | 0 | 0 | 0 | 0 | 0 | 0
2018-03-14 20:00 | 3 | 19 | 4 | 0 | 0 | 0 | 1.1813 | 2.3625 | 0 | 16.5561 | 6.9461 | 17.0341 | 17.0341 | 39.1137 | 0 | 0 | 39.1137 | 0 | 0 | 0 | 0 | 6.4343 | 2.3625 | 2.3625 | 0 | 0 | 39.1137 | 0 | 0 | 0 | 0 | 0 | 0
2018-03-14 21:00 | 3 | 20 | 4 | 0 | 0 | 0 | 0.91512 | 1.8302 | 0 | 16.5561 | 6.9461 | 17.0341 | 17.0341 | 30.3017 | 0 | 0 | 30.3017 | 0 | 0 | 0 | 0 | 3.8664 | 1.8302 | 1.8302 | 0 | 0 | 30.3017 | 0 | 0 | 0 | 0 | 0 | 0
2018-03-14 22:00 | 3 | 21 | 4 | 0 | 0 | 0 | 0.67772 | 1.3554 | 0 | 16.5561 | 6.9461 | 17.0341 | 17.0341 | 22.4407 | 0 | 0 | 22.4407 | 0 | 0 | 0 | 0 | 1.877 | 1.3554 | 1.3554 | 0 | 0 | 22.4407 | 0 | 0 | 0 | 0 | 0 | 0
2018-03-14 23:00 | 3 | 22 | 4 | 0 | 0 | 0 | 0.61499 | 1.23 | 0 | 16.5561 | 6.9461 | 17.0341 | 17.0341 | 20.3636 | 0 | 0 | 20.3636 | 0 | 0 | 0 | 0 | 0.40367 | 1.23 | 0.37138 | 0 | 14.2151 | 6.1485 | 0 | 0 | 0 | 0 | 0 | 0
2018-03-15 | 3 | 23 | 4 | 0 | 0 | 0 | 0.60027 | 1.2005 | 0 | 16.5561 | 6.9461 | 17.0341 | 17.0341 | 19.8762 | 0 | 0 | 19.8762 | 0 | 0 | 0 | 0 | 0 | 1.2005 | 0 | 0 | 19.8762 | 0 | 0 | 0 | 0 | 0 | 0 | 0
2018-03-15 01:00 | 3 | 0 | 5 | 0 | 0 | 0 | 0.60414 | 1.2083 | 0 | 16.5561 | 6.9461 | 17.0341 | 17.0341 | 20.0045 | 0 | 0 | 20.0045 | 0 | 0 | 0 | 0 | 0 | 1.2083 | 0 | 0 | 20.0045 | 0 | 0 | 0 | 0 | 0 | 0 | 0
2018-03-15 02:00 | 3 | 1 | 5 | 0 | 0 | 0 | 0.60606 | 1.2121 | 0 | 16.5561 | 6.9461 | 17.0341 | 17.0341 | 20.0679 | 0 | 0 | 20.0679 | 0 | 0 | 0 | 0 | 0 | 1.2121 | 0 | 0 | 20.0679 | 0 | 0 | 0 | 0 | 0 | 0 | 0
2018-03-15 03:00 | 3 | 2 | 5 | 0 | 0 | 0 | 0.60806 | 1.2161 | 0 | 16.5561 | 6.9461 | 17.0341 | 17.0341 | 20.1343 | 0 | 0 | 20.1343 | 0 | 0 | 0 | 0 | 0 | 1.2161 | 0 | 0 | 20.1343 | 0 | 0 | 0 | 0 | 0 | 0 | 0
2018-03-15 04:00 | 3 | 3 | 5 | 0 | 0 | 0 | 0.67382 | 1.3476 | 0 | 16.5561 | 6.9461 | 17.0341 | 17.0341 | 22.3117 | 0 | 0 | 22.3117 | 0 | 0 | 0 | 0 | 0 | 1.3476 | 0 | 0 | 22.3117 | 0 | 0 | 0 | 0 | 0 | 0 | 0
2018-03-15 05:00 | 3 | 4 | 5 | 0 | 0 | 0 | 0.79815 | 1.5963 | 0 | 16.5561 | 6.9461 | 17.0341 | 17.0341 | 26.4283 | 0 | 0 | 26.4283 | 0 | 0 | 0 | 0 | 0 | 1.5963 | 0 | 0 | 26.4283 | 0 | 0 | 0 | 0 | 0 | 0 | 0
2018-03-15 06:00 | 3 | 5 | 5 | 0 | 0 | 0 | 0.93337 | 1.8667 | 0 | 16.5561 | 6.9461 | 17.0341 | 17.0341 | 30.9058 | 0 | 0 | 30.9058 | 0 | 0 | 0 | 0 | 0 | 1.8667 | 0 | 0 | 30.9058 | 0 | 0 | 0 | 0 | 0 | 0 | 0
2018-03-15 07:00 | 3 | 6 | 5 | 0 | 0 | 0.073326 | 0.97409 | 1.9482 | 0.58661 | 16.5561 | 6.9461 | 17.0341 | 17.0341 | 32.2543 | 0.58661 | 0 | 22.5424 | 9.7119 | 0 | 9.9924 | 0 | 0 | 1.3616 | 0 | 0 | 22.5424 | 9.7119 | 0 | 9.9924 | 0 | 0 | 0.073326 | 0.027173
2018-03-15 08:00 | 3 | 7 | 5 | 0 | 0 | 0.28539 | 0.97892 | 1.9578 | 2.2831 | 16.5561 | 6.9461 | 17.0341 | 17.0341 | 32.4142 | 1.9578 | 0.32529 | 0 | 32.4142 | 2.2595 | 38.8913 | 0.32529 | 0.32529 | 0 | 0 | 0 | 0 | 32.4142 | 0 | 38.8913 | 0.32529 | 0 | 0.28539 | 0.11805
2018-03-15 09:00 | 3 | 8 | 5 | 0 | 0 | 0.46471 | 0.99415 | 1.9883 | 3.7176 | 16.5561 | 6.9461 | 17.0341 | 17.0341 | 32.9184 | 1.9883 | 1.7293 | 0 | 32.9184 | 12.0122 | 63.327 | 1.7293 | 2.0546 | 0 | 0 | 0 | 0 | 32.9184 | 0 | 63.327 | 1.7293 | 0 | 0.46471 | 0.22135
2018-03-15 10:00 | 3 | 9 | 5 | 0 | 0 | 0.58559 | 0.98055 | 1.9611 | 4.6847 | 16.5561 | 6.9461 | 17.0341 | 17.0341 | 32.4682 | 1.9611 | 2.7236 | 0 | 32.4682 | 18.9185 | 79.8005 | 2.7236 | 4.7783 | 0 | 0 | 0 | 0 | 32.4682 | 0 | 79.8005 | 2.7236 | 0 | 0.58559 | 0.27621
2018-03-15 11:00 | 3 | 10 | 5 | 0 | 0 | 0.66096 | 0.91261 | 1.8252 | 5.2877 | 16.5561 | 6.9461 | 17.0341 | 17.0341 | 30.2185 | 1.8252 | 3.4625 | 0 | 30.2185 | 24.0506 | 90.0712 | 3.4625 | 8.2407 | 0 | 0 | 0 | 0 | 30.2185 | 0 | 90.0712 | 3.4625 | 0 | 0.66096 | 0.29601
2018-03-15 12:00 | 3 | 11 | 5 | 0 | 1 | 0.49206 | 0.82486 | 1.6497 | 3.9365 | 25.1898 | 15.5798 | 17.0341 | 17.0341 | 41.5562 | 1.6497 | 2.2867 | 0 | 41.5562 | 35.6269 | 67.0543 | 2.2867 | 10.5275 | 0 | 0 | 0 | 0 | 41.5562 | 0 | 67.0543 | 2.2867 | 0 | 0.49206 | 0.31408
2018-03-15 13:00 | 3 | 12 | 5 | 0 | 1 | 0.67221 | 0.77221 | 1.5444 | 5.3777 | 25.1898 | 15.5798 | 17.0341 | 17.0341 | 38.9037 | 1.5444 | 3.8332 | 0 | 38.9037 | 59.721 | 91.6039 | 1.9725 | 12.5 | 0 | 0 | 1.8607 | 0 | 38.9037 | 28.9895 | 91.6039 | 3.8332 | 3.7214 | 0.67221 | 0.32428
2018-03-15 14:00 | 3 | 13 | 5 | 0 | 1 | 0.60808 | 0.80753 | 1.6151 | 4.8646 | 25.1898 | 15.5798 | 17.0341 | 17.0341 | 40.6829 | 1.6151 | 3.2496 | 0 | 40.6829 | 50.6273 | 82.8644 | 0 | 12.5 | 0 | 0 | 3.2496 | 0 | 40.6829 | 50.6273 | 82.8644 | 3.2496 | 6.4991 | 0.60808 | 0.30369
2018-03-15 15:00 | 3 | 14 | 5 | 0 | 1 | 0.5061 | 0.87472 | 1.7494 | 4.0488 | 25.1898 | 15.5798 | 17.0341 | 17.0341 | 44.0681 | 1.7494 | 2.2993 | 0 | 44.0681 | 35.8229 | 68.9673 | 0 | 12.5 | 0 | 0 | 2.2993 | 0 | 44.0681 | 35.8229 | 68.9673 | 2.2993 | 4.5986 | 0.5061 | 0.36005
2018-03-15 16:00 | 3 | 15 | 5 | 0 | 1 | 0.34962 | 0.99206 | 1.9841 | 2.797 | 25.1898 | 15.5798 | 17.0341 | 17.0341 | 49.9796 | 1.9841 | 0.81285 | 0 | 49.9796 | 12.664 | 47.6441 | 0 | 12.5 | 0 | 0 | 0.81285 | 0 | 49.9796 | 12.664 | 47.6441 | 0.81285 | 1.6257 | 0.34962 | 0.18965
2018-03-15 17:00 | 3 | 16 | 5 | 0 | 1 | 0.13667 | 1.0051 | 2.0102 | 1.0934 | 25.1898 | 15.5798 | 17.0341 | 17.0341 | 50.6367 | 1.0934 | 0 | 23.0946 | 27.5421 | 0 | 18.6249 | 0 | 12.5 | 0.91683 | 0.91683 | 0 | 0 | 50.6367 | 0 | 18.6249 | 0 | 0 | 0.13667 | 0.061307
2018-03-15 18:00 | 3 | 17 | 5 | 0 | 1 | 0.0032131 | 1.0871 | 2.1742 | 0.025705 | 25.1898 | 15.5798 | 17.0341 | 17.0341 | 54.7666 | 0.025705 | 0 | 54.1192 | 0.64749 | 0 | 0.43786 | 0 | 11.5034 | 2.1485 | 2.1485 | 0 | 0 | 54.7666 | 0 | 0.43786 | 0 | 0 | 0.0032131 | 0.000785
2018-03-15 19:00 | 3 | 18 | 5 | 0 | 1 | 0 | 1.1154 | 2.2308 | 0 | 25.1898 | 15.5798 | 17.0341 | 17.0341 | 56.1937 | 0 | 0 | 56.1937 | 0 | 0 | 0 | 0 | 9.1682 | 2.2308 | 2.2308 | 0 | 0 | 56.1937 | 0 | 0 | 0 | 0 | 0 | 0
2018-03-15 20:00 | 3 | 19 | 5 | 0 | 0 | 0 | 1.0581 | 2.1162 | 0 | 16.5561 | 6.9461 | 17.0341 | 17.0341 | 35.036 | 0 | 0 | 35.036 | 0 | 0 | 0 | 0 | 6.7434 | 2.1162 | 2.1162 | 0 | 0 | 35.036 | 0 | 0 | 0 | 0 | 0 | 0
2018-03-15 21:00 | 3 | 20 | 5 | 0 | 0 | 0 | 0.8113 | 1.6226 | 0 | 16.5561 | 6.9461 | 17.0341 | 17.0341 | 26.864 | 0 | 0 | 26.864 | 0 | 0 | 0 | 0 | 4.4431 | 1.6226 | 1.6226 | 0 | 0 | 26.864 | 0 | 0 | 0 | 0 | 0 | 0
2018-03-15 22:00 | 3 | 21 | 5 | 0 | 0 | 0 | 0.61394 | 1.2279 | 0 | 16.5561 | 6.9461 | 17.0341 | 17.0341 | 20.3288 | 0 | 0 | 20.3288 | 0 | 0 | 0 | 0 | 2.6794 | 1.2279 | 1.2279 | 0 | 0 | 20.3288 | 0 | 0 | 0 | 0 | 0 | 0
2018-03-15 23:00 | 3 | 22 | 5 | 0 | 0 | 0 | 0.55286 | 1.1057 | 0 | 16.5561 | 6.9461 | 17.0341 | 17.0341 | 18.3064 | 0 | 0 | 18.3064 | 0 | 0 | 0 | 0 | 1.3448 | 1.1057 | 1.1057 | 0 | 0 | 18.3064 | 0 | 0 | 0 | 0 | 0 | 0
2018-03-16 | 3 | 23 | 5 | 0 | 0 | 0 | 0.54082 | 1.0816 | 0 | 16.5561 | 6.9461 | 17.0341 | 17.0341 | 17.9078 | 0 | 0 | 17.9078 | 0 | 0 | 0 | 0 | 0.14292 | 1.0816 | 0.13149 | 0 | 15.7308 | 2.177 | 0 | 0 | 0 | 0 | 0 | 0
2018-03-16 01:00 | 3 | 0 | 6 | 0 | 0 | 0 | 0.59938 | 1.1988 | 0 | 16.5561 | 6.9461 | 17.0341 | 17.0341 | 19.8468 | 0 | 0 | 19.8468 | 0 | 0 | 0 | 0 | 0 | 1.1988 | 0 | 0 | 19.8468 | 0 | 0 | 0 | 0 | 0 | 0 | 0
2018-03-16 02:00 | 3 | 1 | 6 | 0 | 0 | 0 | 0.67881 | 1.3576 | 0 | 16.5561 | 6.9461 | 17.0341 | 17.0341 | 22.4767 | 0 | 0 | 22.4767 | 0 | 0 | 0 | 0 | 0 | 1.3576 | 0 | 0 | 22.4767 | 0 | 0 | 0 | 0 | 0 | 0 | 0
2018-03-16 03:00 | 3 | 2 | 6 | 0 | 0 | 0 | 0.72063 | 1.4413 | 0 | 16.5561 | 6.9461 | 17.0341 | 17.0341 | 23.8617 | 0 | 0 | 23.8617 | 0 | 0 | 0 | 0 | 0 | 1.4413 | 0 | 0 | 23.8617 | 0 | 0 | 0 | 0 | 0 | 0 | 0
2018-03-16 04:00 | 3 | 3 | 6 | 0 | 0 | 0 | 0.79821 | 1.5964 | 0 | 16.5561 | 6.9461 | 17.0341 | 17.0341 | 26.4306 | 0 | 0 | 26.4306 | 0 | 0 | 0 | 0 | 0 | 1.5964 | 0 | 0 | 26.4306 | 0 | 0 | 0 | 0 | 0 | 0 | 0
2018-03-16 05:00 | 3 | 4 | 6 | 0 | 0 | 0 | 0.99012 | 1.9802 | 0 | 16.5561 | 6.9461 | 17.0341 | 17.0341 | 32.7849 | 0 | 0 | 32.7849 | 0 | 0 | 0 | 0 | 0 | 1.9802 | 0 | 0 | 32.7849 | 0 | 0 | 0 | 0 | 0 | 0 | 0
2018-03-16 06:00 | 3 | 5 | 6 | 0 | 0 | 0 | 1.1843 | 2.3686 | 0 | 16.5561 | 6.9461 | 17.0341 | 17.0341 | 39.214 | 0 | 0 | 39.214 | 0 | 0 | 0 | 0 | 0 | 2.3686 | 0 | 0 | 39.214 | 0 | 0 | 0 | 0 | 0 | 0 | 0
2018-03-16 07:00 | 3 | 6 | 6 | 0 | 0 | 0.019329 | 1.1811 | 2.3622 | 0.15463 | 16.5561 | 6.9461 | 17.0341 | 17.0341 | 39.1084 | 0.15463 | 0 | 36.5483 | 2.5601 | 0 | 2.634 | 0 | 0 | 2.2075 | 0 | 0 | 36.5483 | 2.5601 | 0 | 2.634 | 0 | 0 | 0.019329 | 0.090689
2018-03-16 08:00 | 3 | 7 | 6 | 0 | 0 | 0.044285 | 1.2476 | 2.4952 | 0.35428 | 16.5561 | 6.9461 | 17.0341 | 17.0341 | 41.3108 | 0.35428 | 0 | 35.4454 | 5.8654 | 0 | 6.0348 | 0 | 0 | 2.1409 | 0 | 0 | 35.4454 | 5.8654 | 0 | 6.0348 | 0 | 0 | 0.044285 | 0.31587
2018-03-16 09:00 | 3 | 8 | 6 | 0 | 0 | 0.45451 | 1.2351 | 2.4702 | 3.6361 | 16.5561 | 6.9461 | 17.0341 | 17.0341 | 40.896 | 2.4702 | 1.1659 | 0 | 40.896 | 8.0986 | 61.9375 | 1.1659 | 1.1659 | 0 | 0 | 0 | 0 | 40.896 | 0 | 61.9375 | 1.1659 | 0 | 0.45451 | 0.55959
2018-03-16 10:00 | 3 | 9 | 6 | 0 | 0 | 0.57921 | 1.1942 | 2.3883 | 4.6337 | 16.5561 | 6.9461 | 17.0341 | 17.0341 | 39.5415 | 2.3883 | 2.2454 | 0 | 39.5415 | 15.5965 | 78.9312 | 2.2454 | 3.4113 | 0 | 0 | 0 | 0 | 39.5415 | 0 | 78.9312 | 2.2454 | 0 | 0.57921 | 0.67482
2018-03-16 11:00 | 3 | 10 | 6 | 0 | 0 | 0.43773 | 1.2044 | 2.4087 | 3.5019 | 16.5561 | 6.9461 | 17.0341 | 17.0341 | 39.879 | 2.4087 | 1.0931 | 0 | 39.879 | 7.593 | 59.6511 | 1.0931 | 4.5044 | 0 | 0 | 0 | 0 | 39.879 | 0 | 59.6511 | 1.0931 | 0 | 0.43773 | 0.54145
2018-03-16 12:00 | 3 | 11 | 6 | 0 | 1 | 0.55851 | 1.1355 | 2.2709 | 4.468 | 25.1898 | 15.5798 | 17.0341 | 17.0341 | 57.2035 | 2.2709 | 2.1971 | 0 | 57.2035 | 34.231 | 76.1094 | 2.1971 | 6.7016 | 0 | 0 | 0 | 0 | 57.2035 | 0 | 76.1094 | 2.1971 | 0 | 0.55851 | 0.42624
2018-03-16 13:00 | 3 | 12 | 6 | 0 | 1 | 0.66536 | 1.1376 | 2.2752 | 5.3229 | 25.1898 | 15.5798 | 17.0341 | 17.0341 | 57.3108 | 2.2752 | 3.0477 | 0 | 57.3108 | 47.4833 | 90.6713 | 3.0477 | 9.7493 | 0 | 0 | 0 | 0 | 57.3108 | 0 | 90.6713 | 3.0477 | 0 | 0.66536 | 0.4044
2018-03-16 14:00 | 3 | 13 | 6 | 0 | 1 | 0.60461 | 1.2175 | 2.4351 | 4.8369 | 25.1898 | 15.5798 | 17.0341 | 17.0341 | 61.3391 | 2.4351 | 2.4018 | 0 | 61.3391 | 37.4194 | 82.392 | 2.4018 | 12.1511 | 0 | 0 | 0 | 0 | 61.3391 | 0 | 82.392 | 2.4018 | 0 | 0.60461 | 0.52713
2018-03-16 15:00 | 3 | 14 | 6 | 0 | 1 | 0.49708 | 1.3597 | 2.7195 | 3.9766 | 25.1898 | 15.5798 | 17.0341 | 17.0341 | 68.5032 | 2.7195 | 1.2572 | 0 | 68.5032 | 19.5863 | 67.7388 | 0.3489 | 12.5 | 0 | 0 | 0.90826 | 0 | 68.5032 | 14.1505 | 67.7388 | 1.2572 | 1.8165 | 0.49708 | 0.38383
2018-03-16 16:00 | 3 | 15 | 6 | 0 | 1 | 0.34707 | 1.4021 | 2.8043 | 2.7765 | 25.1898 | 15.5798 | 17.0341 | 17.0341 | 70.6387 | 2.7765 | 0 | 0.69822 | 69.9405 | 0 | 47.2961 | 0 | 12.5 | 0.027718 | 0.027718 | 0 | 0 | 70.6387 | 0 | 47.2961 | 0 | 0 | 0.34707 | 0.24216
2018-03-16 17:00 | 3 | 16 | 6 | 0 | 1 | 0.15353 | 1.397 | 2.7941 | 1.2283 | 25.1898 | 15.5798 | 17.0341 | 17.0341 | 70.3818 | 1.2283 | 0 | 39.4421 | 30.9397 | 0 | 20.9224 | 0 | 12.4699 | 1.5658 | 1.5658 | 0 | 0 | 70.3818 | 0 | 20.9224 | 0 | 0 | 0.15353 | 0.071453
2018-03-16 18:00 | 3 | 17 | 6 | 0 | 1 | 0.0039394 | 1.4708 | 2.9416 | 0.031515 | 25.1898 | 15.5798 | 17.0341 | 17.0341 | 74.0977 | 0.031515 | 0 | 73.3039 | 0.79386 | 0 | 0.53683 | 0 | 10.7679 | 2.9101 | 2.9101 | 0 | 0 | 74.0977 | 0 | 0.53683 | 0 | 0 | 0.0039394 | 0.00070333
2018-03-16 19:00 | 3 | 18 | 6 | 0 | 1 | 0 | 1.521 | 3.042 | 0 | 25.1898 | 15.5798 | 17.0341 | 17.0341 | 76.6269 | 0 | 0 | 76.6269 | 0 | 0 | 0 | 0 | 7.6048 | 3.042 | 3.042 | 0 | 0 | 76.6269 | 0 | 0 | 0 | 0 | 0 | 0
2018-03-16 20:00 | 3 | 19 | 6 | 0 | 0 | 0 | 1.4781 | 2.9562 | 0 | 16.5561 | 6.9461 | 17.0341 | 17.0341 | 48.9438 | 0 | 0 | 48.9438 | 0 | 0 | 0 | 0 | 4.2983 | 2.9562 | 2.9562 | 0 | 0 | 48.9438 | 0 | 0 | 0 | 0 | 0 | 0
2018-03-16 21:00 | 3 | 20 | 6 | 0 | 0 | 0 | 1.2925 | 2.585 | 0 | 16.5561 | 6.9461 | 17.0341 | 17.0341 | 42.7971 | 0 | 0 | 42.7971 | 0 | 0 | 0 | 0 | 1.085 | 2.585 | 0.99818 | 0 | 26.2711 | 16.526 | 0 | 0 | 0 | 0 | 0 | 0
2018-03-16 22:00 | 3 | 21 | 6 | 0 | 0 | 0 | 1.1111 | 2.2221 | 0 | 16.5561 | 6.9461 | 17.0341 | 17.0341 | 36.7898 | 0 | 0 | 36.7898 | 0 | 0 | 0 | 0 | 0 | 2.2221 | 0 | 0 | 36.7898 | 0 | 0 | 0 | 0 | 0 | 0 | 0
2018-03-16 23:00 | 3 | 22 | 6 | 0 | 0 | 0 | 1.0327 | 2.0653 | 0 | 16.5561 | 6.9461 | 17.0341 | 17.0341 | 34.1934 | 0 | 0 | 34.1934 | 0 | 0 | 0 | 0 | 0 | 2.0653 | 0 | 0 | 34.1934 | 0 | 0 | 0 | 0 | 0 | 0 | 0
2018-03-17 | 3 | 23 | 6 | 0 | 0 | 0 | 0.99775 | 1.9955 | 0 | 16.5561 | 6.9461 | 17.0341 | 17.0341 | 33.0375 | 0 | 0 | 33.0375 | 0 | 0 | 0 | 0 | 0 | 1.9955 | 0 | 0 | 33.0375 | 0 | 0 | 0 | 0 | 0 | 0 | 0
2018-03-17 01:00 | 3 | 0 | 7 | 0 | 0 | 0 | 0.97273 | 1.9455 | 0 | 16.5561 | 6.9461 | 17.0341 | 17.0341 | 32.2092 | 0 | 0 | 32.2092 | 0 | 0 | 0 | 0 | 0 | 1.9455 | 0 | 0 | 32.2092 | 0 | 0 | 0 | 0 | 0 | 0 | 0
2018-03-17 02:00 | 3 | 1 | 7 | 0 | 0 | 0 | 0.99758 | 1.9952 | 0 | 16.5561 | 6.9461 | 17.0341 | 17.0341 | 33.0321 | 0 | 0 | 33.0321 | 0 | 0 | 0 | 0 | 0 | 1.9952 | 0 | 0 | 33.0321 | 0 | 0 | 0 | 0 | 0 | 0 | 0
2018-03-17 03:00 | 3 | 2 | 7 | 0 | 0 | 0 | 1.0654 | 2.1309 | 0 | 16.5561 | 6.9461 | 17.0341 | 17.0341 | 35.2788 | 0 | 0 | 35.2788 | 0 | 0 | 0 | 0 | 0 | 2.1309 | 0 | 0 | 35.2788 | 0 | 0 | 0 | 0 | 0 | 0 | 0
2018-03-17 04:00 | 3 | 3 | 7 | 0 | 0 | 0 | 1.0708 | 2.1416 | 0 | 16.5561 | 6.9461 | 17.0341 | 17.0341 | 35.4573 | 0 | 0 | 35.4573 | 0 | 0 | 0 | 0 | 0 | 2.1416 | 0 | 0 | 35.4573 | 0 | 0 | 0 | 0 | 0 | 0 | 0
2018-03-17 05:00 | 3 | 4 | 7 | 0 | 0 | 0 | 1.1969 | 2.3938 | 0 | 16.5561 | 6.9461 | 17.0341 | 17.0341 | 39.6319 | 0 | 0 | 39.6319 | 0 | 0 | 0 | 0 | 0 | 2.3938 | 0 | 0 | 39.6319 | 0 | 0 | 0 | 0 | 0 | 0 | 0
2018-03-17 06:00 | 3 | 5 | 7 | 0 | 0 | 0 | 1.3433 | 2.6866 | 0 | 16.5561 | 6.9461 | 17.0341 | 17.0341 | 44.4792 | 0 | 0 | 44.4792 | 0 | 0 | 0 | 0 | 0 | 2.6866 | 0 | 0 | 44.4792 | 0 | 0 | 0 | 0 | 0 | 0 | 0
2018-03-17 07:00 | 3 | 6 | 7 | 0 | 0 | 0.072214 | 1.3994 | 2.7988 | 0.57772 | 16.5561 | 6.9461 | 17.0341 | 17.0341 | 46.3367 | 0.57772 | 0 | 36.772 | 9.5647 | 0 | 9.8409 | 0 | 0 | 2.2211 | 0 | 0 | 36.772 | 9.5647 | 0 | 9.8409 | 0 | 0 | 0.072214 | 0.084526
2018-03-17 08:00 | 3 | 7 | 7 | 0 | 0 | 0.26981 | 1.4654 | 2.9307 | 2.1584 | 16.5561 | 6.9461 | 17.0341 | 17.0341 | 48.5211 | 2.1584 | 0 | 12.7857 | 35.7354 | 0 | 36.7673 | 0 | 0 | 0.77227 | 0 | 0 | 12.7857 | 35.7354 | 0 | 36.7673 | 0 | 0 | 0.26981 | 0.32318
2018-03-17 09:00 | 3 | 8 | 7 | 0 | 0 | 0.44607 | 1.4331 | 2.8662 | 3.5686 | 16.5561 | 6.9461 | 17.0341 | 17.0341 | 47.4535 | 2.8662 | 0.70234 | 0 | 47.4535 | 4.8785 | 60.7876 | 0.70234 | 0.70234 | 0 | 0 | 0 | 0 | 47.4535 | 0 | 60.7876 | 0.70234 | 0 | 0.44607 | 0.52994
2018-03-17 10:00 | 3 | 9 | 7 | 0 | 0 | 0.56282 | 1.4588 | 2.9176 | 4.5025 | 16.5561 | 6.9461 | 17.0341 | 17.0341 | 48.3045 | 2.9176 | 1.5849 | 0 | 48.3045 | 11.0089 | 76.6968 | 1.5849 | 2.2872 | 0 | 0 | 0 | 0 | 48.3045 | 0 | 76.6968 | 1.5849 | 0 | 0.56282 | 0.60472
2018-03-17 11:00 | 3 | 10 | 7 | 0 | 0 | 0.6417 | 1.387 | 2.7741 | 5.1336 | 16.5561 | 6.9461 | 17.0341 | 17.0341 | 45.9274 | 2.7741 | 2.3595 | 0 | 45.9274 | 16.3894 | 87.4459 | 2.3595 | 4.6468 | 0 | 0 | 0 | 0 | 45.9274 | 0 | 87.4459 | 2.3595 | 0 | 0.6417 | 0.64297
2018-03-17 12:00 | 3 | 11 | 7 | 0 | 1 | 0.67668 | 1.2776 | 2.5552 | 5.4134 | 25.1898 | 15.5798 | 17.0341 | 17.0341 | 64.3646 | 2.5552 | 2.8582 | 0 | 64.3646 | 44.5303 | 92.2126 | 2.8582 | 7.505 | 0 | 0 | 0 | 0 | 64.3646 | 0 | 92.2126 | 2.8582 | 0 | 0.67668 | 0.40191
2018-03-17 13:00 | 3 | 12 | 7 | 0 | 1 | 0.65282 | 1.1857 | 2.3715 | 5.2226 | 25.1898 | 15.5798 | 17.0341 | 17.0341 | 59.7373 | 2.3715 | 2.8511 | 0 | 59.7373 | 44.4193 | 88.9621 | 2.8511 | 10.3561 | 0 | 0 | 0 | 0 | 59.7373 | 0 | 88.9621 | 2.8511 | 0 | 0.65282 | 0.34395
2018-03-17 14:00 | 3 | 13 | 7 | 0 | 1 | 0.59246 | 1.1687 | 2.3374 | 4.7397 | 25.1898 | 15.5798 | 17.0341 | 17.0341 | 58.8775 | 2.3374 | 2.4023 | 0 | 58.8775 | 37.4277 | 80.7364 | 2.1439 | 12.5 | 0 | 0 | 0.25838 | 0 | 58.8775 | 4.0255 | 80.7364 | 2.4023 | 0.51676 | 0.59246 | 0.35267
2018-03-17 15:00 | 3 | 14 | 7 | 0 | 1 | 0.38275 | 1.2102 | 2.4204 | 3.062 | 25.1898 | 15.5798 | 17.0341 | 17.0341 | 60.9699 | 2.4204 | 0.64159 | 0 | 60.9699 | 9.9958 | 52.1588 | 0 | 12.5 | 0 | 0 | 0.64159 | 0 | 60.9699 | 9.9958 | 52.1588 | 0.64159 | 1.2832 | 0.38275 | 0.3231
2018-03-17 16:00 | 3 | 15 | 7 | 0 | 1 | 0.33737 | 1.1923 | 2.3846 | 2.6989 | 25.1898 | 15.5798 | 17.0341 | 17.0341 | 60.0677 | 2.3846 | 0.31432 | 0 | 60.0677 | 4.897 | 45.9739 | 0 | 12.5 | 0 | 0 | 0.31432 | 0 | 60.0677 | 4.897 | 45.9739 | 0.31432 | 0.62864 | 0.33737 | 0.22905
2018-03-17 17:00 | 3 | 16 | 7 | 0 | 1 | 0.094215 | 1.2775 | 2.5549 | 0.75372 | 25.1898 | 15.5798 | 17.0341 | 17.0341 | 64.358 | 0.75372 | 0 | 45.3719 | 18.9861 | 0 | 12.839 | 0 | 12.5 | 1.8012 | 1.8012 | 0 | 0 | 64.358 | 0 | 12.839 | 0 | 0 | 0.094215 | 0.099514
2018-03-17 18:00 | 3 | 17 | 7 | 0 | 1 | 0.0023777 | 1.42 | 2.84 | 0.019022 | 25.1898 | 15.5798 | 17.0341 | 17.0341 | 71.5396 | 0.019022 | 0 | 71.0605 | 0.47916 | 0 | 0.32402 | 0 | 10.5422 | 2.821 | 2.821 | 0 | 0 | 71.5396 | 0 | 0.32402 | 0 | 0 | 0.0023777 | 0.004505
2018-03-17 19:00 | 3 | 18 | 7 | 0 | 1 | 0 | 1.4829 | 2.9657 | 0 | 25.1898 | 15.5798 | 17.0341 | 17.0341 | 74.7061 | 0 | 0 | 74.7061 | 0 | 0 | 0 | 0 | 7.4759 | 2.9657 | 2.9657 | 0 | 0 | 74.7061 | 0 | 0 | 0 | 0 | 0 | 0
2018-03-17 20:00 | 3 | 19 | 7 | 0 | 0 | 0 | 1.4358 | 2.8715 | 0 | 16.5561 | 6.9461 | 17.0341 | 17.0341 | 47.5409 | 0 | 0 | 47.5409 | 0 | 0 | 0 | 0 | 4.2522 | 2.8715 | 2.8715 | 0 | 0 | 47.5409 | 0 | 0 | 0 | 0 | 0 | 0
2018-03-17 21:00 | 3 | 20 | 7 | 0 | 0 | 0 | 1.3087 | 2.6174 | 0 | 16.5561 | 6.9461 | 17.0341 | 17.0341 | 43.333 | 0 | 0 | 43.333 | 0 | 0 | 0 | 0 | 1.131 | 2.6174 | 1.0405 | 0 | 26.1058 | 17.2272 | 0 | 0 | 0 | 0 | 0 | 0
2018-03-17 22:00 | 3 | 21 | 7 | 0 | 0 | 0 | 1.0957 | 2.1913 | 0 | 16.5561 | 6.9461 | 17.0341 | 17.0341 | 36.2794 | 0 | 0 | 36.2794 | 0 | 0 | 0 | 0 | 0 | 2.1913 | 0 | 0 | 36.2794 | 0 | 0 | 0 | 0 | 0 | 0 | 0
2018-03-17 23:00 | 3 | 22 | 7 | 0 | 0 | 0 | 1.0295 | 2.059 | 0 | 16.5561 | 6.9461 | 17.0341 | 17.0341 | 34.0887 | 0 | 0 | 34.0887 | 0 | 0 | 0 | 0 | 0 | 2.059 | 0 | 0 | 34.0887 | 0 | 0 | 0 | 0 | 0 | 0 | 0
2018-03-18 | 3 | 23 | 7 | 0 | 0 | 0 | 1.0042 | 2.0085 | 0 | 16.5561 | 6.9461 | 17.0341 | 17.0341 | 33.2523 | 0 | 0 | 33.2523 | 0 | 0 | 0 | 0 | 0 | 2.0085 | 0 | 0 | 33.2523 | 0 | 0 | 0 | 0 | 0 | 0 | 0
2018-03-18 01:00 | 3 | 0 | 1 | 0 | 0 | 0 | 0.99255 | 1.9851 | 0 | 16.5561 | 6.9461 | 17.0341 | 17.0341 | 32.8655 | 0 | 0 | 32.8655 | 0 | 0 | 0 | 0 | 0 | 1.9851 | 0 | 0 | 32.8655 | 0 | 0 | 0 | 0 | 0 | 0 | 0
2018-03-18 02:00 | 3 | 1 | 1 | 0 | 0 | 0 | 0.99354 | 1.9871 | 0 | 16.5561 | 6.9461 | 17.0341 | 17.0341 | 32.8982 | 0 | 0 | 32.8982 | 0 | 0 | 0 | 0 | 0 | 1.9871 | 0 | 0 | 32.8982 | 0 | 0 | 0 | 0 | 0 | 0 | 0
2018-03-18 03:00 | 3 | 2 | 1 | 0 | 0 | 0 | 1.032 | 2.0639 | 0 | 16.5561 | 6.9461 | 17.0341 | 17.0341 | 34.1706 | 0 | 0 | 34.1706 | 0 | 0 | 0 | 0 | 0 | 2.0639 | 0 | 0 | 34.1706 | 0 | 0 | 0 | 0 | 0 | 0 | 0
2018-03-18 04:00 | 3 | 3 | 1 | 0 | 0 | 0 | 1.1045 | 2.2089 | 0 | 16.5561 | 6.9461 | 17.0341 | 17.0341 | 36.5708 | 0 | 0 | 36.5708 | 0 | 0 | 0 | 0 | 0 | 2.2089 | 0 | 0 | 36.5708 | 0 | 0 | 0 | 0 | 0 | 0 | 0
2018-03-18 05:00 | 3 | 4 | 1 | 0 | 0 | 0 | 1.2079 | 2.4157 | 0 | 16.5561 | 6.9461 | 17.0341 | 17.0341 | 39.9949 | 0 | 0 | 39.9949 | 0 | 0 | 0 | 0 | 0 | 2.4157 | 0 | 0 | 39.9949 | 0 | 0 | 0 | 0 | 0 | 0 | 0
2018-03-18 06:00 | 3 | 5 | 1 | 0 | 0 | 0 | 1.3141 | 2.6282 | 0 | 16.5561 | 6.9461 | 17.0341 | 17.0341 | 43.513 | 0 | 0 | 43.513 | 0 | 0 | 0 | 0 | 0 | 2.6282 | 0 | 0 | 43.513 | 0 | 0 | 0 | 0 | 0 | 0 | 0
2018-03-18 07:00 | 3 | 6 | 1 | 0 | 0 | 0.067248 | 1.457 | 2.914 | 0.53799 | 16.5561 | 6.9461 | 17.0341 | 17.0341 | 48.2438 | 0.53799 | 0 | 39.3369 | 8.9069 | 0 | 9.1641 | 0 | 0 | 2.376 | 0 | 0 | 39.3369 | 8.9069 | 0 | 9.1641 | 0 | 0 | 0.067248 | 0.068905
2018-03-18 08:00 | 3 | 7 | 1 | 0 | 0 | 0.128 | 1.525 | 3.0501 | 1.024 | 16.5561 | 6.9461 | 17.0341 | 17.0341 | 50.4972 | 1.024 | 0 | 33.5438 | 16.9534 | 0 | 17.443 | 0 | 0 | 2.0261 | 0 | 0 | 33.5438 | 16.9534 | 0 | 17.443 | 0 | 0 | 0.128 | 0.12312
2018-03-18 09:00 | 3 | 8 | 1 | 0 | 0 | 0.13315 | 1.3912 | 2.7825 | 1.0652 | 16.5561 | 6.9461 | 17.0341 | 17.0341 | 46.0669 | 1.0652 | 0 | 28.4315 | 17.6354 | 0 | 18.1446 | 0 | 0 | 1.7173 | 0 | 0 | 28.4315 | 17.6354 | 0 | 18.1446 | 0 | 0 | 0.13315 | 0.37467
2018-03-18 10:00 | 3 | 9 | 1 | 0 | 0 | 0.34392 | 1.3446 | 2.6892 | 2.7513 | 16.5561 | 6.9461 | 17.0341 | 17.0341 | 44.5231 | 2.6892 | 0.06211 | 0 | 44.5231 | 0.43142 | 46.8668 | 0.06211 | 0.06211 | 0 | 0 | 0 | 0 | 44.5231 | 0 | 46.8668 | 0.06211 | 0 | 0.34392 | 0.46194
2018-03-18 11:00 | 3 | 10 | 1 | 0 | 0 | 0.46855 | 1.228 | 2.4559 | 3.7484 | 16.5561 | 6.9461 | 17.0341 | 17.0341 | 40.6603 | 2.4559 | 1.2925 | 0 | 40.6603 | 8.9779 | 63.8513 | 1.2925 | 1.3546 | 0 | 0 | 0 | 0 | 40.6603 | 0 | 63.8513 | 1.2925 | 0 | 0.46855 | 0.54773
2018-03-18 12:00 | 3 | 11 | 1 | 0 | 1 | 0.46334 | 1.1425 | 2.285 | 3.7067 | 25.1898 | 15.5798 | 17.0341 | 17.0341 | 57.5592 | 2.285 | 1.4217 | 0 | 57.5592 | 22.1497 | 63.1408 | 1.4217 | 2.7763 | 0 | 0 | 0 | 0 | 57.5592 | 0 | 63.1408 | 1.4217 | 0 | 0.46334 | 0.41584
2018-03-18 13:00 | 3 | 12 | 1 | 0 | 1 | 0.5 | 1.0562 | 2.1125 | 4 | 25.1898 | 15.5798 | 17.0341 | 17.0341 | 53.2127 | 2.1125 | 1.8875 | 0 | 53.2127 | 29.4066 | 68.1359 | 1.8875 | 4.6638 | 0 | 0 | 0 | 0 | 53.2127 | 0 | 68.1359 | 1.8875 | 0 | 0.5 | 0.31021
2018-03-18 14:00 | 3 | 13 | 1 | 0 | 1 | 0.47672 | 1.1291 | 2.2582 | 3.8138 | 25.1898 | 15.5798 | 17.0341 | 17.0341 | 56.8847 | 2.2582 | 1.5555 | 0 | 56.8847 | 24.2348 | 64.9644 | 1.5555 | 6.2193 | 0 | 0 | 0 | 0 | 56.8847 | 0 | 64.9644 | 1.5555 | 0 | 0.47672 | 0.21731
2018-03-18 15:00 | 3 | 14 | 1 | 0 | 1 | 0.30458 | 1.1675 | 2.3349 | 2.4366 | 25.1898 | 15.5798 | 17.0341 | 17.0341 | 58.8158 | 2.3349 | 0.10172 | 0 | 58.8158 | 1.5848 | 41.5059 | 0.10172 | 6.3211 | 0 | 0 | 0 | 0 | 58.8158 | 0 | 41.5059 | 0.10172 | 0 | 0.30458 | 0.16737
2018-03-18 16:00 | 3 | 15 | 1 | 0 | 1 | 0.022988 | 1.2104 | 2.4207 | 0.1839 | 25.1898 | 15.5798 | 17.0341 | 17.0341 | 60.9779 | 0.1839 | 0 | 56.3455 | 4.6325 | 0 | 3.1326 | 0 | 6.3211 | 2.2368 | 2.2368 | 0 | 0 | 60.9779 | 0 | 3.1326 | 0 | 0 | 0.022988 | 0.15302
2018-03-18 17:00 | 3 | 16 | 1 | 0 | 1 | 0.030316 | 1.2945 | 2.5891 | 0.24253 | 25.1898 | 15.5798 | 17.0341 | 17.0341 | 65.2185 | 0.24253 | 0 | 59.1093 | 6.1092 | 0 | 4.1312 | 0 | 3.8897 | 2.3466 | 2.3466 | 0 | 0 | 65.2185 | 0 | 4.1312 | 0 | 0 | 0.030316 | 0.02167
2018-03-18 18:00 | 3 | 17 | 1 | 0 | 1 | 0 | 1.371 | 2.7419 | 0 | 25.1898 | 15.5798 | 17.0341 | 17.0341 | 69.0684 | 0 | 0 | 69.0684 | 0 | 0 | 0 | 0 | 1.3391 | 2.7419 | 1.232 | 0 | 38.0354 | 31.033 | 0 | 0 | 0 | 0 | 0 | 0
2018-03-18 19:00 | 3 | 18 | 1 | 0 | 1 | 0 | 1.4557 | 2.9114 | 0 | 25.1898 | 15.5798 | 17.0341 | 17.0341 | 73.3377 | 0 | 0 | 73.3377 | 0 | 0 | 0 | 0 | 0 | 2.9114 | 0 | 0 | 73.3377 | 0 | 0 | 0 | 0 | 0 | 0 | 0
2018-03-18 20:00 | 3 | 19 | 1 | 0 | 0 | 0 | 1.3825 | 2.765 | 0 | 16.5561 | 6.9461 | 17.0341 | 17.0341 | 45.7772 | 0 | 0 | 45.7772 | 0 | 0 | 0 | 0 | 0 | 2.765 | 0 | 0 | 45.7772 | 0 | 0 | 0 | 0 | 0 | 0 | 0
2018-03-18 21:00 | 3 | 20 | 1 | 0 | 0 | 0 | 1.1578 | 2.3155 | 0 | 16.5561 | 6.9461 | 17.0341 | 17.0341 | 38.3358 | 0 | 0 | 38.3358 | 0 | 0 | 0 | 0 | 0 | 2.3155 | 0 | 0 | 38.3358 | 0 | 0 | 0 | 0 | 0 | 0 | 0
2018-03-18 22:00 | 3 | 21 | 1 | 0 | 0 | 0 | 0.94583 | 1.8917 | 0 | 16.5561 | 6.9461 | 17.0341 | 17.0341 | 31.3185 | 0 | 0 | 31.3185 | 0 | 0 | 0 | 0 | 0 | 1.8917 | 0 | 0 | 31.3185 | 0 | 0 | 0 | 0 | 0 | 0 | 0
2018-03-18 23:00 | 3 | 22 | 1 | 0 | 0 | 0 | 0.86716 | 1.7343 | 0 | 16.5561 | 6.9461 | 17.0341 | 17.0341 | 28.7136 | 0 | 0 | 28.7136 | 0 | 0 | 0 | 0 | 0 | 1.7343 | 0 | 0 | 28.7136 | 0 | 0 | 0 | 0 | 0 | 0 | 0
2018-03-19 | 3 | 23 | 1 | 0 | 0 | 0 | 0.78342 | 1.5668 | 0 | 16.5561 | 6.9461 | 17.0341 | 17.0341 | 25.9407 | 0 | 0 | 25.9407 | 0 | 0 | 0 | 0 | 0 | 1.5668 | 0 | 0 | 25.9407 | 0 | 0 | 0 | 0 | 0 | 0 | 0
2018-03-19 01:00 | 3 | 0 | 2 | 0 | 0 | 0 | 0.77409 | 1.5482 | 0 | 16.5561 | 6.9461 | 17.0341 | 17.0341 | 25.6317 | 0 | 0 | 25.6317 | 0 | 0 | 0 | 0 | 0 | 1.5482 | 0 | 0 | 25.6317 | 0 | 0 | 0 | 0 | 0 | 0 | 0
2018-03-19 02:00 | 3 | 1 | 2 | 0 | 0 | 0 | 0.78614 | 1.5723 | 0 | 16.5561 | 6.9461 | 17.0341 | 17.0341 | 26.0309 | 0 | 0 | 26.0309 | 0 | 0 | 0 | 0 | 0 | 1.5723 | 0 | 0 | 26.0309 | 0 | 0 | 0 | 0 | 0 | 0 | 0
2018-03-19 03:00 | 3 | 2 | 2 | 0 | 0 | 0 | 0.82084 | 1.6417 | 0 | 16.5561 | 6.9461 | 17.0341 | 17.0341 | 27.1798 | 0 | 0 | 27.1798 | 0 | 0 | 0 | 0 | 0 | 1.6417 | 0 | 0 | 27.1798 | 0 | 0 | 0 | 0 | 0 | 0 | 0
2018-03-19 04:00 | 3 | 3 | 2 | 0 | 0 | 0 | 0.85337 | 1.7067 | 0 | 16.5561 | 6.9461 | 17.0341 | 17.0341 | 28.257 | 0 | 0 | 28.257 | 0 | 0 | 0 | 0 | 0 | 1.7067 | 0 | 0 | 28.257 | 0 | 0 | 0 | 0 | 0 | 0 | 0
2018-03-19 05:00 | 3 | 4 | 2 | 0 | 0 | 0 | 0.9951 | 1.9902 | 0 | 16.5561 | 6.9461 | 17.0341 | 17.0341 | 32.9498 | 0 | 0 | 32.9498 | 0 | 0 | 0 | 0 | 0 | 1.9902 | 0 | 0 | 32.9498 | 0 | 0 | 0 | 0 | 0 | 0 | 0
2018-03-19 06:00 | 3 | 5 | 2 | 0 | 0 | 0 | 1.1742 | 2.3484 | 0 | 16.5561 | 6.9461 | 17.0341 | 17.0341 | 38.8803 | 0 | 0 | 38.8803 | 0 | 0 | 0 | 0 | 0 | 2.3484 | 0 | 0 | 38.8803 | 0 | 0 | 0 | 0 | 0 | 0 | 0
2018-03-19 07:00 | 3 | 6 | 2 | 0 | 0 | 0.090425 | 1.2172 | 2.4344 | 0.7234 | 16.5561 | 6.9461 | 17.0341 | 17.0341 | 40.3035 | 0.7234 | 0 | 28.3268 | 11.9767 | 0 | 12.3226 | 0 | 0 | 1.711 | 0 | 0 | 28.3268 | 11.9767 | 0 | 12.3226 | 0 | 0 | 0.090425 | 0.063991
2018-03-19 08:00 | 3 | 7 | 2 | 0 | 0 | 0.31091 | 1.2044 | 2.4088 | 2.4873 | 16.5561 | 6.9461 | 17.0341 | 17.0341 | 39.8802 | 2.4088 | 0.078492 | 0 | 39.8802 | 0.54521 | 42.3688 | 0.078492 | 0.078492 | 0 | 0 | 0 | 0 | 39.8802 | 0 | 42.3688 | 0.078492 | 0 | 0.31091 | 0.22943
2018-03-19 09:00 | 3 | 8 | 2 | 0 | 0 | 0.49967 | 1.1459 | 2.2917 | 3.9974 | 16.5561 | 6.9461 | 17.0341 | 17.0341 | 37.9423 | 2.2917 | 1.7056 | 0 | 37.9423 | 11.8473 | 68.0916 | 1.7056 | 1.7841 | 0 | 0 | 0 | 0 | 37.9423 | 0 | 68.0916 | 1.7056 | 0 | 0.49967 | 0.36602
2018-03-19 10:00 | 3 | 9 | 2 | 0 | 0 | 0.63411 | 1.1836 | 2.3673 | 5.0729 | 16.5561 | 6.9461 | 17.0341 | 17.0341 | 39.1926 | 2.3673 | 2.7056 | 0 | 39.1926 | 18.7933 | 86.4119 | 2.7056 | 4.4897 | 0 | 0 | 0 | 0 | 39.1926 | 0 | 86.4119 | 2.7056 | 0 | 0.63411 | 0.46684
2018-03-19 11:00 | 3 | 10 | 2 | 0 | 0 | 0.71763 | 1.1212 | 2.2423 | 5.741 | 16.5561 | 6.9461 | 17.0341 | 17.0341 | 37.1241 | 2.2423 | 3.4987 | 0 | 37.1241 | 24.3023 | 97.7937 | 3.4987 | 7.9884 | 0 | 0 | 0 | 0 | 37.1241 | 0 | 97.7937 | 3.4987 | 0 | 0.71763 | 0.5081
2018-03-19 12:00 | 3 | 11 | 2 | 0 | 1 | 0.75638 | 1.0658 | 2.1317 | 6.051 | 25.1898 | 15.5798 | 17.0341 | 17.0341 | 53.6959 | 2.1317 | 3.9194 | 0 | 53.6959 | 61.0626 | 103.0737 | 3.9194 | 11.9078 | 0 | 0 | 0 | 0 | 53.6959 | 0 | 103.0737 | 3.9194 | 0 | 0.75638 | 0.45053
2018-03-19 13:00 | 3 | 12 | 2 | 0 | 1 | 0.74425 | 1.0624 | 2.1248 | 5.954 | 25.1898 | 15.5798 | 17.0341 | 17.0341 | 53.5231 | 2.1248 | 3.8292 | 0 | 53.5231 | 59.6578 | 101.4209 | 0.59223 | 12.5 | 0 | 0 | 3.2369 | 0 | 53.5231 | 50.4309 | 101.4209 | 3.8292 | 6.4739 | 0.74425 | 0.42511
2018-03-19 14:00 | 3 | 13 | 2 | 0 | 1 | 0.4036 | 1.0693 | 2.1386 | 3.2288 | 25.1898 | 15.5798 | 17.0341 | 17.0341 | 53.8706 | 2.1386 | 1.0902 | 0 | 53.8706 | 16.9848 | 54.9994 | 0 | 12.5 | 0 | 0 | 1.0902 | 0 | 53.8706 | 16.9848 | 54.9994 | 1.0902 | 2.1804 | 0.4036 | 0.41087
2018-03-19 15:00 | 3 | 14 | 2 | 0 | 1 | 0.36307 | 1.1026 | 2.2051 | 2.9045 | 25.1898 | 15.5798 | 17.0341 | 17.0341 | 55.5462 | 2.2051 | 0.69943 | 0 | 55.5462 | 10.897 | 49.4764 | 0 | 12.5 | 0 | 0 | 0.69943 | 0 | 55.5462 | 10.897 | 49.4764 | 0.69943 | 1.3989 | 0.36307 | 0.32282
2018-03-19 16:00 | 3 | 15 | 2 | 0 | 1 | 0.21572 | 1.2443 | 2.4886 | 1.7258 | 25.1898 | 15.5798 | 17.0341 | 17.0341 | 62.6879 | 1.7258 | 0 | 19.2161 | 43.4719 | 0 | 29.3971 | 0 | 12.5 | 0.76285 | 0.76285 | 0 | 0 | 62.6879 | 0 | 29.3971 | 0 | 0 | 0.21572 | 0.16819
2018-03-19 17:00 | 3 | 16 | 2 | 0 | 1 | 0.084577 | 1.3109 | 2.6219 | 0.67662 | 25.1898 | 15.5798 | 17.0341 | 17.0341 | 66.0448 | 0.67662 | 0 | 49.0009 | 17.0438 | 0 | 11.5256 | 0 | 11.6708 | 1.9453 | 1.9453 | 0 | 0 | 66.0448 | 0 | 11.5256 | 0 | 0 | 0.084577 | 0.094717
2018-03-19 18:00 | 3 | 17 | 2 | 0 | 1 | 0.0022892 | 1.3798 | 2.7596 | 0.018314 | 25.1898 | 15.5798 | 17.0341 | 17.0341 | 69.5126 | 0.018314 | 0 | 69.0513 | 0.46131 | 0 | 0.31196 | 0 | 9.5564 | 2.7412 | 2.7412 | 0 | 0 | 69.5126 | 0 | 0.31196 | 0 | 0 | 0.0022892 | 0.0050817
2018-03-19 19:00 | 3 | 18 | 2 | 0 | 1 | 0 | 1.3626 | 2.7252 | 0 | 25.1898 | 15.5798 | 17.0341 | 17.0341 | 68.6471 | 0 | 0 | 68.6471 | 0 | 0 | 0 | 0 | 6.5768 | 2.7252 | 2.7252 | 0 | 0 | 68.6471 | 0 | 0 | 0 | 0 | 0 | 0
2018-03-19 20:00 | 3 | 19 | 2 | 0 | 0 | 0 | 1.2823 | 2.5645 | 0 | 16.5561 | 6.9461 | 17.0341 | 17.0341 | 42.4586 | 0 | 0 | 42.4586 | 0 | 0 | 0 | 0 | 3.6146 | 2.5645 | 2.5645 | 0 | 0 | 42.4586 | 0 | 0 | 0 | 0 | 0 | 0
2018-03-19 21:00 | 3 | 20 | 2 | 0 | 0 | 0 | 1.0507 | 2.1014 | 0 | 16.5561 | 6.9461 | 17.0341 | 17.0341 | 34.791 | 0 | 0 | 34.791 | 0 | 0 | 0 | 0 | 0.82706 | 2.1014 | 0.7609 | 0 | 22.1935 | 12.5974 | 0 | 0 | 0 | 0 | 0 | 0
2018-03-19 22:00 | 3 | 21 | 2 | 0 | 0 | 0 | 0.84605 | 1.6921 | 0 | 16.5561 | 6.9461 | 17.0341 | 17.0341 | 28.0145 | 0 | 0 | 28.0145 | 0 | 0 | 0 | 0 | 0 | 1.6921 | 0 | 0 | 28.0145 | 0 | 0 | 0 | 0 | 0 | 0 | 0
2018-03-19 23:00 | 3 | 22 | 2 | 0 | 0 | 0 | 0.73705 | 1.4741 | 0 | 16.5561 | 6.9461 | 17.0341 | 17.0341 | 24.4053 | 0 | 0 | 24.4053 | 0 | 0 | 0 | 0 | 0 | 1.4741 | 0 | 0 | 24.4053 | 0 | 0 | 0 | 0 | 0 | 0 | 0
2018-03-20 | 3 | 23 | 2 | 0 | 0 | 0 | 0.69637 | 1.3927 | 0 | 16.5561 | 6.9461 | 17.0341 | 17.0341 | 23.0584 | 0 | 0 | 23.0584 | 0 | 0 | 0 | 0 | 0 | 1.3927 | 0 | 0 | 23.0584 | 0 | 0 | 0 | 0 | 0 | 0 | 0
2018-03-20 01:00 | 3 | 0 | 3 | 0 | 0 | 0 | 0.69735 | 1.3947 | 0 | 16.5561 | 6.9461 | 17.0341 | 17.0341 | 23.0907 | 0 | 0 | 23.0907 | 0 | 0 | 0 | 0 | 0 | 1.3947 | 0 | 0 | 23.0907 | 0 | 0 | 0 | 0 | 0 | 0 | 0
2018-03-20 02:00 | 3 | 1 | 3 | 0 | 0 | 0 | 0.68054 | 1.3611 | 0 | 16.5561 | 6.9461 | 17.0341 | 17.0341 | 22.5339 | 0 | 0 | 22.5339 | 0 | 0 | 0 | 0 | 0 | 1.3611 | 0 | 0 | 22.5339 | 0 | 0 | 0 | 0 | 0 | 0 | 0
2018-03-20 03:00 | 3 | 2 | 3 | 0 | 0 | 0 | 0.69679 | 1.3936 | 0 | 16.5561 | 6.9461 | 17.0341 | 17.0341 | 23.0722 | 0 | 0 | 23.0722 | 0 | 0 | 0 | 0 | 0 | 1.3936 | 0 | 0 | 23.0722 | 0 | 0 | 0 | 0 | 0 | 0 | 0
2018-03-20 04:00 | 3 | 3 | 3 | 0 | 0 | 0 | 0.75811 | 1.5162 | 0 | 16.5561 | 6.9461 | 17.0341 | 17.0341 | 25.1027 | 0 | 0 | 25.1027 | 0 | 0 | 0 | 0 | 0 | 1.5162 | 0 | 0 | 25.1027 | 0 | 0 | 0 | 0 | 0 | 0 | 0
2018-03-20 05:00 | 3 | 4 | 3 | 0 | 0 | 0 | 0.91947 | 1.8389 | 0 | 16.5561 | 6.9461 | 17.0341 | 17.0341 | 30.4455 | 0 | 0 | 30.4455 | 0 | 0 | 0 | 0 | 0 | 1.8389 | 0 | 0 | 30.4455 | 0 | 0 | 0 | 0 | 0 | 0 | 0
2018-03-20 06:00 | 3 | 5 | 3 | 0 | 0 | 0 | 1.0225 | 2.0451 | 0 | 16.5561 | 6.9461 | 17.0341 | 17.0341 | 33.8587 | 0 | 0 | 33.8587 | 0 | 0 | 0 | 0 | 0 | 2.0451 | 0 | 0 | 33.8587 | 0 | 0 | 0 | 0 | 0 | 0 | 0
2018-03-20 07:00 | 3 | 6 | 3 | 0 | 0 | 0.096034 | 1.0431 | 2.0862 | 0.76827 | 16.5561 | 6.9461 | 17.0341 | 17.0341 | 34.5398 | 0.76827 | 0 | 21.8202 | 12.7196 | 0 | 13.0869 | 0 | 0 | 1.318 | 0 | 0 | 21.8202 | 12.7196 | 0 | 13.0869 | 0 | 0 | 0.096034 | 0.03715
2018-03-20 08:00 | 3 | 7 | 3 | 0 | 0 | 0.32083 | 1.0679 | 2.1358 | 2.5666 | 16.5561 | 6.9461 | 17.0341 | 17.0341 | 35.3609 | 2.1358 | 0.43077 | 0 | 35.3609 | 2.9922 | 43.7198 | 0.43077 | 0.43077 | 0 | 0 | 0 | 0 | 35.3609 | 0 | 43.7198 | 0.43077 | 0 | 0.32083 | 0.15016
2018-03-20 09:00 | 3 | 8 | 3 | 0 | 0 | 0.50788 | 1.0661 | 2.1322 | 4.063 | 16.5561 | 6.9461 | 17.0341 | 17.0341 | 35.3002 | 2.1322 | 1.9309 | 0 | 35.3002 | 13.4119 | 69.21 | 1.9309 | 2.3616 | 0 | 0 | 0 | 0 | 35.3002 | 0 | 69.21 | 1.9309 | 0 | 0.50788 | 0.24609
2018-03-20 10:00 | 3 | 9 | 3 | 0 | 0 | 0.63132 | 1.0362 | 2.0725 | 5.0506 | 16.5561 | 6.9461 | 17.0341 | 17.0341 | 34.3124 | 2.0725 | 2.9781 | 0 | 34.3124 | 20.6861 | 86.0325 | 2.9781 | 5.3397 | 0 | 0 | 0 | 0 | 34.3124 | 0 | 86.0325 | 2.9781 | 0 | 0.63132 | 0.27056
2018-03-20 11:00 | 3 | 10 | 3 | 0 | 0 | 0.70694 | 1.0837 | 2.1674 | 5.6555 | 16.5561 | 6.9461 | 17.0341 | 17.0341 | 35.8837 | 2.1674 | 3.4881 | 0 | 35.8837 | 24.2285 | 96.3365 | 3.4881 | 8.8278 | 0 | 0 | 0 | 0 | 35.8837 | 0 | 96.3365 | 3.4881 | 0 | 0.70694 | 0.17011
2018-03-20 12:00 | 3 | 11 | 3 | 0 | 1 | 0.73179 | 0.9688 | 1.9376 | 5.8543 | 25.1898 | 15.5798 | 17.0341 | 17.0341 | 48.8077 | 1.9376 | 3.9167 | 0 | 48.8077 | 61.021 | 99.7227 | 3.6722 | 12.5 | 0 | 0 | 0.24449 | 0 | 48.8077 | 3.809 | 99.7227 | 3.9167 | 0.48897 | 0.73179 | 0.16973
2018-03-20 13:00 | 3 | 12 | 3 | 0 | 1 | 0.70707 | 0.92904 | 1.8581 | 5.6565 | 25.1898 | 15.5798 | 17.0341 | 17.0341 | 46.8045 | 1.8581 | 3.7985 | 0 | 46.8045 | 59.179 | 96.3541 | 0 | 12.5 | 0 | 0 | 3.7985 | 0 | 46.8045 | 59.179 | 96.3541 | 3.7985 | 7.5969 | 0.70707 | 0.16505
2018-03-20 14:00 | 3 | 13 | 3 | 0 | 1 | 0.63923 | 0.98166 | 1.9633 | 5.1139 | 25.1898 | 15.5798 | 17.0341 | 17.0341 | 49.4554 | 1.9633 | 3.1506 | 0 | 49.4554 | 49.0851 | 87.1106 | 0 | 12.5 | 0 | 0 | 3.1506 | 0 | 49.4554 | 49.0851 | 87.1106 | 3.1506 | 6.3011 | 0.63923 | 0.107
2018-03-20 15:00 | 3 | 14 | 3 | 0 | 1 | 0.53262 | 1.0734 | 2.1468 | 4.2609 | 25.1898 | 15.5798 | 17.0341 | 17.0341 | 54.0786 | 2.1468 | 2.1141 | 0 | 54.0786 | 32.9371 | 72.5815 | 0 | 12.5 | 0 | 0 | 2.1141 | 0 | 54.0786 | 32.9371 | 72.5815 | 2.1141 | 4.2282 | 0.53262 | 0.06379
2018-03-20 16:00 | 3 | 15 | 3 | 0 | 1 | 0.38303 | 1.1352 | 2.2705 | 3.0643 | 25.1898 | 15.5798 | 17.0341 | 17.0341 | 57.193 | 2.2705 | 0.79379 | 0 | 57.193 | 12.367 | 52.1973 | 0 | 12.5 | 0 | 0 | 0.79379 | 0 | 57.193 | 12.367 | 52.1973 | 0.79379 | 1.5876 | 0.38303 | 0.047837
2018-03-20 17:00 | 3 | 16 | 3 | 0 | 1 | 0.17659 | 1.1983 | 2.3966 | 1.4127 | 25.1898 | 15.5798 | 17.0341 | 17.0341 | 60.369 | 1.4127 | 0 | 24.7825 | 35.5865 | 0 | 24.0647 | 0 | 12.5 | 0.98383 | 0.98383 | 0 | 0 | 60.369 | 0 | 24.0647 | 0 | 0 | 0.17659 | 0.041951
2018-03-20 18:00 | 3 | 17 | 3 | 0 | 1 | 0.0072734 | 1.2652 | 2.5303 | 0.058188 | 25.1898 | 15.5798 | 17.0341 | 17.0341 | 63.7381 | 0.058188 | 0 | 62.2724 | 1.4657 | 0 | 0.99117 | 0 | 11.4306 | 2.4721 | 2.4721 | 0 | 0 | 63.7381 | 0 | 0.99117 | 0 | 0 | 0.0072734 | 0.00073033
2018-03-20 19:00 | 3 | 18 | 3 | 0 | 1 | 0 | 1.3148 | 2.6297 | 0 | 25.1898 | 15.5798 | 17.0341 | 17.0341 | 66.2414 | 0 | 0 | 66.2414 | 0 | 0 | 0 | 0 | 8.7435 | 2.6297 | 2.6297 | 0 | 0 | 66.2414 | 0 | 0 | 0 | 0 | 0 | 0
2018-03-20 20:00 | 3 | 19 | 3 | 0 | 0 | 0 | 1.267 | 2.5339 | 0 | 16.5561 | 6.9461 | 17.0341 | 17.0341 | 41.9514 | 0 | 0 | 41.9514 | 0 | 0 | 0 | 0 | 5.8851 | 2.5339 | 2.5339 | 0 | 0 | 41.9514 | 0 | 0 | 0 | 0 | 0 | 0
2018-03-20 21:00 | 3 | 20 | 3 | 0 | 0 | 0 | 0.97816 | 1.9563 | 0 | 16.5561 | 6.9461 | 17.0341 | 17.0341 | 32.389 | 0 | 0 | 32.389 | 0 | 0 | 0 | 0 | 3.1309 | 1.9563 | 1.9563 | 0 | 0 | 32.389 | 0 | 0 | 0 | 0 | 0 | 0
2018-03-20 22:00 | 3 | 21 | 3 | 0 | 0 | 0 | 0.77997 | 1.5599 | 0 | 16.5561 | 6.9461 | 17.0341 | 17.0341 | 25.8264 | 0 | 0 | 25.8264 | 0 | 0 | 0 | 0 | 1.0045 | 1.5599 | 0.92411 | 0 | 10.5268 | 15.2996 | 0 | 0 | 0 | 0 | 0 | 0
2018-03-20 23:00 | 3 | 22 | 3 | 0 | 0 | 0 | 0.73677 | 1.4735 | 0 | 16.5561 | 6.9461 | 17.0341 | 17.0341 | 24.3958 | 0 | 0 | 24.3958 | 0 | 0 | 0 | 0 | 0 | 1.4735 | 0 | 0 | 24.3958 | 0 | 0 | 0 | 0 | 0 | 0 | 0
2018-03-21 | 3 | 23 | 3 | 0 | 0 | 0 | 0.68309 | 1.3662 | 0 | 16.5561 | 6.9461 | 17.0341 | 17.0341 | 22.6185 | 0 | 0 | 22.6185 | 0 | 0 | 0 | 0 | 0 | 1.3662 | 0 | 0 | 22.6185 | 0 | 0 | 0 | 0 | 0 | 0 | 0
2018-03-21 01:00 | 3 | 0 | 4 | 0 | 0 | 0 | 0.66427 | 1.3285 | 0 | 16.5561 | 6.9461 | 17.0341 | 17.0341 | 21.9955 | 0 | 0 | 21.9955 | 0 | 0 | 0 | 0 | 0 | 1.3285 | 0 | 0 | 21.9955 | 0 | 0 | 0 | 0 | 0 | 0 | 0
2018-03-21 02:00 | 3 | 1 | 4 | 0 | 0 | 0 | 0.67916 | 1.3583 | 0 | 16.5561 | 6.9461 | 17.0341 | 17.0341 | 22.4885 | 0 | 0 | 22.4885 | 0 | 0 | 0 | 0 | 0 | 1.3583 | 0 | 0 | 22.4885 | 0 | 0 | 0 | 0 | 0 | 0 | 0
2018-03-21 03:00 | 3 | 2 | 4 | 0 | 0 | 0 | 0.68164 | 1.3633 | 0 | 16.5561 | 6.9461 | 17.0341 | 17.0341 | 22.5704 | 0 | 0 | 22.5704 | 0 | 0 | 0 | 0 | 0 | 1.3633 | 0 | 0 | 22.5704 | 0 | 0 | 0 | 0 | 0 | 0 | 0
2018-03-21 04:00 | 3 | 3 | 4 | 0 | 0 | 0 | 0.72264 | 1.4453 | 0 | 16.5561 | 6.9461 | 17.0341 | 17.0341 | 23.9281 | 0 | 0 | 23.9281 | 0 | 0 | 0 | 0 | 0 | 1.4453 | 0 | 0 | 23.9281 | 0 | 0 | 0 | 0 | 0 | 0 | 0
2018-03-21 05:00 | 3 | 4 | 4 | 0 | 0 | 0 | 0.90686 | 1.8137 | 0 | 16.5561 | 6.9461 | 17.0341 | 17.0341 | 30.028 | 0 | 0 | 30.028 | 0 | 0 | 0 | 0 | 0 | 1.8137 | 0 | 0 | 30.028 | 0 | 0 | 0 | 0 | 0 | 0 | 0
2018-03-21 06:00 | 3 | 5 | 4 | 0 | 0 | 0 | 1.0311 | 2.0622 | 0 | 16.5561 | 6.9461 | 17.0341 | 17.0341 | 34.1416 | 0 | 0 | 34.1416 | 0 | 0 | 0 | 0 | 0 | 2.0622 | 0 | 0 | 34.1416 | 0 | 0 | 0 | 0 | 0 | 0 | 0
2018-03-21 07:00 | 3 | 6 | 4 | 0 | 0 | 0.019109 | 1.0694 | 2.1388 | 0.15287 | 16.5561 | 6.9461 | 17.0341 | 17.0341 | 35.4106 | 0.15287 | 0 | 32.8796 | 2.531 | 0 | 2.6041 | 0 | 0 | 1.986 | 0 | 0 | 32.8796 | 2.531 | 0 | 2.6041 | 0 | 0 | 0.019109 | 0.0064893
2018-03-21 08:00 | 3 | 7 | 4 | 0 | 0 | 0.034247 | 1.069 | 2.1381 | 0.27398 | 16.5561 | 6.9461 | 17.0341 | 17.0341 | 35.3982 | 0.27398 | 0 | 30.8622 | 4.536 | 0 | 4.6669 | 0 | 0 | 1.8641 | 0 | 0 | 30.8622 | 4.536 | 0 | 4.6669 | 0 | 0 | 0.034247 | 0.080995
2018-03-21 09:00 | 3 | 8 | 4 | 0 | 0 | 0.23794 | 1.0713 | 2.1427 | 1.9036 | 16.5561 | 6.9461 | 17.0341 | 17.0341 | 35.4742 | 1.9036 | 0 | 3.9589 | 31.5153 | 0 | 32.4254 | 0 | 0 | 0.23912 | 0 | 0 | 3.9589 | 31.5153 | 0 | 32.4254 | 0 | 0 | 0.23794 | 0.17061
2018-03-21 10:00 | 3 | 9 | 4 | 0 | 0 | 0.17352 | 1.0341 | 2.0682 | 1.3881 | 16.5561 | 6.9461 | 17.0341 | 17.0341 | 34.2412 | 1.3881 | 0 | 11.259 | 22.9822 | 0 | 23.6458 | 0 | 0 | 0.68005 | 0 | 0 | 11.259 | 22.9822 | 0 | 23.6458 | 0 | 0 | 0.17352 | 0.18971
2018-03-21 11:00 | 3 | 10 | 4 | 0 | 0 | 0.67976 | 1.0272 | 2.0544 | 5.4381 | 16.5561 | 6.9461 | 17.0341 | 17.0341 | 34.0128 | 2.0544 | 3.3837 | 0 | 34.0128 | 23.5033 | 92.633 | 3.3837 | 3.3837 | 0 | 0 | 0 | 0 | 34.0128 | 0 | 92.633 | 3.3837 | 0 | 0.67976 | 0.26917
2018-03-21 12:00 | 3 | 11 | 4 | 0 | 1 | 0.088995 | 0.97583 | 1.9517 | 0.71196 | 25.1898 | 15.5798 | 17.0341 | 17.0341 | 49.1617 | 0.71196 | 0 | 31.2276 | 17.9341 | 0 | 12.1276 | 0 | 3.3837 | 1.2397 | 1.2397 | 0 | 0 | 49.1617 | 0 | 12.1276 | 0 | 0 | 0.088995 | 0.23301
2018-03-21 13:00 | 3 | 12 | 4 | 0 | 1 | 0.13474 | 0.88074 | 1.7615 | 1.0779 | 25.1898 | 15.5798 | 17.0341 | 17.0341 | 44.3712 | 1.0779 | 0 | 17.2184 | 27.1527 | 0 | 18.3616 | 0 | 2.0362 | 0.68355 | 0.68355 | 0 | 0 | 44.3712 | 0 | 18.3616 | 0 | 0 | 0.13474 | 0.19348
2018-03-21 14:00 | 3 | 13 | 4 | 0 | 1 | 0.20212 | 0.88139 | 1.7628 | 1.617 | 25.1898 | 15.5798 | 17.0341 | 17.0341 | 44.4042 | 1.617 | 0 | 3.6734 | 40.7308 | 0 | 27.5435 | 0 | 1.2932 | 0.14583 | 0.14583 | 0 | 0 | 44.4042 | 0 | 27.5435 | 0 | 0 | 0.20212 | 0.18293
2018-03-21 15:00 | 3 | 14 | 4 | 0 | 1 | 0.37331 | 0.95806 | 1.9161 | 2.9865 | 25.1898 | 15.5798 | 17.0341 | 17.0341 | 48.2666 | 1.9161 | 1.0703 | 0 | 48.2666 | 16.6756 | 50.8717 | 1.0703 | 2.205 | 0 | 0 | 0 | 0 | 48.2666 | 0 | 50.8717 | 1.0703 | 0 | 0.37331 | 0.18788
2018-03-21 16:00 | 3 | 15 | 4 | 0 | 1 | 0.15478 | 1.0687 | 2.1373 | 1.2382 | 25.1898 | 15.5798 | 17.0341 | 17.0341 | 53.8389 | 1.2382 | 0 | 22.6483 | 31.1906 | 0 | 21.0921 | 0 | 2.205 | 0.89911 | 0.89911 | 0 | 0 | 53.8389 | 0 | 21.0921 | 0 | 0 | 0.15478 | 0.052831
2018-03-21 17:00 | 3 | 16 | 4 | 0 | 1 | 0.15875 | 1.1124 | 2.2249 | 1.27 | 25.1898 | 15.5798 | 17.0341 | 17.0341 | 56.0444 | 1.27 | 0 | 24.0536 | 31.9908 | 0 | 21.6332 | 0 | 1.2277 | 0.9549 | 0.9549 | 0 | 0 | 56.0444 | 0 | 21.6332 | 0 | 0 | 0.15875 | 0.019557
2018-03-21 18:00 | 3 | 17 | 4 | 0 | 1 | 0.0069404 | 1.1954 | 2.3907 | 0.055523 | 25.1898 | 15.5798 | 17.0341 | 17.0341 | 60.2215 | 0.055523 | 0 | 58.8229 | 1.3986 | 0 | 0.94579 | 0 | 0.1898 | 2.3352 | 0.17461 | 0 | 54.4244 | 5.7971 | 0 | 0.94579 | 0 | 0 | 0.0069404 | 0.0011287
2018-03-21 19:00 | 3 | 18 | 4 | 0 | 1 | 0 | 1.2558 | 2.5117 | 0 | 25.1898 | 15.5798 | 17.0341 | 17.0341 | 63.2686 | 0 | 0 | 63.2686 | 0 | 0 | 0 | 0 | 0 | 2.5117 | 0 | 0 | 63.2686 | 0 | 0 | 0 | 0 | 0 | 0 | 0
2018-03-21 20:00 | 3 | 19 | 4 | 0 | 0 | 0 | 1.2062 | 2.4125 | 0 | 16.5561 | 6.9461 | 17.0341 | 17.0341 | 39.9414 | 0 | 0 | 39.9414 | 0 | 0 | 0 | 0 | 0 | 2.4125 | 0 | 0 | 39.9414 | 0 | 0 | 0 | 0 | 0 | 0 | 0
2018-03-21 21:00 | 3 | 20 | 4 | 0 | 0 | 0 | 0.98582 | 1.9716 | 0 | 16.5561 | 6.9461 | 17.0341 | 17.0341 | 32.6426 | 0 | 0 | 32.6426 | 0 | 0 | 0 | 0 | 0 | 1.9716 | 0 | 0 | 32.6426 | 0 | 0 | 0 | 0 | 0 | 0 | 0
2018-03-21 22:00 | 3 | 21 | 4 | 0 | 0 | 0 | 0.75118 | 1.5024 | 0 | 16.5561 | 6.9461 | 17.0341 | 17.0341 | 24.8732 | 0 | 0 | 24.8732 | 0 | 0 | 0 | 0 | 0 | 1.5024 | 0 | 0 | 24.8732 | 0 | 0 | 0 | 0 | 0 | 0 | 0
2018-03-21 23:00 | 3 | 22 | 4 | 0 | 0 | 0 | 0.65776 | 1.3155 | 0 | 16.5561 | 6.9461 | 17.0341 | 17.0341 | 21.7798 | 0 | 0 | 21.7798 | 0 | 0 | 0 | 0 | 0 | 1.3155 | 0 | 0 | 21.7798 | 0 | 0 | 0 | 0 | 0 | 0 | 0
2018-03-22 | 3 | 23 | 4 | 0 | 0 | 0 | 0.62648 | 1.253 | 0 | 16.5561 | 6.9461 | 17.0341 | 17.0341 | 20.7441 | 0 | 0 | 20.7441 | 0 | 0 | 0 | 0 | 0 | 1.253 | 0 | 0 | 20.7441 | 0 | 0 | 0 | 0 | 0 | 0 | 0
2018-03-22 01:00 | 3 | 0 | 5 | 0 | 0 | 0 | 0.66442 | 1.3288 | 0 | 16.5561 | 6.9461 | 17.0341 | 17.0341 | 22.0002 | 0 | 0 | 22.0002 | 0 | 0 | 0 | 0 | 0 | 1.3288 | 0 | 0 | 22.0002 | 0 | 0 | 0 | 0 | 0 | 0 | 0
2018-03-22 02:00 | 3 | 1 | 5 | 0 | 0 | 0 | 0.68836 | 1.3767 | 0 | 16.5561 | 6.9461 | 17.0341 | 17.0341 | 22.7929 | 0 | 0 | 22.7929 | 0 | 0 | 0 | 0 | 0 | 1.3767 | 0 | 0 | 22.7929 | 0 | 0 | 0 | 0 | 0 | 0 | 0
2018-03-22 03:00 | 3 | 2 | 5 | 0 | 0 | 0 | 0.73264 | 1.4653 | 0 | 16.5561 | 6.9461 | 17.0341 | 17.0341 | 24.2592 | 0 | 0 | 24.2592 | 0 | 0 | 0 | 0 | 0 | 1.4653 | 0 | 0 | 24.2592 | 0 | 0 | 0 | 0 | 0 | 0 | 0
2018-03-22 04:00 | 3 | 3 | 5 | 0 | 0 | 0 | 0.81678 | 1.6336 | 0 | 16.5561 | 6.9461 | 17.0341 | 17.0341 | 27.0454 | 0 | 0 | 27.0454 | 0 | 0 | 0 | 0 | 0 | 1.6336 | 0 | 0 | 27.0454 | 0 | 0 | 0 | 0 | 0 | 0 | 0
2018-03-22 05:00 | 3 | 4 | 5 | 0 | 0 | 0 | 0.97674 | 1.9535 | 0 | 16.5561 | 6.9461 | 17.0341 | 17.0341 | 32.3418 | 0 | 0 | 32.3418 | 0 | 0 | 0 | 0 | 0 | 1.9535 | 0 | 0 | 32.3418 | 0 | 0 | 0 | 0 | 0 | 0 | 0
2018-03-22 06:00 | 3 | 5 | 5 | 0 | 0 | 0 | 1.1812 | 2.3623 | 0 | 16.5561 | 6.9461 | 17.0341 | 17.0341 | 39.111 | 0 | 0 | 39.111 | 0 | 0 | 0 | 0 | 0 | 2.3623 | 0 | 0 | 39.111 | 0 | 0 | 0 | 0 | 0 | 0 | 0
2018-03-22 07:00 | 3 | 6 | 5 | 0 | 0 | 0.023243 | 1.2077 | 2.4155 | 0.18594 | 16.5561 | 6.9461 | 17.0341 | 17.0341 | 39.9908 | 0.18594 | 0 | 36.9123 | 3.0785 | 0 | 3.1674 | 0 | 0 | 2.2295 | 0 | 0 | 36.9123 | 3.0785 | 0 | 3.1674 | 0 | 0 | 0.023243 | 0.042266
2018-03-22 08:00 | 3 | 7 | 5 | 0 | 0 | 0.0198 | 1.1644 | 2.3287 | 0.1584 | 16.5561 | 6.9461 | 17.0341 | 17.0341 | 38.5541 | 0.1584 | 0 | 35.9316 | 2.6225 | 0 | 2.6982 | 0 | 0 | 2.1703 | 0 | 0 | 35.9316 | 2.6225 | 0 | 2.6982 | 0 | 0 | 0.0198 | 0.15959
2018-03-22 09:00 | 3 | 8 | 5 | 0 | 0 | 0.13489 | 1.0751 | 2.1502 | 1.0792 | 16.5561 | 6.9461 | 17.0341 | 17.0341 | 35.5981 | 1.0792 | 0 | 17.7316 | 17.8665 | 0 | 18.3824 | 0 | 0 | 1.071 | 0 | 0 | 17.7316 | 17.8665 | 0 | 18.3824 | 0 | 0 | 0.13489 | 0.42966
2018-03-22 10:00 | 3 | 9 | 5 | 0 | 0 | 0.21612 | 1.0299 | 2.0598 | 1.729 | 16.5561 | 6.9461 | 17.0341 | 17.0341 | 34.1025 | 1.729 | 0 | 5.4775 | 28.625 | 0 | 29.4516 | 0 | 0 | 0.33084 | 0 | 0 | 5.4775 | 28.625 | 0 | 29.4516 | 0 | 0 | 0.21612 | 0.50704
2018-03-22 11:00 | 3 | 10 | 5 | 0 | 0 | 0.29121 | 0.93075 | 1.8615 | 2.3297 | 16.5561 | 6.9461 | 17.0341 | 17.0341 | 30.8191 | 1.8615 | 0.46815 | 0 | 30.8191 | 3.2518 | 39.6837 | 0.46815 | 0.46815 | 0 | 0 | 0 | 0 | 30.8191 | 0 | 39.6837 | 0.46815 | 0 | 0.29121 | 0.47446
2018-03-22 12:00 | 3 | 11 | 5 | 0 | 1 | 0.51896 | 0.86834 | 1.7367 | 4.1517 | 25.1898 | 15.5798 | 17.0341 | 17.0341 | 43.7465 | 1.7367 | 2.415 | 0 | 43.7465 | 37.6255 | 70.7207 | 2.415 | 2.8832 | 0 | 0 | 0 | 0 | 43.7465 | 0 | 70.7207 | 2.415 | 0 | 0.51896 | 0.44803
2018-03-22 13:00 | 3 | 12 | 5 | 0 | 1 | 0.50991 | 0.76251 | 1.525 | 4.0793 | 25.1898 | 15.5798 | 17.0341 | 17.0341 | 38.4148 | 1.525 | 2.5543 | 0 | 38.4148 | 39.795 | 69.4872 | 2.5543 | 5.4374 | 0 | 0 | 0 | 0 | 38.4148 | 0 | 69.4872 | 2.5543 | 0 | 0.50991 | 0.42444
2018-03-22 14:00 | 3 | 13 | 5 | 0 | 1 | 0.59978 | 0.81682 | 1.6336 | 4.7982 | 25.1898 | 15.5798 | 17.0341 | 17.0341 | 41.1509 | 1.6336 | 3.1646 | 0 | 41.1509 | 49.3035 | 81.7336 | 3.1646 | 8.602 | 0 | 0 | 0 | 0 | 41.1509 | 0 | 81.7336 | 3.1646 | 0 | 0.59978 | 0.55815
2018-03-22 15:00 | 3 | 14 | 5 | 0 | 1 | 0.49143 | 0.87746 | 1.7549 | 3.9314 | 25.1898 | 15.5798 | 17.0341 | 17.0341 | 44.2062 | 1.7549 | 2.1765 | 0 | 44.2062 | 33.9093 | 66.9684 | 2.1765 | 10.7785 | 0 | 0 | 0 | 0 | 44.2062 | 0 | 66.9684 | 2.1765 | 0 | 0.49143 | 0.52489
2018-03-22 16:00 | 3 | 15 | 5 | 0 | 1 | 0.34114 | 0.98405 | 1.9681 | 2.7291 | 25.1898 | 15.5798 | 17.0341 | 17.0341 | 49.576 | 1.9681 | 0.76103 | 0 | 49.576 | 11.8566 | 46.4884 | 0.76103 | 11.5396 | 0 | 0 | 0 | 0 | 49.576 | 0 | 46.4884 | 0.76103 | 0 | 0.34114 | 0.4422
2018-03-22 17:00 | 3 | 16 | 5 | 0 | 1 | 0.065738 | 1.0995 | 2.199 | 0.52591 | 25.1898 | 15.5798 | 17.0341 | 17.0341 | 55.3929 | 0.52591 | 0 | 42.1454 | 13.2475 | 0 | 8.9584 | 0 | 11.5396 | 1.6731 | 1.6731 | 0 | 0 | 55.3929 | 0 | 8.9584 | 0 | 0 | 0.065738 | 0.20532
2018-03-22 18:00 | 3 | 17 | 5 | 0 | 1 | 0.0076638 | 1.1634 | 2.3267 | 0.06131 | 25.1898 | 15.5798 | 17.0341 | 17.0341 | 58.6091 | 0.06131 | 0 | 57.0647 | 1.5444 | 0 | 1.0444 | 0 | 9.721 | 2.2654 | 2.2654 | 0 | 0 | 58.6091 | 0 | 1.0444 | 0 | 0 | 0.0076638 | 0.010196
2018-03-22 19:00 | 3 | 18 | 5 | 0 | 1 | 0 | 1.1406 | 2.2813 | 0 | 25.1898 | 15.5798 | 17.0341 | 17.0341 | 57.4648 | 0 | 0 | 57.4648 | 0 | 0 | 0 | 0 | 7.2586 | 2.2813 | 2.2813 | 0 | 0 | 57.4648 | 0 | 0 | 0 | 0 | 0 | 0
2018-03-22 20:00 | 3 | 19 | 5 | 0 | 0 | 0 | 1.1226 | 2.2453 | 0 | 16.5561 | 6.9461 | 17.0341 | 17.0341 | 37.1729 | 0 | 0 | 37.1729 | 0 | 0 | 0 | 0 | 4.7789 | 2.2453 | 2.2453 | 0 | 0 | 37.1729 | 0 | 0 | 0 | 0 | 0 | 0
2018-03-22 21:00 | 3 | 20 | 5 | 0 | 0 | 0 | 0.88504 | 1.7701 | 0 | 16.5561 | 6.9461 | 17.0341 | 17.0341 | 29.3056 | 0 | 0 | 29.3056 | 0 | 0 | 0 | 0 | 2.3384 | 1.7701 | 1.7701 | 0 | 0 | 29.3056 | 0 | 0 | 0 | 0 | 0 | 0
2018-03-22 22:00 | 3 | 21 | 5 | 0 | 0 | 0 | 0.68549 | 1.371 | 0 | 16.5561 | 6.9461 | 17.0341 | 17.0341 | 22.6979 | 0 | 0 | 22.6979 | 0 | 0 | 0 | 0 | 0.4144 | 1.371 | 0.38125 | 0 | 16.386 | 6.312 | 0 | 0 | 0 | 0 | 0 | 0
2018-03-22 23:00 | 3 | 22 | 5 | 0 | 0 | 0 | 0.63965 | 1.2793 | 0 | 16.5561 | 6.9461 | 17.0341 | 17.0341 | 21.1802 | 0 | 0 | 21.1802 | 0 | 0 | 0 | 0 | 0 | 1.2793 | 0 | 0 | 21.1802 | 0 | 0 | 0 | 0 | 0 | 0 | 0
2018-03-23 | 3 | 23 | 5 | 0 | 0 | 0 | 0.63401 | 1.268 | 0 | 16.5561 | 6.9461 | 17.0341 | 17.0341 | 20.9935 | 0 | 0 | 20.9935 | 0 | 0 | 0 | 0 | 0 | 1.268 | 0 | 0 | 20.9935 | 0 | 0 | 0 | 0 | 0 | 0 | 0
2018-03-23 01:00 | 3 | 0 | 6 | 0 | 0 | 0 | 0.67198 | 1.344 | 0 | 16.5561 | 6.9461 | 17.0341 | 17.0341 | 22.2507 | 0 | 0 | 22.2507 | 0 | 0 | 0 | 0 | 0 | 1.344 | 0 | 0 | 22.2507 | 0 | 0 | 0 | 0 | 0 | 0 | 0
2018-03-23 02:00 | 3 | 1 | 6 | 0 | 0 | 0 | 0.69763 | 1.3953 | 0 | 16.5561 | 6.9461 | 17.0341 | 17.0341 | 23.1001 | 0 | 0 | 23.1001 | 0 | 0 | 0 | 0 | 0 | 1.3953 | 0 | 0 | 23.1001 | 0 | 0 | 0 | 0 | 0 | 0 | 0
2018-03-23 03:00 | 3 | 2 | 6 | 0 | 0 | 0 | 0.73384 | 1.4677 | 0 | 16.5561 | 6.9461 | 17.0341 | 17.0341 | 24.2991 | 0 | 0 | 24.2991 | 0 | 0 | 0 | 0 | 0 | 1.4677 | 0 | 0 | 24.2991 | 0 | 0 | 0 | 0 | 0 | 0 | 0
2018-03-23 04:00 | 3 | 3 | 6 | 0 | 0 | 0 | 0.78296 | 1.5659 | 0 | 16.5561 | 6.9461 | 17.0341 | 17.0341 | 25.9253 | 0 | 0 | 25.9253 | 0 | 0 | 0 | 0 | 0 | 1.5659 | 0 | 0 | 25.9253 | 0 | 0 | 0 | 0 | 0 | 0 | 0
2018-03-23 05:00 | 3 | 4 | 6 | 0 | 0 | 0 | 0.95712 | 1.9142 | 0 | 16.5561 | 6.9461 | 17.0341 | 17.0341 | 31.6922 | 0 | 0 | 31.6922 | 0 | 0 | 0 | 0 | 0 | 1.9142 | 0 | 0 | 31.6922 | 0 | 0 | 0 | 0 | 0 | 0 | 0
2018-03-23 06:00 | 3 | 5 | 6 | 0 | 0 | 0 | 1.1318 | 2.2637 | 0 | 16.5561 | 6.9461 | 17.0341 | 17.0341 | 37.4772 | 0 | 0 | 37.4772 | 0 | 0 | 0 | 0 | 0 | 2.2637 | 0 | 0 | 37.4772 | 0 | 0 | 0 | 0 | 0 | 0 | 0
2018-03-23 07:00 | 3 | 6 | 6 | 0 | 0 | 0.077441 | 1.1127 | 2.2253 | 0.61953 | 16.5561 | 6.9461 | 17.0341 | 17.0341 | 36.843 | 0.61953 | 0 | 26.586 | 10.257 | 0 | 10.5532 | 0 | 0 | 1.6058 | 0 | 0 | 26.586 | 10.257 | 0 | 10.5532 | 0 | 0 | 0.077441 | 0.12099
2018-03-23 08:00 | 3 | 7 | 6 | 0 | 0 | 0.33464 | 1.0069 | 2.0139 | 2.6772 | 16.5561 | 6.9461 | 17.0341 | 17.0341 | 33.3421 | 2.0139 | 0.66326 | 0 | 33.3421 | 4.607 | 45.603 | 0.66326 | 0.66326 | 0 | 0 | 0 | 0 | 33.3421 | 0 | 45.603 | 0.66326 | 0 | 0.33464 | 0.3725
2018-03-23 09:00 | 3 | 8 | 6 | 0 | 0 | 0.52423 | 0.89601 | 1.792 | 4.1939 | 16.5561 | 6.9461 | 17.0341 | 17.0341 | 29.6689 | 1.792 | 2.4018 | 0 | 29.6689 | 16.6833 | 71.4389 | 2.4018 | 3.0651 | 0 | 0 | 0 | 0 | 29.6689 | 0 | 71.4389 | 2.4018 | 0 | 0.52423 | 0.57776
2018-03-23 10:00 | 3 | 9 | 6 | 0 | 0 | 0.66027 | 0.88554 | 1.7711 | 5.2822 | 16.5561 | 6.9461 | 17.0341 | 17.0341 | 29.3221 | 1.7711 | 3.5111 | 0 | 29.3221 | 24.3885 | 89.9778 | 3.5111 | 6.5762 | 0 | 0 | 0 | 0 | 29.3221 | 0 | 89.9778 | 3.5111 | 0 | 0.66027 | 0.72507
2018-03-23 11:00 | 3 | 10 | 6 | 0 | 0 | 0.74409 | 0.82779 | 1.6556 | 5.9527 | 16.5561 | 6.9461 | 17.0341 | 17.0341 | 27.4098 | 1.6556 | 4.2972 | 0 | 27.4098 | 29.8485 | 101.3999 | 4.2972 | 10.8734 | 0 | 0 | 0 | 0 | 27.4098 | 0 | 101.3999 | 4.2972 | 0 | 0.74409 | 0.76923
2018-03-23 12:00 | 3 | 11 | 6 | 0 | 1 | 0.61052 | 0.81701 | 1.634 | 4.8842 | 25.1898 | 15.5798 | 17.0341 | 17.0341 | 41.1606 | 1.634 | 3.2502 | 0 | 41.1606 | 50.6371 | 83.1982 | 1.6266 | 12.5 | 0 | 0 | 1.6236 | 0 | 41.1606 | 25.2947 | 83.1982 | 3.2502 | 3.2471 | 0.61052 | 0.76923
2018-03-23 13:00 | 3 | 12 | 6 | 0 | 1 | 0.59479 | 0.84332 | 1.6866 | 4.7583 | 25.1898 | 15.5798 | 17.0341 | 17.0341 | 42.4859 | 1.6866 | 3.0717 | 0 | 42.4859 | 47.8559 | 81.0536 | 0 | 12.5 | 0 | 0 | 3.0717 | 0 | 42.4859 | 47.8559 | 81.0536 | 3.0717 | 6.1433 | 0.59479 | 0.76923
2018-03-23 14:00 | 3 | 13 | 6 | 0 | 1 | 0.54797 | 0.87604 | 1.7521 | 4.3838 | 25.1898 | 15.5798 | 17.0341 | 17.0341 | 44.1343 | 1.7521 | 2.6317 | 0 | 44.1343 | 41.001 | 74.6735 | 0 | 12.5 | 0 | 0 | 2.6317 | 0 | 44.1343 | 41.001 | 74.6735 | 2.6317 | 5.2634 | 0.54797 | 0.74633
2018-03-23 15:00 | 3 | 14 | 6 | 0 | 1 | 0.46417 | 0.9406 | 1.8812 | 3.7134 | 25.1898 | 15.5798 | 17.0341 | 17.0341 | 47.3871 | 1.8812 | 1.8322 | 0 | 47.3871 | 28.5447 | 63.254 | 0 | 12.5 | 0 | 0 | 1.8322 | 0 | 47.3871 | 28.5447 | 63.254 | 1.8322 | 3.6643 | 0.46417 | 0.52688
2018-03-23 16:00 | 3 | 15 | 6 | 0 | 1 | 0.32909 | 1.0142 | 2.0284 | 2.6328 | 25.1898 | 15.5798 | 17.0341 | 17.0341 | 51.0939 | 2.0284 | 0.60439 | 0 | 51.0939 | 9.4163 | 44.8467 | 0 | 12.5 | 0 | 0 | 0.60439 | 0 | 51.0939 | 9.4163 | 44.8467 | 0.60439 | 1.2088 | 0.32909 | 0.43701
2018-03-23 17:00 | 3 | 16 | 6 | 0 | 1 | 0.15225 | 1.1302 | 2.2605 | 1.218 | 25.1898 | 15.5798 | 17.0341 | 17.0341 | 56.941 | 1.218 | 0 | 26.2599 | 30.6811 | 0 | 20.7476 | 0 | 12.5 | 1.0425 | 1.0425 | 0 | 0 | 56.941 | 0 | 20.7476 | 0 | 0 | 0.15225 | 0.20139
2018-03-23 18:00 | 3 | 17 | 6 | 0 | 1 | 0.0066923 | 1.1369 | 2.2737 | 0.053539 | 25.1898 | 15.5798 | 17.0341 | 17.0341 | 57.2743 | 0.053539 | 0 | 55.9257 | 1.3486 | 0 | 0.91198 | 0 | 11.3669 | 2.2202 | 2.2202 | 0 | 0 | 57.2743 | 0 | 0.91198 | 0 | 0 | 0.0066923 | 0.010906
2018-03-23 19:00 | 3 | 18 | 6 | 0 | 1 | 0 | 1.1367 | 2.2733 | 0 | 25.1898 | 15.5798 | 17.0341 | 17.0341 | 57.2644 | 0 | 0 | 57.2644 | 0 | 0 | 0 | 0 | 8.9536 | 2.2733 | 2.2733 | 0 | 0 | 57.2644 | 0 | 0 | 0 | 0 | 0 | 0
2018-03-23 20:00 | 3 | 19 | 6 | 0 | 0 | 0 | 1.106 | 2.212 | 0 | 16.5561 | 6.9461 | 17.0341 | 17.0341 | 36.6221 | 0 | 0 | 36.6221 | 0 | 0 | 0 | 0 | 6.4826 | 2.212 | 2.212 | 0 | 0 | 36.6221 | 0 | 0 | 0 | 0 | 0 | 0
2018-03-23 21:00 | 3 | 20 | 6 | 0 | 0 | 0 | 0.83257 | 1.6651 | 0 | 16.5561 | 6.9461 | 17.0341 | 17.0341 | 27.5683 | 0 | 0 | 27.5683 | 0 | 0 | 0 | 0 | 4.0783 | 1.6651 | 1.6651 | 0 | 0 | 27.5683 | 0 | 0 | 0 | 0 | 0 | 0
2018-03-23 22:00 | 3 | 21 | 6 | 0 | 0 | 0 | 0.61665 | 1.2333 | 0 | 16.5561 | 6.9461 | 17.0341 | 17.0341 | 20.4186 | 0 | 0 | 20.4186 | 0 | 0 | 0 | 0 | 2.2683 | 1.2333 | 1.2333 | 0 | 0 | 20.4186 | 0 | 0 | 0 | 0 | 0 | 0
2018-03-23 23:00 | 3 | 22 | 6 | 0 | 0 | 0 | 0.57236 | 1.1447 | 0 | 16.5561 | 6.9461 | 17.0341 | 17.0341 | 18.9522 | 0 | 0 | 18.9522 | 0 | 0 | 0 | 0 | 0.92779 | 1.1447 | 0.85357 | 0 | 4.8205 | 14.1317 | 0 | 0 | 0 | 0 | 0 | 0
2018-03-24 | 3 | 23 | 6 | 0 | 0 | 0 | 0.56588 | 1.1318 | 0 | 16.5561 | 6.9461 | 17.0341 | 17.0341 | 18.7374 | 0 | 0 | 18.7374 | 0 | 0 | 0 | 0 | 0 | 1.1318 | 0 | 0 | 18.7374 | 0 | 0 | 0 | 0 | 0 | 0 | 0
2018-03-24 01:00 | 3 | 0 | 7 | 0 | 0 | 0 | 0.56396 | 1.1279 | 0 | 16.5561 | 6.9461 | 17.0341 | 17.0341 | 18.6738 | 0 | 0 | 18.6738 | 0 | 0 | 0 | 0 | 0 | 1.1279 | 0 | 0 | 18.6738 | 0 | 0 | 0 | 0 | 0 | 0 | 0
2018-03-24 02:00 | 3 | 1 | 7 | 0 | 0 | 0 | 0.58758 | 1.1752 | 0 | 16.5561 | 6.9461 | 17.0341 | 17.0341 | 19.4561 | 0 | 0 | 19.4561 | 0 | 0 | 0 | 0 | 0 | 1.1752 | 0 | 0 | 19.4561 | 0 | 0 | 0 | 0 | 0 | 0 | 0
2018-03-24 03:00 | 3 | 2 | 7 | 0 | 0 | 0 | 0.60967 | 1.2193 | 0 | 16.5561 | 6.9461 | 17.0341 | 17.0341 | 20.1873 | 0 | 0 | 20.1873 | 0 | 0 | 0 | 0 | 0 | 1.2193 | 0 | 0 | 20.1873 | 0 | 0 | 0 | 0 | 0 | 0 | 0
2018-03-24 04:00 | 3 | 3 | 7 | 0 | 0 | 0 | 0.6367 | 1.2734 | 0 | 16.5561 | 6.9461 | 17.0341 | 17.0341 | 21.0825 | 0 | 0 | 21.0825 | 0 | 0 | 0 | 0 | 0 | 1.2734 | 0 | 0 | 21.0825 | 0 | 0 | 0 | 0 | 0 | 0 | 0
2018-03-24 05:00 | 3 | 4 | 7 | 0 | 0 | 0 | 0.73655 | 1.4731 | 0 | 16.5561 | 6.9461 | 17.0341 | 17.0341 | 24.3886 | 0 | 0 | 24.3886 | 0 | 0 | 0 | 0 | 0 | 1.4731 | 0 | 0 | 24.3886 | 0 | 0 | 0 | 0 | 0 | 0 | 0
2018-03-24 06:00 | 3 | 5 | 7 | 0 | 0 | 0 | 0.84848 | 1.697 | 0 | 16.5561 | 6.9461 | 17.0341 | 17.0341 | 28.0951 | 0 | 0 | 28.0951 | 0 | 0 | 0 | 0 | 0 | 1.697 | 0 | 0 | 28.0951 | 0 | 0 | 0 | 0 | 0 | 0 | 0
2018-03-24 07:00 | 3 | 6 | 7 | 0 | 0 | 0.019914 | 0.98675 | 1.9735 | 0.15931 | 16.5561 | 6.9461 | 17.0341 | 17.0341 | 32.6734 | 0.15931 | 0 | 30.0359 | 2.6375 | 0 | 2.7137 | 0 | 0 | 1.8142 | 0 | 0 | 30.0359 | 2.6375 | 0 | 2.7137 | 0 | 0 | 0.019914 | 0.040923
2018-03-24 08:00 | 3 | 7 | 7 | 0 | 0 | 0.16697 | 1.0284 | 2.0569 | 1.3358 | 16.5561 | 6.9461 | 17.0341 | 17.0341 | 34.0535 | 1.3358 | 0 | 11.9384 | 22.1152 | 0 | 22.7538 | 0 | 0 | 0.72109 | 0 | 0 | 11.9384 | 22.1152 | 0 | 22.7538 | 0 | 0 | 0.16697 | 0.237
2018-03-24 09:00 | 3 | 8 | 7 | 0 | 0 | 0.33206 | 0.94666 | 1.8933 | 2.6565 | 16.5561 | 6.9461 | 17.0341 | 17.0341 | 31.346 | 1.8933 | 0.76314 | 0 | 31.346 | 5.3008 | 45.2506 | 0.76314 | 0.76314 | 0 | 0 | 0 | 0 | 31.346 | 0 | 45.2506 | 0.76314 | 0 | 0.33206 | 0.27984
2018-03-24 10:00 | 3 | 9 | 7 | 0 | 0 | 0.4308 | 0.93991 | 1.8798 | 3.4464 | 16.5561 | 6.9461 | 17.0341 | 17.0341 | 31.1223 | 1.8798 | 1.5666 | 0 | 31.1223 | 10.8817 | 58.7066 | 1.5666 | 2.3297 | 0 | 0 | 0 | 0 | 31.1223 | 0 | 58.7066 | 1.5666 | 0 | 0.4308 | 0.33493
2018-03-24 11:00 | 3 | 10 | 7 | 0 | 0 | 0.4751 | 0.8748 | 1.7496 | 3.8008 | 16.5561 | 6.9461 | 17.0341 | 17.0341 | 28.9664 | 1.7496 | 2.0512 | 0 | 28.9664 | 14.248 | 64.7436 | 2.0512 | 4.381 | 0 | 0 | 0 | 0 | 28.9664 | 0 | 64.7436 | 2.0512 | 0 | 0.4751 | 0.57494
2018-03-24 12:00 | 3 | 11 | 7 | 0 | 1 | 0.54019 | 0.83199 | 1.664 | 4.3215 | 25.1898 | 15.5798 | 17.0341 | 17.0341 | 41.9153 | 1.664 | 2.6575 | 0 | 41.9153 | 41.404 | 73.6135 | 2.6575 | 7.0385 | 0 | 0 | 0 | 0 | 41.9153 | 0 | 73.6135 | 2.6575 | 0 | 0.54019 | 0.65322
2018-03-24 13:00 | 3 | 12 | 7 | 0 | 1 | 0.45685 | 0.86071 | 1.7214 | 3.6548 | 25.1898 | 15.5798 | 17.0341 | 17.0341 | 43.3623 | 1.7214 | 1.9334 | 0 | 43.3623 | 30.1219 | 62.2568 | 1.9334 | 8.9719 | 0 | 0 | 0 | 0 | 43.3623 | 0 | 62.2568 | 1.9334 | 0 | 0.45685 | 0.50575
2018-03-24 14:00 | 3 | 13 | 7 | 0 | 1 | 0.19257 | 0.93037 | 1.8607 | 1.5406 | 25.1898 | 15.5798 | 17.0341 | 17.0341 | 46.8716 | 1.5406 | 0 | 8.0653 | 38.8063 | 0 | 26.2421 | 0 | 8.9719 | 0.32018 | 0.32018 | 0 | 0 | 46.8716 | 0 | 26.2421 | 0 | 0 | 0.19257 | 0.23422
2018-03-24 15:00 | 3 | 14 | 7 | 0 | 1 | 0.13419 | 0.94641 | 1.8928 | 1.0735 | 25.1898 | 15.5798 | 17.0341 | 17.0341 | 47.6798 | 1.0735 | 0 | 20.6383 | 27.0415 | 0 | 18.2864 | 0 | 8.6239 | 0.81931 | 0.81931 | 0 | 0 | 47.6798 | 0 | 18.2864 | 0 | 0 | 0.13419 | 0.24675
2018-03-24 16:00 | 3 | 15 | 7 | 0 | 1 | 0.26916 | 1.0224 | 2.0448 | 2.1533 | 25.1898 | 15.5798 | 17.0341 | 17.0341 | 51.5072 | 2.0448 | 0.10854 | 0 | 51.5072 | 1.6911 | 36.6798 | 0.10854 | 7.8419 | 0 | 0 | 0 | 0 | 51.5072 | 0 | 36.6798 | 0.10854 | 0 | 0.26916 | 0.14506
2018-03-24 17:00 | 3 | 16 | 7 | 0 | 1 | 0.089498 | 1.1622 | 2.3245 | 0.71598 | 25.1898 | 15.5798 | 17.0341 | 17.0341 | 58.5534 | 0.71598 | 0 | 40.5179 | 18.0354 | 0 | 12.1962 | 0 | 7.8419 | 1.6085 | 1.6085 | 0 | 0 | 58.5534 | 0 | 12.1962 | 0 | 0 | 0.089498 | 0.089262
2018-03-24 18:00 | 3 | 17 | 7 | 0 | 1 | 0.0059193 | 1.2254 | 2.4508 | 0.047354 | 25.1898 | 15.5798 | 17.0341 | 17.0341 | 61.7346 | 0.047354 | 0 | 60.5418 | 1.1928 | 0 | 0.80663 | 0 | 6.0935 | 2.4034 | 2.4034 | 0 | 0 | 61.7346 | 0 | 0.80663 | 0 | 0 | 0.0059193 | 0.003467
2018-03-24 19:00 | 3 | 18 | 7 | 0 | 1 | 0 | 1.1589 | 2.3178 | 0 | 25.1898 | 15.5798 | 17.0341 | 17.0341 | 58.3851 | 0 | 0 | 58.3851 | 0 | 0 | 0 | 0 | 3.4811 | 2.3178 | 2.3178 | 0 | 0 | 58.3851 | 0 | 0 | 0 | 0 | 0 | 0
2018-03-24 20:00 | 3 | 19 | 7 | 0 | 0 | 0 | 1.0657 | 2.1314 | 0 | 16.5561 | 6.9461 | 17.0341 | 17.0341 | 35.2882 | 0 | 0 | 35.2882 | 0 | 0 | 0 | 0 | 0.9617 | 2.1314 | 0.88476 | 0 | 20.64 | 14.6482 | 0 | 0 | 0 | 0 | 0 | 0
2018-03-24 21:00 | 3 | 20 | 7 | 0 | 0 | 0 | 0.79347 | 1.5869 | 0 | 16.5561 | 6.9461 | 17.0341 | 17.0341 | 26.2734 | 0 | 0 | 26.2734 | 0 | 0 | 0 | 0 | 0 | 1.5869 | 0 | 0 | 26.2734 | 0 | 0 | 0 | 0 | 0 | 0 | 0
2018-03-24 22:00 | 3 | 21 | 7 | 0 | 0 | 0 | 0.61708 | 1.2342 | 0 | 16.5561 | 6.9461 | 17.0341 | 17.0341 | 20.433 | 0 | 0 | 20.433 | 0 | 0 | 0 | 0 | 0 | 1.2342 | 0 | 0 | 20.433 | 0 | 0 | 0 | 0 | 0 | 0 | 0
2018-03-24 23:00 | 3 | 22 | 7 | 0 | 0 | 0 | 0.51837 | 1.0367 | 0 | 16.5561 | 6.9461 | 17.0341 | 17.0341 | 17.1644 | 0 | 0 | 17.1644 | 0 | 0 | 0 | 0 | 0 | 1.0367 | 0 | 0 | 17.1644 | 0 | 0 | 0 | 0 | 0 | 0 | 0
2018-03-25 | 3 | 23 | 7 | 0 | 0 | 0 | 0.49675 | 0.99351 | 0 | 16.5561 | 6.9461 | 17.0341 | 17.0341 | 16.4486 | 0 | 0 | 16.4486 | 0 | 0 | 0 | 0 | 0 | 0.99351 | 0 | 0 | 16.4486 | 0 | 0 | 0 | 0 | 0 | 0 | 0
2018-03-25 01:00 | 3 | 0 | 1 | 0 | 0 | 0 | 0.46744 | 0.93488 | 0 | 16.5561 | 6.9461 | 17.0341 | 17.0341 | 15.478 | 0 | 0 | 15.478 | 0 | 0 | 0 | 0 | 0 | 0.93488 | 0 | 0 | 15.478 | 0 | 0 | 0 | 0 | 0 | 0 | 0
2018-03-25 02:00 | 3 | 1 | 1 | 0 | 0 | 0 | 0.49955 | 0.9991 | 0 | 16.5561 | 6.9461 | 17.0341 | 17.0341 | 16.5412 | 0 | 0 | 16.5412 | 0 | 0 | 0 | 0 | 0 | 0.9991 | 0 | 0 | 16.5412 | 0 | 0 | 0 | 0 | 0 | 0 | 0
2018-03-25 03:00 | 3 | 2 | 1 | 0 | 0 | 0 | 0.50968 | 1.0194 | 0 | 16.5561 | 6.9461 | 17.0341 | 17.0341 | 16.8765 | 0 | 0 | 16.8765 | 0 | 0 | 0 | 0 | 0 | 1.0194 | 0 | 0 | 16.8765 | 0 | 0 | 0 | 0 | 0 | 0 | 0
2018-03-25 04:00 | 3 | 3 | 1 | 0 | 0 | 0 | 0.5562 | 1.1124 | 0 | 16.5561 | 6.9461 | 17.0341 | 17.0341 | 18.4168 | 0 | 0 | 18.4168 | 0 | 0 | 0 | 0 | 0 | 1.1124 | 0 | 0 | 18.4168 | 0 | 0 | 0 | 0 | 0 | 0 | 0
2018-03-25 05:00 | 3 | 4 | 1 | 0 | 0 | 0 | 0.6486 | 1.2972 | 0 | 16.5561 | 6.9461 | 17.0341 | 17.0341 | 21.4767 | 0 | 0 | 21.4767 | 0 | 0 | 0 | 0 | 0 | 1.2972 | 0 | 0 | 21.4767 | 0 | 0 | 0 | 0 | 0 | 0 | 0
2018-03-25 06:00 | 3 | 5 | 1 | 0 | 0 | 0 | 0.76157 | 1.5231 | 0 | 16.5561 | 6.9461 | 17.0341 | 17.0341 | 25.2171 | 0 | 0 | 25.2171 | 0 | 0 | 0 | 0 | 0 | 1.5231 | 0 | 0 | 25.2171 | 0 | 0 | 0 | 0 | 0 | 0 | 0
2018-03-25 07:00 | 3 | 6 | 1 | 0 | 0 | 0.090901 | 0.95082 | 1.9016 | 0.72721 | 16.5561 | 6.9461 | 17.0341 | 17.0341 | 31.4835 | 0.72721 | 0 | 19.4439 | 12.0397 | 0 | 12.3873 | 0 | 0 | 1.1744 | 0 | 0 | 19.4439 | 12.0397 | 0 | 12.3873 | 0 | 0 | 0.090901 | 0.12331
2018-03-25 08:00 | 3 | 7 | 1 | 0 | 0 | 0.043717 | 0.99902 | 1.998 | 0.34973 | 16.5561 | 6.9461 | 17.0341 | 17.0341 | 33.0797 | 0.34973 | 0 | 27.2894 | 5.7902 | 0 | 5.9574 | 0 | 0 | 1.6483 | 0 | 0 | 27.2894 | 5.7902 | 0 | 5.9574 | 0 | 0 | 0.043717 | 0.3707
2018-03-25 09:00 | 3 | 8 | 1 | 0 | 0 | 0.012621 | 0.9434 | 1.8868 | 0.10097 | 16.5561 | 6.9461 | 17.0341 | 17.0341 | 31.238 | 0.10097 | 0 | 29.5663 | 1.6717 | 0 | 1.72 | 0 | 0 | 1.7858 | 0 | 0 | 29.5663 | 1.6717 | 0 | 1.72 | 0 | 0 | 0.012621 | 0.4697
2018-03-25 10:00 | 3 | 9 | 1 | 0 | 0 | 0.025427 | 0.92823 | 1.8565 | 0.20341 | 16.5561 | 6.9461 | 17.0341 | 17.0341 | 30.7355 | 0.20341 | 0 | 27.3678 | 3.3677 | 0 | 3.465 | 0 | 0 | 1.653 | 0 | 0 | 27.3678 | 3.3677 | 0 | 3.465 | 0 | 0 | 0.025427 | 0.72345
2018-03-25 11:00 | 3 | 10 | 1 | 0 | 0 | 0.042522 | 0.94975 | 1.8995 | 0.34017 | 16.5561 | 6.9461 | 17.0341 | 17.0341 | 31.4482 | 0.34017 | 0 | 25.8163 | 5.6319 | 0 | 5.7946 | 0 | 0 | 1.5593 | 0 | 0 | 25.8163 | 5.6319 | 0 | 5.7946 | 0 | 0 | 0.042522 | 0.63438
2018-03-25 12:00 | 3 | 11 | 1 | 0 | 1 | 0.052972 | 0.86791 | 1.7358 | 0.42377 | 25.1898 | 15.5798 | 17.0341 | 17.0341 | 43.7251 | 0.42377 | 0 | 33.0503 | 10.6748 | 0 | 7.2186 | 0 | 0 | 1.3121 | 0 | 0 | 33.0503 | 10.6748 | 0 | 7.2186 | 0 | 0 | 0.052972 | 0.69082
2018-03-25 13:00 | 3 | 12 | 1 | 0 | 1 | 0.22381 | 0.88602 | 1.772 | 1.7905 | 25.1898 | 15.5798 | 17.0341 | 17.0341 | 44.6372 | 1.772 | 0.018483 | 0 | 44.6372 | 0.28796 | 30.5 | 0.018483 | 0.018483 | 0 | 0 | 0 | 0 | 44.6372 | 0 | 30.5 | 0.018483 | 0 | 0.22381 | 0.69347
2018-03-25 14:00 | 3 | 13 | 1 | 0 | 1 | 0.26201 | 0.89933 | 1.7987 | 2.0961 | 25.1898 | 15.5798 | 17.0341 | 17.0341 | 45.3078 | 1.7987 | 0.29741 | 0 | 45.3078 | 4.6336 | 35.7048 | 0.29741 | 0.31589 | 0 | 0 | 0 | 0 | 45.3078 | 0 | 35.7048 | 0.29741 | 0 | 0.26201 | 0.7326
2018-03-25 15:00 | 3 | 14 | 1 | 0 | 1 | 0.20663 | 0.99574 | 1.9915 | 1.6531 | 25.1898 | 15.5798 | 17.0341 | 17.0341 | 50.1651 | 1.6531 | 0 | 8.5249 | 41.6403 | 0 | 28.1585 | 0 | 0.31589 | 0.33843 | 0.29062 | 0 | 1.2041 | 48.961 | 0 | 28.1585 | 0 | 0 | 0.20663 | 0.48915
2018-03-25 16:00 | 3 | 15 | 1 | 0 | 1 | 0.25081 | 1.108 | 2.216 | 2.0065 | 25.1898 | 15.5798 | 17.0341 | 17.0341 | 55.8206 | 2.0065 | 0 | 5.2771 | 50.5435 | 0 | 34.1792 | 0 | 0 | 0.20949 | 0 | 0 | 5.2771 | 50.5435 | 0 | 34.1792 | 0 | 0 | 0.25081 | 0.36234
2018-03-25 17:00 | 3 | 16 | 1 | 0 | 1 | 0.10042 | 1.1099 | 2.2198 | 0.80333 | 25.1898 | 15.5798 | 17.0341 | 17.0341 | 55.9157 | 0.80333 | 0 | 35.6801 | 20.2356 | 0 | 13.684 | 0 | 0 | 1.4165 | 0 | 0 | 35.6801 | 20.2356 | 0 | 13.684 | 0 | 0 | 0.10042 | 0.15316
2018-03-25 18:00 | 3 | 17 | 1 | 0 | 1 | 0.0061488 | 1.1034 | 2.2068 | 0.049191 | 25.1898 | 15.5798 | 17.0341 | 17.0341 | 55.5885 | 0.049191 | 0 | 54.3494 | 1.2391 | 0 | 0.83792 | 0 | 0 | 2.1576 | 0 | 0 | 54.3494 | 1.2391 | 0 | 0.83792 | 0 | 0 | 0.0061488 | 0.008651
2018-03-25 19:00 | 3 | 18 | 1 | 0 | 1 | 0 | 1.1672 | 2.3345 | 0 | 25.1898 | 15.5798 | 17.0341 | 17.0341 | 58.805 | 0 | 0 | 58.805 | 0 | 0 | 0 | 0 | 0 | 2.3345 | 0 | 0 | 58.805 | 0 | 0 | 0 | 0 | 0 | 0 | 0
2018-03-25 20:00 | 3 | 19 | 1 | 0 | 0 | 0 | 1.1239 | 2.2477 | 0 | 16.5561 | 6.9461 | 17.0341 | 17.0341 | 37.2133 | 0 | 0 | 37.2133 | 0 | 0 | 0 | 0 | 0 | 2.2477 | 0 | 0 | 37.2133 | 0 | 0 | 0 | 0 | 0 | 0 | 0
2018-03-25 21:00 | 3 | 20 | 1 | 0 | 0 | 0 | 0.94452 | 1.889 | 0 | 16.5561 | 6.9461 | 17.0341 | 17.0341 | 31.2749 | 0 | 0 | 31.2749 | 0 | 0 | 0 | 0 | 0 | 1.889 | 0 | 0 | 31.2749 | 0 | 0 | 0 | 0 | 0 | 0 | 0
2018-03-25 22:00 | 3 | 21 | 1 | 0 | 0 | 0 | 0.69209 | 1.3842 | 0 | 16.5561 | 6.9461 | 17.0341 | 17.0341 | 22.9164 | 0 | 0 | 22.9164 | 0 | 0 | 0 | 0 | 0 | 1.3842 | 0 | 0 | 22.9164 | 0 | 0 | 0 | 0 | 0 | 0 | 0
2018-03-25 23:00 | 3 | 22 | 1 | 0 | 0 | 0 | 0.62465 | 1.2493 | 0 | 16.5561 | 6.9461 | 17.0341 | 17.0341 | 20.6835 | 0 | 0 | 20.6835 | 0 | 0 | 0 | 0 | 0 | 1.2493 | 0 | 0 | 20.6835 | 0 | 0 | 0 | 0 | 0 | 0 | 0
2018-03-26 | 3 | 23 | 1 | 0 | 0 | 0 | 0.57813 | 1.1563 | 0 | 16.5561 | 6.9461 | 17.0341 | 17.0341 | 19.143 | 0 | 0 | 19.143 | 0 | 0 | 0 | 0 | 0 | 1.1563 | 0 | 0 | 19.143 | 0 | 0 | 0 | 0 | 0 | 0 | 0
2018-03-26 01:00 | 3 | 0 | 2 | 0 | 0 | 0 | 0.56218 | 1.1244 | 0 | 16.5561 | 6.9461 | 17.0341 | 17.0341 | 18.6149 | 0 | 0 | 18.6149 | 0 | 0 | 0 | 0 | 0 | 1.1244 | 0 | 0 | 18.6149 | 0 | 0 | 0 | 0 | 0 | 0 | 0
2018-03-26 02:00 | 3 | 1 | 2 | 0 | 0 | 0 | 0.59561 | 1.1912 | 0 | 16.5561 | 6.9461 | 17.0341 | 17.0341 | 19.7221 | 0 | 0 | 19.7221 | 0 | 0 | 0 | 0 | 0 | 1.1912 | 0 | 0 | 19.7221 | 0 | 0 | 0 | 0 | 0 | 0 | 0
2018-03-26 03:00 | 3 | 2 | 2 | 0 | 0 | 0 | 0.63136 | 1.2627 | 0 | 16.5561 | 6.9461 | 17.0341 | 17.0341 | 20.9058 | 0 | 0 | 20.9058 | 0 | 0 | 0 | 0 | 0 | 1.2627 | 0 | 0 | 20.9058 | 0 | 0 | 0 | 0 | 0 | 0 | 0
2018-03-26 04:00 | 3 | 3 | 2 | 0 | 0 | 0 | 0.71907 | 1.4381 | 0 | 16.5561 | 6.9461 | 17.0341 | 17.0341 | 23.81 | 0 | 0 | 23.81 | 0 | 0 | 0 | 0 | 0 | 1.4381 | 0 | 0 | 23.81 | 0 | 0 | 0 | 0 | 0 | 0 | 0
2018-03-26 05:00 | 3 | 4 | 2 | 0 | 0 | 0 | 0.90133 | 1.8027 | 0 | 16.5561 | 6.9461 | 17.0341 | 17.0341 | 29.845 | 0 | 0 | 29.845 | 0 | 0 | 0 | 0 | 0 | 1.8027 | 0 | 0 | 29.845 | 0 | 0 | 0 | 0 | 0 | 0 | 0
2018-03-26 06:00 | 3 | 5 | 2 | 0 | 0 | 0 | 1.0406 | 2.0812 | 0 | 16.5561 | 6.9461 | 17.0341 | 17.0341 | 34.457 | 0 | 0 | 34.457 | 0 | 0 | 0 | 0 | 0 | 2.0812 | 0 | 0 | 34.457 | 0 | 0 | 0 | 0 | 0 | 0 | 0.00017367
2018-03-26 07:00 | 3 | 6 | 2 | 0 | 0 | 0.011871 | 1.0029 | 2.0059 | 0.094968 | 16.5561 | 6.9461 | 17.0341 | 17.0341 | 33.2094 | 0.094968 | 0 | 31.6371 | 1.5723 | 0 | 1.6177 | 0 | 0 | 1.9109 | 0 | 0 | 31.6371 | 1.5723 | 0 | 1.6177 | 0 | 0 | 0.011871 | 0.12174
2018-03-26 08:00 | 3 | 7 | 2 | 0 | 0 | 0.024222 | 0.95193 | 1.9039 | 0.19378 | 16.5561 | 6.9461 | 17.0341 | 17.0341 | 31.5203 | 0.19378 | 0 | 28.3121 | 3.2082 | 0 | 3.3008 | 0 | 0 | 1.7101 | 0 | 0 | 28.3121 | 3.2082 | 0 | 3.3008 | 0 | 0 | 0.024222 | 0.30013
2018-03-26 09:00 | 3 | 8 | 2 | 0 | 0 | 0.046882 | 0.93465 | 1.8693 | 0.37506 | 16.5561 | 6.9461 | 17.0341 | 17.0341 | 30.9482 | 0.37506 | 0 | 24.7387 | 6.2095 | 0 | 6.3888 | 0 | 0 | 1.4942 | 0 | 0 | 24.7387 | 6.2095 | 0 | 6.3888 | 0 | 0 | 0.046882 | 0.53284
2018-03-26 10:00 | 3 | 9 | 2 | 0 | 0 | 0.13117 | 0.86832 | 1.7366 | 1.0494 | 16.5561 | 6.9461 | 17.0341 | 17.0341 | 28.7518 | 1.0494 | 0 | 11.3784 | 17.3734 | 0 | 17.8751 | 0 | 0 | 0.68727 | 0 | 0 | 11.3784 | 17.3734 | 0 | 17.8751 | 0 | 0 | 0.13117 | 0.66565
2018-03-26 11:00 | 3 | 10 | 2 | 0 | 0 | 0.45323 | 0.80399 | 1.608 | 3.6258 | 16.5561 | 6.9461 | 17.0341 | 17.0341 | 26.6218 | 1.608 | 2.0178 | 0 | 26.6218 | 14.016 | 61.7625 | 2.0178 | 2.0178 | 0 | 0 | 0 | 0 | 26.6218 | 0 | 61.7625 | 2.0178 | 0 | 0.45323 | 0.68457
2018-03-26 12:00 | 3 | 11 | 2 | 0 | 1 | 0.37747 | 0.74475 | 1.4895 | 3.0197 | 25.1898 | 15.5798 | 17.0341 | 17.0341 | 37.5201 | 1.4895 | 1.5302 | 0 | 37.5201 | 23.8407 | 51.4386 | 1.5302 | 3.5481 | 0 | 0 | 0 | 0 | 37.5201 | 0 | 51.4386 | 1.5302 | 0 | 0.37747 | 0.72628
2018-03-26 13:00 | 3 | 12 | 2 | 0 | 1 | 0.43684 | 0.7718 | 1.5436 | 3.4947 | 25.1898 | 15.5798 | 17.0341 | 17.0341 | 38.8831 | 1.5436 | 1.9511 | 0 | 38.8831 | 30.3976 | 59.5293 | 1.9511 | 5.4992 | 0 | 0 | 0 | 0 | 38.8831 | 0 | 59.5293 | 1.9511 | 0 | 0.43684 | 0.62852
2018-03-26 14:00 | 3 | 13 | 2 | 0 | 1 | 0.6411 | 0.76446 | 1.5289 | 5.1288 | 25.1898 | 15.5798 | 17.0341 | 17.0341 | 38.5129 | 1.5289 | 3.5999 | 0 | 38.5129 | 56.085 | 87.3642 | 3.5999 | 9.099 | 0 | 0 | 0 | 0 | 38.5129 | 0 | 87.3642 | 3.5999 | 0 | 0.6411 | 0.56849
2018-03-26 15:00 | 3 | 14 | 2 | 0 | 1 | 0.53279 | 0.81134 | 1.6227 | 4.2623 | 25.1898 | 15.5798 | 17.0341 | 17.0341 | 40.8751 | 1.6227 | 2.6396 | 0 | 40.8751 | 41.1244 | 72.6044 | 2.6396 | 11.7386 | 0 | 0 | 0 | 0 | 40.8751 | 0 | 72.6044 | 2.6396 | 0 | 0.53279 | 0.4792
2018-03-26 16:00 | 3 | 15 | 2 | 0 | 1 | 0.1527 | 0.94935 | 1.8987 | 1.2216 | 25.1898 | 15.5798 | 17.0341 | 17.0341 | 47.8278 | 1.2216 | 0 | 17.0554 | 30.7724 | 0 | 20.8093 | 0 | 11.7386 | 0.67708 | 0.67708 | 0 | 0 | 47.8278 | 0 | 20.8093 | 0 | 0 | 0.1527 | 0.42304
2018-03-26 17:00 | 3 | 16 | 2 | 0 | 1 | 0.080443 | 1.0776 | 2.1553 | 0.64355 | 25.1898 | 15.5798 | 17.0341 | 17.0341 | 54.2903 | 0.64355 | 0 | 38.0795 | 16.2108 | 0 | 10.9623 | 0 | 11.0027 | 1.5117 | 1.5117 | 0 | 0 | 54.2903 | 0 | 10.9623 | 0 | 0 | 0.080443 | 0.19965
2018-03-26 18:00 | 3 | 17 | 2 | 0 | 1 | 0.010326 | 1.0895 | 2.1789 | 0.08261 | 25.1898 | 15.5798 | 17.0341 | 17.0341 | 54.8867 | 0.08261 | 0 | 52.8058 | 2.0809 | 0 | 1.4072 | 0 | 9.3595 | 2.0963 | 2.0963 | 0 | 0 | 54.8867 | 0 | 1.4072 | 0 | 0 | 0.010326 | 0.012585
2018-03-26 19:00 | 3 | 18 | 2 | 0 | 1 | 0 | 1.1958 | 2.3917 | 0 | 25.1898 | 15.5798 | 17.0341 | 17.0341 | 60.2459 | 0 | 0 | 60.2459 | 0 | 0 | 0 | 0 | 7.0809 | 2.3917 | 2.3917 | 0 | 0 | 60.2459 | 0 | 0 | 0 | 0 | 0 | 0
2018-03-26 20:00 | 3 | 19 | 2 | 0 | 0 | 0 | 1.1241 | 2.2482 | 0 | 16.5561 | 6.9461 | 17.0341 | 17.0341 | 37.2211 | 0 | 0 | 37.2211 | 0 | 0 | 0 | 0 | 4.4812 | 2.2482 | 2.2482 | 0 | 0 | 37.2211 | 0 | 0 | 0 | 0 | 0 | 0
2018-03-26 21:00 | 3 | 20 | 2 | 0 | 0 | 0 | 0.85578 | 1.7116 | 0 | 16.5561 | 6.9461 | 17.0341 | 17.0341 | 28.3366 | 0 | 0 | 28.3366 | 0 | 0 | 0 | 0 | 2.0376 | 1.7116 | 1.7116 | 0 | 0 | 28.3366 | 0 | 0 | 0 | 0 | 0 | 0
2018-03-26 22:00 | 3 | 21 | 2 | 0 | 0 | 0 | 0.66852 | 1.337 | 0 | 16.5561 | 6.9461 | 17.0341 | 17.0341 | 22.136 | 0 | 0 | 22.136 | 0 | 0 | 0 | 0 | 0.17716 | 1.337 | 0.16299 | 0 | 19.4375 | 2.6985 | 0 | 0 | 0 | 0 | 0 | 0
2018-03-26 23:00 | 3 | 22 | 2 | 0 | 0 | 0 | 0.61285 | 1.2257 | 0 | 16.5561 | 6.9461 | 17.0341 | 17.0341 | 20.2929 | 0 | 0 | 20.2929 | 0 | 0 | 0 | 0 | 0 | 1.2257 | 0 | 0 | 20.2929 | 0 | 0 | 0 | 0 | 0 | 0 | 0
2018-03-27 | 3 | 23 | 2 | 0 | 0 | 0 | 0.54492 | 1.0898 | 0 | 16.5561 | 6.9461 | 17.0341 | 17.0341 | 18.0434 | 0 | 0 | 18.0434 | 0 | 0 | 0 | 0 | 0 | 1.0898 | 0 | 0 | 18.0434 | 0 | 0 | 0 | 0 | 0 | 0 | 0
2018-03-27 01:00 | 3 | 0 | 3 | 0 | 0 | 0 | 0.51378 | 1.0276 | 0 | 16.5561 | 6.9461 | 17.0341 | 17.0341 | 17.0122 | 0 | 0 | 17.0122 | 0 | 0 | 0 | 0 | 0 | 1.0276 | 0 | 0 | 17.0122 | 0 | 0 | 0 | 0 | 0 | 0 | 0
2018-03-27 02:00 | 3 | 1 | 3 | 0 | 0 | 0 | 0.53213 | 1.0643 | 0 | 16.5561 | 6.9461 | 17.0341 | 17.0341 | 17.6198 | 0 | 0 | 17.6198 | 0 | 0 | 0 | 0 | 0 | 1.0643 | 0 | 0 | 17.6198 | 0 | 0 | 0 | 0 | 0 | 0 | 0
2018-03-27 03:00 | 3 | 2 | 3 | 0 | 0 | 0 | 0.54039 | 1.0808 | 0 | 16.5561 | 6.9461 | 17.0341 | 17.0341 | 17.8934 | 0 | 0 | 17.8934 | 0 | 0 | 0 | 0 | 0 | 1.0808 | 0 | 0 | 17.8934 | 0 | 0 | 0 | 0 | 0 | 0 | 0
2018-03-27 04:00 | 3 | 3 | 3 | 0 | 0 | 0 | 0.59826 | 1.1965 | 0 | 16.5561 | 6.9461 | 17.0341 | 17.0341 | 19.8095 | 0 | 0 | 19.8095 | 0 | 0 | 0 | 0 | 0 | 1.1965 | 0 | 0 | 19.8095 | 0 | 0 | 0 | 0 | 0 | 0 | 0
2018-03-27 05:00 | 3 | 4 | 3 | 0 | 0 | 0 | 0.83586 | 1.6717 | 0 | 16.5561 | 6.9461 | 17.0341 | 17.0341 | 27.6769 | 0 | 0 | 27.6769 | 0 | 0 | 0 | 0 | 0 | 1.6717 | 0 | 0 | 27.6769 | 0 | 0 | 0 | 0 | 0 | 0 | 0
2018-03-27 06:00 | 3 | 5 | 3 | 0 | 0 | 0 | 0.94427 | 1.8885 | 0 | 16.5561 | 6.9461 | 17.0341 | 17.0341 | 31.2668 | 0 | 0 | 31.2668 | 0 | 0 | 0 | 0 | 0 | 1.8885 | 0 | 0 | 31.2668 | 0 | 0 | 0 | 0 | 0 | 0 | 0.0010467
2018-03-27 07:00 | 3 | 6 | 3 | 0 | 0 | 0.10615 | 0.96748 | 1.935 | 0.84917 | 16.5561 | 6.9461 | 17.0341 | 17.0341 | 32.0353 | 0.84917 | 0 | 17.9764 | 14.0589 | 0 | 14.4649 | 0 | 0 | 1.0858 | 0 | 0 | 17.9764 | 14.0589 | 0 | 14.4649 | 0 | 0 | 0.10615 | 0.1222
2018-03-27 08:00 | 3 | 7 | 3 | 0 | 0 | 0.30504 | 0.97501 | 1.95 | 2.4403 | 16.5561 | 6.9461 | 17.0341 | 17.0341 | 32.2846 | 1.95 | 0.49033 | 0 | 32.2846 | 3.4058 | 41.5692 | 0.49033 | 0.49033 | 0 | 0 | 0 | 0 | 32.2846 | 0 | 41.5692 | 0.49033 | 0 | 0.30504 | 0.33504
2018-03-27 09:00 | 3 | 8 | 3 | 0 | 0 | 0.47314 | 0.93528 | 1.8706 | 3.7851 | 16.5561 | 6.9461 | 17.0341 | 17.0341 | 30.9691 | 1.8706 | 1.9145 | 0 | 30.9691 | 13.2985 | 64.4757 | 1.9145 | 2.4049 | 0 | 0 | 0 | 0 | 30.9691 | 0 | 64.4757 | 1.9145 | 0 | 0.47314 | 0.54514
2018-03-27 10:00 | 3 | 9 | 3 | 0 | 0 | 0.59427 | 0.9694 | 1.9388 | 4.7542 | 16.5561 | 6.9461 | 17.0341 | 17.0341 | 32.0989 | 1.9388 | 2.8154 | 0 | 32.0989 | 19.5558 | 80.9833 | 2.8154 | 5.2202 | 0 | 0 | 0 | 0 | 32.0989 | 0 | 80.9833 | 2.8154 | 0 | 0.59427 | 0.68442
2018-03-27 11:00 | 3 | 10 | 3 | 0 | 0 | 0.66793 | 0.8794 | 1.7588 | 5.3434 | 16.5561 | 6.9461 | 17.0341 | 17.0341 | 29.1189 | 1.7588 | 3.5846 | 0 | 29.1189 | 24.8991 | 91.0209 | 3.5846 | 8.8049 | 0 | 0 | 0 | 0 | 29.1189 | 0 | 91.0209 | 3.5846 | 0 | 0.66793 | 0.69876
2018-03-27 12:00 | 3 | 11 | 3 | 0 | 1 | 0.11471 | 0.82725 | 1.6545 | 0.91767 | 25.1898 | 15.5798 | 17.0341 | 17.0341 | 41.6766 | 0.91767 | 0 | 18.5607 | 23.1159 | 0 | 15.6318 | 0 | 8.8049 | 0.73684 | 0.73684 | 0 | 0 | 41.6766 | 0 | 15.6318 | 0 | 0 | 0.11471 | 0.70224
2018-03-27 13:00 | 3 | 12 | 3 | 0 | 1 | 0.3302 | 0.78084 | 1.5617 | 2.6416 | 25.1898 | 15.5798 | 17.0341 | 17.0341 | 39.3386 | 1.5617 | 1.0799 | 0 | 39.3386 | 16.8246 | 44.9973 | 1.0799 | 9.0839 | 0 | 0 | 0 | 0 | 39.3386 | 0 | 44.9973 | 1.0799 | 0 | 0.3302 | 0.70151
2018-03-27 14:00 | 3 | 13 | 3 | 0 | 1 | 0.038443 | 0.76068 | 1.5214 | 0.30755 | 25.1898 | 15.5798 | 17.0341 | 17.0341 | 38.3225 | 0.30755 | 0 | 30.5754 | 7.747 | 0 | 5.2388 | 0 | 9.0839 | 1.2138 | 1.2138 | 0 | 0 | 38.3225 | 0 | 5.2388 | 0 | 0 | 0.038443 | 0.6283
2018-03-27 15:00 | 3 | 14 | 3 | 0 | 1 | 0.12873 | 0.80702 | 1.614 | 1.0299 | 25.1898 | 15.5798 | 17.0341 | 17.0341 | 40.6571 | 1.0299 | 0 | 14.7153 | 25.9418 | 0 | 17.5427 | 0 | 7.7645 | 0.58418 | 0.58418 | 0 | 0 | 40.6571 | 0 | 17.5427 | 0 | 0 | 0.12873 | 0.47506
2018-03-27 16:00 | 3 | 15 | 3 | 0 | 1 | 0.10539 | 0.90342 | 1.8068 | 0.84309 | 25.1898 | 15.5798 | 17.0341 | 17.0341 | 45.5136 | 0.84309 | 0 | 24.2765 | 21.2372 | 0 | 14.3613 | 0 | 7.1295 | 0.96374 | 0.96374 | 0 | 0 | 45.5136 | 0 | 14.3613 | 0 | 0 | 0.10539 | 0.34866
2018-03-27 17:00 | 3 | 16 | 3 | 0 | 1 | 0.14066 | 1.0585 | 2.1171 | 1.1253 | 25.1898 | 15.5798 | 17.0341 | 17.0341 | 53.328 | 1.1253 | 0 | 24.9831 | 28.3449 | 0 | 19.1678 | 0 | 6.082 | 0.9918 | 0.9918 | 0 | 0 | 53.328 | 0 | 19.1678 | 0 | 0 | 0.14066 | 0.15733
2018-03-27 18:00 | 3 | 17 | 3 | 0 | 1 | 0.011496 | 1.1519 | 2.3037 | 0.091971 | 25.1898 | 15.5798 | 17.0341 | 17.0341 | 58.0298 | 0.091971 | 0 | 55.7131 | 2.3167 | 0 | 1.5667 | 0 | 5.0039 | 2.2117 | 2.2117 | 0 | 0 | 58.0298 | 0 | 1.5667 | 0 | 0 | 0.011496 | 0.010602
2018-03-27 19:00 | 3 | 18 | 3 | 0 | 1 | 0 | 1.1883 | 2.3765 | 0 | 25.1898 | 15.5798 | 17.0341 | 17.0341 | 59.8635 | 0 | 0 | 59.8635 | 0 | 0 | 0 | 0 | 2.5999 | 2.3765 | 2.3765 | 0 | 0 | 59.8635 | 0 | 0 | 0 | 0 | 0 | 0
2018-03-27 20:00 | 3 | 19 | 3 | 0 | 0 | 0 | 1.185 | 2.3699 | 0 | 16.5561 | 6.9461 | 17.0341 | 17.0341 | 39.2362 | 0 | 0 | 39.2362 | 0 | 0 | 0 | 0 | 0.01673 | 2.3699 | 0.015391 | 0 | 38.9814 | 0.25482 | 0 | 0 | 0 | 0 | 0 | 0
2018-03-27 21:00 | 3 | 20 | 3 | 0 | 0 | 0 | 0.97902 | 1.958 | 0 | 16.5561 | 6.9461 | 17.0341 | 17.0341 | 32.4174 | 0 | 0 | 32.4174 | 0 | 0 | 0 | 0 | 0 | 1.958 | 0 | 0 | 32.4174 | 0 | 0 | 0 | 0 | 0 | 0 | 0
2018-03-27 22:00 | 3 | 21 | 3 | 0 | 0 | 0 | 0.78381 | 1.5676 | 0 | 16.5561 | 6.9461 | 17.0341 | 17.0341 | 25.9535 | 0 | 0 | 25.9535 | 0 | 0 | 0 | 0 | 0 | 1.5676 | 0 | 0 | 25.9535 | 0 | 0 | 0 | 0 | 0 | 0 | 0
2018-03-27 23:00 | 3 | 22 | 3 | 0 | 0 | 0 | 0.72248 | 1.445 | 0 | 16.5561 | 6.9461 | 17.0341 | 17.0341 | 23.9228 | 0 | 0 | 23.9228 | 0 | 0 | 0 | 0 | 0 | 1.445 | 0 | 0 | 23.9228 | 0 | 0 | 0 | 0 | 0 | 0 | 0
2018-03-28 | 3 | 23 | 3 | 0 | 0 | 0 | 0.68873 | 1.3775 | 0 | 16.5561 | 6.9461 | 17.0341 | 17.0341 | 22.8053 | 0 | 0 | 22.8053 | 0 | 0 | 0 | 0 | 0 | 1.3775 | 0 | 0 | 22.8053 | 0 | 0 | 0 | 0 | 0 | 0 | 0
2018-03-28 01:00 | 3 | 0 | 4 | 0 | 0 | 0 | 0.67886 | 1.3577 | 0 | 16.5561 | 6.9461 | 17.0341 | 17.0341 | 22.4786 | 0 | 0 | 22.4786 | 0 | 0 | 0 | 0 | 0 | 1.3577 | 0 | 0 | 22.4786 | 0 | 0 | 0 | 0 | 0 | 0 | 0
2018-03-28 02:00 | 3 | 1 | 4 | 0 | 0 | 0 | 0.69542 | 1.3908 | 0 | 16.5561 | 6.9461 | 17.0341 | 17.0341 | 23.0269 | 0 | 0 | 23.0269 | 0 | 0 | 0 | 0 | 0 | 1.3908 | 0 | 0 | 23.0269 | 0 | 0 | 0 | 0 | 0 | 0 | 0
2018-03-28 03:00 | 3 | 2 | 4 | 0 | 0 | 0 | 0.73327 | 1.4665 | 0 | 16.5561 | 6.9461 | 17.0341 | 17.0341 | 24.28 | 0 | 0 | 24.28 | 0 | 0 | 0 | 0 | 0 | 1.4665 | 0 | 0 | 24.28 | 0 | 0 | 0 | 0 | 0 | 0 | 0
2018-03-28 04:00 | 3 | 3 | 4 | 0 | 0 | 0 | 0.83174 | 1.6635 | 0 | 16.5561 | 6.9461 | 17.0341 | 17.0341 | 27.5408 | 0 | 0 | 27.5408 | 0 | 0 | 0 | 0 | 0 | 1.6635 | 0 | 0 | 27.5408 | 0 | 0 | 0 | 0 | 0 | 0 | 0
2018-03-28 05:00 | 3 | 4 | 4 | 0 | 0 | 0 | 1.0579 | 2.1158 | 0 | 16.5561 | 6.9461 | 17.0341 | 17.0341 | 35.03 | 0 | 0 | 35.03 | 0 | 0 | 0 | 0 | 0 | 2.1158 | 0 | 0 | 35.03 | 0 | 0 | 0 | 0 | 0 | 0 | 0
2018-03-28 06:00 | 3 | 5 | 4 | 0 | 0 | 0 | 1.1413 | 2.2826 | 0 | 16.5561 | 6.9461 | 17.0341 | 17.0341 | 37.7912 | 0 | 0 | 37.7912 | 0 | 0 | 0 | 0 | 0 | 2.2826 | 0 | 0 | 37.7912 | 0 | 0 | 0 | 0 | 0 | 0 | 0
2018-03-28 07:00 | 3 | 6 | 4 | 0 | 0 | 0.064324 | 1.1146 | 2.2293 | 0.51459 | 16.5561 | 6.9461 | 17.0341 | 17.0341 | 36.9077 | 0.51459 | 0 | 28.3882 | 8.5196 | 0 | 8.7656 | 0 | 0 | 1.7147 | 0 | 0 | 28.3882 | 8.5196 | 0 | 8.7656 | 0 | 0 | 0.064324 | 0.063234
2018-03-28 08:00 | 3 | 7 | 4 | 0 | 0 | 0.32104 | 1.0345 | 2.0691 | 2.5683 | 16.5561 | 6.9461 | 17.0341 | 17.0341 | 34.2558 | 2.0691 | 0.49922 | 0 | 34.2558 | 3.4676 | 43.7489 | 0.49922 | 0.49922 | 0 | 0 | 0 | 0 | 34.2558 | 0 | 43.7489 | 0.49922 | 0 | 0.32104 | 0.094205
2018-03-28 09:00 | 3 | 8 | 4 | 0 | 0 | 0.36584 | 0.98828 | 1.9766 | 2.9267 | 16.5561 | 6.9461 | 17.0341 | 17.0341 | 32.7241 | 1.9766 | 0.95016 | 0 | 32.7241 | 6.5999 | 49.8542 | 0.95016 | 1.4494 | 0 | 0 | 0 | 0 | 32.7241 | 0 | 49.8542 | 0.95016 | 0 | 0.36584 | 0.28066
2018-03-28 10:00 | 3 | 9 | 4 | 0 | 0 | 0.49254 | 0.94282 | 1.8856 | 3.9403 | 16.5561 | 6.9461 | 17.0341 | 17.0341 | 31.2187 | 1.8856 | 2.0547 | 0 | 31.2187 | 14.2721 | 67.1203 | 2.0547 | 3.5041 | 0 | 0 | 0 | 0 | 31.2187 | 0 | 67.1203 | 2.0547 | 0 | 0.49254 | 0.29523
2018-03-28 11:00 | 3 | 10 | 4 | 0 | 0 | 0.6989 | 0.90041 | 1.8008 | 5.5912 | 16.5561 | 6.9461 | 17.0341 | 17.0341 | 29.8143 | 1.8008 | 3.7904 | 0 | 29.8143 | 26.3282 | 95.2409 | 3.7904 | 7.2944 | 0 | 0 | 0 | 0 | 29.8143 | 0 | 95.2409 | 3.7904 | 0 | 0.6989 | 0.48569
2018-03-28 12:00 | 3 | 11 | 4 | 0 | 1 | 0.58198 | 0.85921 | 1.7184 | 4.6559 | 25.1898 | 15.5798 | 17.0341 | 17.0341 | 43.2868 | 1.7184 | 2.9374 | 0 | 43.2868 | 45.7645 | 79.3085 | 2.9374 | 10.2319 | 0 | 0 | 0 | 0 | 43.2868 | 0 | 79.3085 | 2.9374 | 0 | 0.58198 | 0.59094
2018-03-28 13:00 | 3 | 12 | 4 | 0 | 1 | 0.4879 | 0.78002 | 1.56 | 3.9032 | 25.1898 | 15.5798 | 17.0341 | 17.0341 | 39.2972 | 1.56 | 2.3431 | 0 | 39.2972 | 36.5053 | 66.4871 | 2.2681 | 12.5 | 0 | 0 | 0.074992 | 0 | 39.2972 | 1.1684 | 66.4871 | 2.3431 | 0.14998 | 0.4879 | 0.55066
2018-03-28 14:00 | 3 | 13 | 4 | 0 | 1 | 0.34354 | 0.85174 | 1.7035 | 2.7483 | 25.1898 | 15.5798 | 17.0341 | 17.0341 | 42.9105 | 1.7035 | 1.0448 | 0 | 42.9105 | 16.2782 | 46.8153 | 0 | 12.5 | 0 | 0 | 1.0448 | 0 | 42.9105 | 16.2782 | 46.8153 | 1.0448 | 2.0897 | 0.34354 | 0.60006
2018-03-28 15:00 | 3 | 14 | 4 | 0 | 1 | 0.29487 | 0.93088 | 1.8618 | 2.359 | 25.1898 | 15.5798 | 17.0341 | 17.0341 | 46.8974 | 1.8618 | 0.49723 | 0 | 46.8974 | 7.7467 | 40.1834 | 0 | 12.5 | 0 | 0 | 0.49723 | 0 | 46.8974 | 7.7467 | 40.1834 | 0.49723 | 0.99445 | 0.29487 | 0.41164
2018-03-28 16:00 | 3 | 15 | 4 | 0 | 1 | 0.064086 | 0.98968 | 1.9794 | 0.51269 | 25.1898 | 15.5798 | 17.0341 | 17.0341 | 49.8596 | 0.51269 | 0 | 36.9452 | 12.9144 | 0 | 8.7332 | 0 | 12.5 | 1.4667 | 1.4667 | 0 | 0 | 49.8596 | 0 | 8.7332 | 0 | 0 | 0.064086 | 0.19515
2018-03-28 17:00 | 3 | 16 | 4 | 0 | 1 | 0.0026895 | 1.1441 | 2.2882 | 0.021516 | 25.1898 | 15.5798 | 17.0341 | 17.0341 | 57.639 | 0.021516 | 0 | 57.097 | 0.54199 | 0 | 0.36651 | 0 | 10.9058 | 2.2667 | 2.2667 | 0 | 0 | 57.639 | 0 | 0.36651 | 0 | 0 | 0.0026895 | 0.10598
2018-03-28 18:00 | 3 | 17 | 4 | 0 | 1 | 0 | 1.2236 | 2.4472 | 0 | 25.1898 | 15.5798 | 17.0341 | 17.0341 | 61.6437 | 0 | 0 | 61.6437 | 0 | 0 | 0 | 0 | 8.442 | 2.4472 | 2.4472 | 0 | 0 | 61.6437 | 0 | 0 | 0 | 0 | 0 | 0.0099087
2018-03-28 19:00 | 3 | 18 | 4 | 0 | 1 | 0 | 1.2583 | 2.5167 | 0 | 25.1898 | 15.5798 | 17.0341 | 17.0341 | 63.3948 | 0 | 0 | 63.3948 | 0 | 0 | 0 | 0 | 5.782 | 2.5167 | 2.5167 | 0 | 0 | 63.3948 | 0 | 0 | 0 | 0 | 0 | 0
2018-03-28 20:00 | 3 | 19 | 4 | 0 | 0 | 0 | 1.2098 | 2.4196 | 0 | 16.5561 | 6.9461 | 17.0341 | 17.0341 | 40.0584 | 0 | 0 | 40.0584 | 0 | 0 | 0 | 0 | 3.0465 | 2.4196 | 2.4196 | 0 | 0 | 40.0584 | 0 | 0 | 0 | 0 | 0 | 0
2018-03-28 21:00 | 3 | 20 | 4 | 0 | 0 | 0 | 0.98272 | 1.9654 | 0 | 16.5561 | 6.9461 | 17.0341 | 17.0341 | 32.5399 | 0 | 0 | 32.5399 | 0 | 0 | 0 | 0 | 0.41655 | 1.9654 | 0.38322 | 0 | 26.1952 | 6.3447 | 0 | 0 | 0 | 0 | 0 | 0
2018-03-28 22:00 | 3 | 21 | 4 | 0 | 0 | 0 | 0.83556 | 1.6711 | 0 | 16.5561 | 6.9461 | 17.0341 | 17.0341 | 27.6672 | 0 | 0 | 27.6672 | 0 | 0 | 0 | 0 | 0 | 1.6711 | 0 | 0 | 27.6672 | 0 | 0 | 0 | 0 | 0 | 0 | 0
2018-03-28 23:00 | 3 | 22 | 4 | 0 | 0 | 0 | 0.74697 | 1.4939 | 0 | 16.5561 | 6.9461 | 17.0341 | 17.0341 | 24.7338 | 0 | 0 | 24.7338 | 0 | 0 | 0 | 0 | 0 | 1.4939 | 0 | 0 | 24.7338 | 0 | 0 | 0 | 0 | 0 | 0 | 0
2018-03-29 | 3 | 23 | 4 | 0 | 0 | 0 | 0.71758 | 1.4352 | 0 | 16.5561 | 6.9461 | 17.0341 | 17.0341 | 23.7607 | 0 | 0 | 23.7607 | 0 | 0 | 0 | 0 | 0 | 1.4352 | 0 | 0 | 23.7607 | 0 | 0 | 0 | 0 | 0 | 0 | 0
2018-03-29 01:00 | 3 | 0 | 5 | 0 | 0 | 0 | 0.75769 | 1.5154 | 0 | 16.5561 | 6.9461 | 17.0341 | 17.0341 | 25.0888 | 0 | 0 | 25.0888 | 0 | 0 | 0 | 0 | 0 | 1.5154 | 0 | 0 | 25.0888 | 0 | 0 | 0 | 0 | 0 | 0 | 0
2018-03-29 02:00 | 3 | 1 | 5 | 0 | 0 | 0 | 0.76425 | 1.5285 | 0 | 16.5561 | 6.9461 | 17.0341 | 17.0341 | 25.3058 | 0 | 0 | 25.3058 | 0 | 0 | 0 | 0 | 0 | 1.5285 | 0 | 0 | 25.3058 | 0 | 0 | 0 | 0 | 0 | 0 | 0
2018-03-29 03:00 | 3 | 2 | 5 | 0 | 0 | 0 | 0.79937 | 1.5987 | 0 | 16.5561 | 6.9461 | 17.0341 | 17.0341 | 26.4689 | 0 | 0 | 26.4689 | 0 | 0 | 0 | 0 | 0 | 1.5987 | 0 | 0 | 26.4689 | 0 | 0 | 0 | 0 | 0 | 0 | 0
2018-03-29 04:00 | 3 | 3 | 5 | 0 | 0 | 0 | 0.85692 | 1.7138 | 0 | 16.5561 | 6.9461 | 17.0341 | 17.0341 | 28.3744 | 0 | 0 | 28.3744 | 0 | 0 | 0 | 0 | 0 | 1.7138 | 0 | 0 | 28.3744 | 0 | 0 | 0 | 0 | 0 | 0 | 0
2018-03-29 05:00 | 3 | 4 | 5 | 0 | 0 | 0 | 1.0328 | 2.0657 | 0 | 16.5561 | 6.9461 | 17.0341 | 17.0341 | 34.1998 | 0 | 0 | 34.1998 | 0 | 0 | 0 | 0 | 0 | 2.0657 | 0 | 0 | 34.1998 | 0 | 0 | 0 | 0 | 0 | 0 | 0
2018-03-29 06:00 | 3 | 5 | 5 | 0 | 0 | 0 | 1.15 | 2.3 | 0 | 16.5561 | 6.9461 | 17.0341 | 17.0341 | 38.0788 | 0 | 0 | 38.0788 | 0 | 0 | 0 | 0 | 0 | 2.3 | 0 | 0 | 38.0788 | 0 | 0 | 0 | 0 | 0 | 0 | 0
2018-03-29 07:00 | 3 | 6 | 5 | 0 | 0 | 0.11716 | 1.1947 | 2.3894 | 0.93728 | 16.5561 | 6.9461 | 17.0341 | 17.0341 | 39.5598 | 0.93728 | 0 | 24.0421 | 15.5177 | 0 | 15.9658 | 0 | 0 | 1.4522 | 0 | 0 | 24.0421 | 15.5177 | 0 | 15.9658 | 0 | 0 | 0.11716 | 0.075122
2018-03-29 08:00 | 3 | 7 | 5 | 0 | 0 | 0.02342 | 1.1786 | 2.3572 | 0.18736 | 16.5561 | 6.9461 | 17.0341 | 17.0341 | 39.0263 | 0.18736 | 0 | 35.9244 | 3.1019 | 0 | 3.1915 | 0 | 0 | 2.1699 | 0 | 0 | 35.9244 | 3.1019 | 0 | 3.1915 | 0 | 0 | 0.02342 | 0.18435
2018-03-29 09:00 | 3 | 8 | 5 | 0 | 0 | 0.11476 | 1.177 | 2.354 | 0.91806 | 16.5561 | 6.9461 | 17.0341 | 17.0341 | 38.9729 | 0.91806 | 0 | 23.7734 | 15.1995 | 0 | 15.6384 | 0 | 0 | 1.4359 | 0 | 0 | 23.7734 | 15.1995 | 0 | 15.6384 | 0 | 0 | 0.11476 | 0.33467
2018-03-29 10:00 | 3 | 9 | 5 | 0 | 0 | 0.08843 | 1.0723 | 2.1447 | 0.70744 | 16.5561 | 6.9461 | 17.0341 | 17.0341 | 35.5072 | 0.70744 | 0 | 23.7948 | 11.7124 | 0 | 12.0506 | 0 | 0 | 1.4372 | 0 | 0 | 23.7948 | 11.7124 | 0 | 12.0506 | 0 | 0 | 0.08843 | 0.43582
2018-03-29 11:00 | 3 | 10 | 5 | 0 | 0 | 0.18919 | 1.0477 | 2.0953 | 1.5135 | 16.5561 | 6.9461 | 17.0341 | 17.0341 | 34.6904 | 1.5135 | 0 | 9.6322 | 25.0582 | 0 | 25.7818 | 0 | 0 | 0.5818 | 0 | 0 | 9.6322 | 25.0582 | 0 | 25.7818 | 0 | 0 | 0.18919 | 0.54074
2018-03-29 12:00 | 3 | 11 | 5 | 0 | 1 | 0.047335 | 0.97664 | 1.9533 | 0.37868 | 25.1898 | 15.5798 | 17.0341 | 17.0341 | 49.2027 | 0.37868 | 0 | 39.6639 | 9.5388 | 0 | 6.4505 | 0 | 0 | 1.5746 | 0 | 0 | 39.6639 | 9.5388 | 0 | 6.4505 | 0 | 0 | 0.047335 | 0.53282
2018-03-29 13:00 | 3 | 12 | 5 | 0 | 1 | 0.095928 | 0.92923 | 1.8585 | 0.76742 | 25.1898 | 15.5798 | 17.0341 | 17.0341 | 46.814 | 0.76742 | 0 | 27.4828 | 19.3312 | 0 | 13.0724 | 0 | 0 | 1.091 | 0 | 0 | 27.4828 | 19.3312 | 0 | 13.0724 | 0 | 0 | 0.095928 | 0.57947
2018-03-29 14:00 | 3 | 13 | 5 | 0 | 1 | 0.044124 | 0.88018 | 1.7604 | 0.35299 | 25.1898 | 15.5798 | 17.0341 | 17.0341 | 44.3428 | 0.35299 | 0 | 35.4511 | 8.8917 | 0 | 6.0129 | 0 | 0 | 1.4074 | 0 | 0 | 35.4511 | 8.8917 | 0 | 6.0129 | 0 | 0 | 0.044124 | 0.62795
2018-03-29 15:00 | 3 | 14 | 5 | 0 | 1 | 0.054985 | 0.88559 | 1.7712 | 0.43988 | 25.1898 | 15.5798 | 17.0341 | 17.0341 | 44.6157 | 0.43988 | 0 | 33.5352 | 11.0804 | 0 | 7.493 | 0 | 0 | 1.3313 | 0 | 0 | 33.5352 | 11.0804 | 0 | 7.493 | 0 | 0 | 0.054985 | 0.53677
2018-03-29 16:00 | 3 | 15 | 5 | 0 | 1 | 0.060697 | 0.99815 | 1.9963 | 0.48557 | 25.1898 | 15.5798 | 17.0341 | 17.0341 | 50.2863 | 0.48557 | 0 | 38.0548 | 12.2315 | 0 | 8.2713 | 0 | 0 | 1.5107 | 0 | 0 | 38.0548 | 12.2315 | 0 | 8.2713 | 0 | 0 | 0.060697 | 0.33244
2018-03-29 17:00 | 3 | 16 | 5 | 0 | 1 | 0.003541 | 1.12 | 2.24 | 0.028328 | 25.1898 | 15.5798 | 17.0341 | 17.0341 | 56.424 | 0.028328 | 0 | 55.7105 | 0.71357 | 0 | 0.48254 | 0 | 0 | 2.2116 | 0 | 0 | 55.7105 | 0.71357 | 0 | 0.48254 | 0 | 0 | 0.003541 | 0.14906
2018-03-29 18:00 | 3 | 17 | 5 | 0 | 1 | 0.0020024 | 1.211 | 2.4219 | 0.016019 | 25.1898 | 15.5798 | 17.0341 | 17.0341 | 61.0083 | 0.016019 | 0 | 60.6047 | 0.40352 | 0 | 0.27287 | 0 | 0 | 2.4059 | 0 | 0 | 60.6047 | 0.40352 | 0 | 0.27287 | 0 | 0 | 0.0020024 | 0.010458
2018-03-29 19:00 | 3 | 18 | 5 | 0 | 1 | 0 | 1.2761 | 2.5522 | 0 | 25.1898 | 15.5798 | 17.0341 | 17.0341 | 64.2903 | 0 | 0 | 64.2903 | 0 | 0 | 0 | 0 | 0 | 2.5522 | 0 | 0 | 64.2903 | 0 | 0 | 0 | 0 | 0 | 0 | 0
2018-03-29 20:00 | 3 | 19 | 5 | 0 | 0 | 0 | 1.2406 | 2.4811 | 0 | 16.5561 | 6.9461 | 17.0341 | 17.0341 | 41.0779 | 0 | 0 | 41.0779 | 0 | 0 | 0 | 0 | 0 | 2.4811 | 0 | 0 | 41.0779 | 0 | 0 | 0 | 0 | 0 | 0 | 0
2018-03-29 21:00 | 3 | 20 | 5 | 0 | 0 | 0 | 0.99996 | 1.9999 | 0 | 16.5561 | 6.9461 | 17.0341 | 17.0341 | 33.1109 | 0 | 0 | 33.1109 | 0 | 0 | 0 | 0 | 0 | 1.9999 | 0 | 0 | 33.1109 | 0 | 0 | 0 | 0 | 0 | 0 | 0
2018-03-29 22:00 | 3 | 21 | 5 | 0 | 0 | 0 | 0.7873 | 1.5746 | 0 | 16.5561 | 6.9461 | 17.0341 | 17.0341 | 26.0691 | 0 | 0 | 26.0691 | 0 | 0 | 0 | 0 | 0 | 1.5746 | 0 | 0 | 26.0691 | 0 | 0 | 0 | 0 | 0 | 0 | 0
2018-03-29 23:00 | 3 | 22 | 5 | 0 | 0 | 0 | 0.74901 | 1.498 | 0 | 16.5561 | 6.9461 | 17.0341 | 17.0341 | 24.8014 | 0 | 0 | 24.8014 | 0 | 0 | 0 | 0 | 0 | 1.498 | 0 | 0 | 24.8014 | 0 | 0 | 0 | 0 | 0 | 0 | 0
2018-03-30 | 3 | 23 | 5 | 0 | 0 | 0 | 0.73475 | 1.4695 | 0 | 16.5561 | 6.9461 | 17.0341 | 17.0341 | 24.3291 | 0 | 0 | 24.3291 | 0 | 0 | 0 | 0 | 0 | 1.4695 | 0 | 0 | 24.3291 | 0 | 0 | 0 | 0 | 0 | 0 | 0
2018-03-30 01:00 | 3 | 0 | 6 | 0 | 0 | 0 | 0.72434 | 1.4487 | 0 | 16.5561 | 6.9461 | 17.0341 | 17.0341 | 23.9843 | 0 | 0 | 23.9843 | 0 | 0 | 0 | 0 | 0 | 1.4487 | 0 | 0 | 23.9843 | 0 | 0 | 0 | 0 | 0 | 0 | 0
2018-03-30 02:00 | 3 | 1 | 6 | 0 | 0 | 0 | 0.74278 | 1.4856 | 0 | 16.5561 | 6.9461 | 17.0341 | 17.0341 | 24.5949 | 0 | 0 | 24.5949 | 0 | 0 | 0 | 0 | 0 | 1.4856 | 0 | 0 | 24.5949 | 0 | 0 | 0 | 0 | 0 | 0 | 0
2018-03-30 03:00 | 3 | 2 | 6 | 0 | 0 | 0 | 0.77741 | 1.5548 | 0 | 16.5561 | 6.9461 | 17.0341 | 17.0341 | 25.7417 | 0 | 0 | 25.7417 | 0 | 0 | 0 | 0 | 0 | 1.5548 | 0 | 0 | 25.7417 | 0 | 0 | 0 | 0 | 0 | 0 | 0
2018-03-30 04:00 | 3 | 3 | 6 | 0 | 0 | 0 | 0.82065 | 1.6413 | 0 | 16.5561 | 6.9461 | 17.0341 | 17.0341 | 27.1734 | 0 | 0 | 27.1734 | 0 | 0 | 0 | 0 | 0 | 1.6413 | 0 | 0 | 27.1734 | 0 | 0 | 0 | 0 | 0 | 0 | 0
2018-03-30 05:00 | 3 | 4 | 6 | 0 | 0 | 0 | 1.0186 | 2.0372 | 0 | 16.5561 | 6.9461 | 17.0341 | 17.0341 | 33.7284 | 0 | 0 | 33.7284 | 0 | 0 | 0 | 0 | 0 | 2.0372 | 0 | 0 | 33.7284 | 0 | 0 | 0 | 0 | 0 | 0 | 0
2018-03-30 06:00 | 3 | 5 | 6 | 0 | 0 | 0 | 1.1556 | 2.3113 | 0 | 16.5561 | 6.9461 | 17.0341 | 17.0341 | 38.2652 | 0 | 0 | 38.2652 | 0 | 0 | 0 | 0 | 0 | 2.3113 | 0 | 0 | 38.2652 | 0 | 0 | 0 | 0 | 0 | 0 | 0
2018-03-30 07:00 | 3 | 6 | 6 | 0 | 0 | 0.053258 | 1.0781 | 2.1562 | 0.42606 | 16.5561 | 6.9461 | 17.0341 | 17.0341 | 35.6983 | 0.42606 | 0 | 28.6444 | 7.054 | 0 | 7.2576 | 0 | 0 | 1.7301 | 0 | 0 | 28.6444 | 7.054 | 0 | 7.2576 | 0 | 0 | 0.053258 | 0.037831
2018-03-30 08:00 | 3 | 7 | 6 | 0 | 0 | 0.1225 | 1.093 | 2.186 | 0.97998 | 16.5561 | 6.9461 | 17.0341 | 17.0341 | 36.1923 | 0.97998 | 0 | 19.9678 | 16.2245 | 0 | 16.6931 | 0 | 0 | 1.2061 | 0 | 0 | 19.9678 | 16.2245 | 0 | 16.6931 | 0 | 0 | 0.1225 | 0.055608
2018-03-30 09:00 | 3 | 8 | 6 | 0 | 0 | 0.38522 | 1.0645 | 2.129 | 3.0818 | 16.5561 | 6.9461 | 17.0341 | 17.0341 | 35.2474 | 2.129 | 0.95278 | 0 | 35.2474 | 6.6181 | 52.495 | 0.95278 | 0.95278 | 0 | 0 | 0 | 0 | 35.2474 | 0 | 52.495 | 0.95278 | 0 | 0.38522 | 0.29236
2018-03-30 10:00 | 3 | 9 | 6 | 0 | 0 | 0.65645 | 1.0013 | 2.0025 | 5.2516 | 16.5561 | 6.9461 | 17.0341 | 17.0341 | 33.1539 | 2.0025 | 3.2491 | 0 | 33.1539 | 22.5683 | 89.4565 | 3.2491 | 4.2019 | 0 | 0 | 0 | 0 | 33.1539 | 0 | 89.4565 | 3.2491 | 0 | 0.65645 | 0.20174
2018-03-30 11:00 | 3 | 10 | 6 | 0 | 0 | 0.73365 | 0.93425 | 1.8685 | 5.8692 | 16.5561 | 6.9461 | 17.0341 | 17.0341 | 30.935 | 1.8685 | 4.0007 | 0 | 30.935 | 27.789 | 99.9764 | 4.0007 | 8.2025 | 0 | 0 | 0 | 0 | 30.935 | 0 | 99.9764 | 4.0007 | 0 | 0.73365 | 0.24529
2018-03-30 12:00 | 3 | 11 | 6 | 0 | 1 | 0.75658 | 0.87234 | 1.7447 | 6.0527 | 25.1898 | 15.5798 | 17.0341 | 17.0341 | 43.9479 | 1.7447 | 4.308 | 0 | 43.9479 | 67.1175 | 103.102 | 4.2975 | 12.5 | 0 | 0 | 0.010518 | 0 | 43.9479 | 0.16387 | 103.102 | 4.308 | 0.021037 | 0.75658 | 0.3141
2018-03-30 13:00 | 3 | 12 | 6 | 0 | 1 | 0.73408 | 0.82623 | 1.6525 | 5.8726 | 25.1898 | 15.5798 | 17.0341 | 17.0341 | 41.6251 | 1.6525 | 4.2202 | 0 | 41.6251 | 65.7493 | 100.0353 | 0 | 12.5 | 0 | 0 | 4.2202 | 0 | 41.6251 | 65.7493 | 100.0353 | 4.2202 | 8.4403 | 0.73408 | 0.24693
2018-03-30 14:00 | 3 | 13 | 6 | 0 | 1 | 0.66494 | 0.79488 | 1.5898 | 5.3195 | 25.1898 | 15.5798 | 17.0341 | 17.0341 | 40.0455 | 1.5898 | 3.7298 | 0 | 40.0455 | 58.1092 | 90.6137 | 0 | 12.5 | 0 | 0 | 3.7298 | 0 | 40.0455 | 58.1092 | 90.6137 | 3.7298 | 7.4596 | 0.66494 | 0.27307
2018-03-30 15:00 | 3 | 14 | 6 | 0 | 1 | 0.5457 | 0.86461 | 1.7292 | 4.3656 | 25.1898 | 15.5798 | 17.0341 | 17.0341 | 43.5586 | 1.7292 | 2.6363 | 0 | 43.5586 | 41.0737 | 74.3637 | 0 | 12.5 | 0 | 0 | 2.6363 | 0 | 43.5586 | 41.0737 | 74.3637 | 2.6363 | 5.2727 | 0.5457 | 0.20252
2018-03-30 16:00 | 3 | 15 | 6 | 0 | 1 | 0.39093 | 0.98019 | 1.9604 | 3.1275 | 25.1898 | 15.5798 | 17.0341 | 17.0341 | 49.3816 | 1.9604 | 1.1671 | 0 | 49.3816 | 18.183 | 53.2738 | 0 | 12.5 | 0 | 0 | 1.1671 | 0 | 49.3816 | 18.183 | 53.2738 | 1.1671 | 2.3342 | 0.39093 | 0.12232
2018-03-30 17:00 | 3 | 16 | 6 | 0 | 1 | 0.18783 | 1.0547 | 2.1093 | 1.5027 | 25.1898 | 15.5798 | 17.0341 | 17.0341 | 53.1327 | 1.5027 | 0 | 15.281 | 37.8517 | 0 | 25.5966 | 0 | 12.5 | 0.60664 | 0.60664 | 0 | 0 | 53.1327 | 0 | 25.5966 | 0 | 0 | 0.18783 | 0.075305
2018-03-30 18:00 | 3 | 17 | 6 | 0 | 1 | 0.017664 | 1.0749 | 2.1498 | 0.14131 | 25.1898 | 15.5798 | 17.0341 | 17.0341 | 54.1531 | 0.14131 | 0 | 50.5936 | 3.5595 | 0 | 2.4071 | 0 | 11.8406 | 2.0085 | 2.0085 | 0 | 0 | 54.1531 | 0 | 2.4071 | 0 | 0 | 0.017664 | 0.0052373
2018-03-30 19:00 | 3 | 18 | 6 | 0 | 1 | 0 | 1.2007 | 2.4014 | 0 | 25.1898 | 15.5798 | 17.0341 | 17.0341 | 60.4918 | 0 | 0 | 60.4918 | 0 | 0 | 0 | 0 | 9.6575 | 2.4014 | 2.4014 | 0 | 0 | 60.4918 | 0 | 0 | 0 | 0 | 0 | 0
2018-03-30 20:00 | 3 | 19 | 6 | 0 | 0 | 0 | 1.1535 | 2.307 | 0 | 16.5561 | 6.9461 | 17.0341 | 17.0341 | 38.1943 | 0 | 0 | 38.1943 | 0 | 0 | 0 | 0 | 7.0472 | 2.307 | 2.307 | 0 | 0 | 38.1943 | 0 | 0 | 0 | 0 | 0 | 0
2018-03-30 21:00 | 3 | 20 | 6 | 0 | 0 | 0 | 0.94433 | 1.8887 | 0 | 16.5561 | 6.9461 | 17.0341 | 17.0341 | 31.2688 | 0 | 0 | 31.2688 | 0 | 0 | 0 | 0 | 4.5396 | 1.8887 | 1.8887 | 0 | 0 | 31.2688 | 0 | 0 | 0 | 0 | 0 | 0
2018-03-30 22:00 | 3 | 21 | 6 | 0 | 0 | 0 | 0.78222 | 1.5644 | 0 | 16.5561 | 6.9461 | 17.0341 | 17.0341 | 25.901 | 0 | 0 | 25.901 | 0 | 0 | 0 | 0 | 2.4867 | 1.5644 | 1.5644 | 0 | 0 | 25.901 | 0 | 0 | 0 | 0 | 0 | 0
2018-03-30 23:00 | 3 | 22 | 6 | 0 | 0 | 0 | 0.66473 | 1.3295 | 0 | 16.5561 | 6.9461 | 17.0341 | 17.0341 | 22.0107 | 0 | 0 | 22.0107 | 0 | 0 | 0 | 0 | 0.78624 | 1.3295 | 0.72334 | 0 | 10.0351 | 11.9757 | 0 | 0 | 0 | 0 | 0 | 0
2018-03-31 | 3 | 23 | 6 | 0 | 0 | 0 | 0.63092 | 1.2618 | 0 | 16.5561 | 6.9461 | 17.0341 | 17.0341 | 20.891 | 0 | 0 | 20.891 | 0 | 0 | 0 | 0 | 0 | 1.2618 | 0 | 0 | 20.891 | 0 | 0 | 0 | 0 | 0 | 0 | 0
2018-03-31 01:00 | 3 | 0 | 7 | 0 | 0 | 0 | 0.65199 | 1.304 | 0 | 16.5561 | 6.9461 | 17.0341 | 17.0341 | 21.5888 | 0 | 0 | 21.5888 | 0 | 0 | 0 | 0 | 0 | 1.304 | 0 | 0 | 21.5888 | 0 | 0 | 0 | 0 | 0 | 0 | 0
2018-03-31 02:00 | 3 | 1 | 7 | 0 | 0 | 0 | 0.68889 | 1.3778 | 0 | 16.5561 | 6.9461 | 17.0341 | 17.0341 | 22.8107 | 0 | 0 | 22.8107 | 0 | 0 | 0 | 0 | 0 | 1.3778 | 0 | 0 | 22.8107 | 0 | 0 | 0 | 0 | 0 | 0 | 0
2018-03-31 03:00 | 3 | 2 | 7 | 0 | 0 | 0 | 0.73063 | 1.4613 | 0 | 16.5561 | 6.9461 | 17.0341 | 17.0341 | 24.1927 | 0 | 0 | 24.1927 | 0 | 0 | 0 | 0 | 0 | 1.4613 | 0 | 0 | 24.1927 | 0 | 0 | 0 | 0 | 0 | 0 | 0
2018-03-31 04:00 | 3 | 3 | 7 | 0 | 0 | 0 | 0.7944 | 1.5888 | 0 | 16.5561 | 6.9461 | 17.0341 | 17.0341 | 26.3043 | 0 | 0 | 26.3043 | 0 | 0 | 0 | 0 | 0 | 1.5888 | 0 | 0 | 26.3043 | 0 | 0 | 0 | 0 | 0 | 0 | 0
2018-03-31 05:00 | 3 | 4 | 7 | 0 | 0 | 0 | 0.89849 | 1.797 | 0 | 16.5561 | 6.9461 | 17.0341 | 17.0341 | 29.7508 | 0 | 0 | 29.7508 | 0 | 0 | 0 | 0 | 0 | 1.797 | 0 | 0 | 29.7508 | 0 | 0 | 0 | 0 | 0 | 0 | 0
2018-03-31 06:00 | 3 | 5 | 7 | 0 | 0 | 0.0027599 | 1.01 | 2.0201 | 0.022079 | 16.5561 | 6.9461 | 17.0341 | 17.0341 | 33.4441 | 0.022079 | 0 | 33.0785 | 0.36554 | 0 | 0.3761 | 0 | 0 | 1.998 | 0 | 0 | 33.0785 | 0.36554 | 0 | 0.3761 | 0 | 0 | 0.0027599 | 0.000735
2018-03-31 07:00 | 3 | 6 | 7 | 0 | 0 | 0.016379 | 1.0905 | 2.181 | 0.13103 | 16.5561 | 6.9461 | 17.0341 | 17.0341 | 36.1087 | 0.13103 | 0 | 33.9393 | 2.1694 | 0 | 2.2321 | 0 | 0 | 2.05 | 0 | 0 | 33.9393 | 2.1694 | 0 | 2.2321 | 0 | 0 | 0.016379 | 0.097743
2018-03-31 08:00 | 3 | 7 | 7 | 0 | 0 | 0.067906 | 1.1032 | 2.2065 | 0.54325 | 16.5561 | 6.9461 | 17.0341 | 17.0341 | 36.5302 | 0.54325 | 0 | 27.5362 | 8.994 | 0 | 9.2538 | 0 | 0 | 1.6632 | 0 | 0 | 27.5362 | 8.994 | 0 | 9.2538 | 0 | 0 | 0.067906 | 0.25392
2018-03-31 09:00 | 3 | 8 | 7 | 0 | 0 | 0.37168 | 1.0684 | 2.1368 | 2.9734 | 16.5561 | 6.9461 | 17.0341 | 17.0341 | 35.3764 | 2.1368 | 0.83666 | 0 | 35.3764 | 5.8115 | 50.6497 | 0.83666 | 0.83666 | 0 | 0 | 0 | 0 | 35.3764 | 0 | 50.6497 | 0.83666 | 0 | 0.37168 | 0.34811
2018-03-31 10:00 | 3 | 9 | 7 | 0 | 0 | 0.33708 | 1.0136 | 2.0272 | 2.6966 | 16.5561 | 6.9461 | 17.0341 | 17.0341 | 33.5617 | 2.0272 | 0.66948 | 0 | 33.5617 | 4.6503 | 45.935 | 0.66948 | 1.5061 | 0 | 0 | 0 | 0 | 33.5617 | 0 | 45.935 | 0.66948 | 0 | 0.33708 | 0.37008
2018-03-31 11:00 | 3 | 10 | 7 | 0 | 0 | 0.18494 | 0.96862 | 1.9372 | 1.4796 | 16.5561 | 6.9461 | 17.0341 | 17.0341 | 32.0729 | 1.4796 | 0 | 7.5774 | 24.4955 | 0 | 25.2029 | 0 | 1.5061 | 0.45768 | 0.45768 | 0 | 0 | 32.0729 | 0 | 25.2029 | 0 | 0 | 0.18494 | 0.41733
2018-03-31 12:00 | 3 | 11 | 7 | 0 | 1 | 0.23678 | 0.86894 | 1.7379 | 1.8942 | 25.1898 | 15.5798 | 17.0341 | 17.0341 | 43.777 | 1.7379 | 0.15634 | 0 | 43.777 | 2.4358 | 32.2666 | 0.15634 | 1.165 | 0 | 0 | 0 | 0 | 43.777 | 0 | 32.2666 | 0.15634 | 0 | 0.23678 | 0.37114
2018-03-31 13:00 | 3 | 12 | 7 | 0 | 1 | 0.4951 | 0.81315 | 1.6263 | 3.9608 | 25.1898 | 15.5798 | 17.0341 | 17.0341 | 40.9659 | 1.6263 | 2.3345 | 0 | 40.9659 | 36.3715 | 67.4692 | 2.3345 | 3.4995 | 0 | 0 | 0 | 0 | 40.9659 | 0 | 67.4692 | 2.3345 | 0 | 0.4951 | 0.34757
2018-03-31 14:00 | 3 | 13 | 7 | 0 | 1 | 0.37329 | 0.84249 | 1.685 | 2.9864 | 25.1898 | 15.5798 | 17.0341 | 17.0341 | 42.4443 | 1.685 | 1.3014 | 0 | 42.4443 | 20.2752 | 50.8701 | 1.3014 | 4.8009 | 0 | 0 | 0 | 0 | 42.4443 | 0 | 50.8701 | 1.3014 | 0 | 0.37329 | 0.34171
2018-03-31 15:00 | 3 | 14 | 7 | 0 | 1 | 0.11944 | 0.88371 | 1.7674 | 0.95552 | 25.1898 | 15.5798 | 17.0341 | 17.0341 | 44.521 | 0.95552 | 0 | 20.4517 | 24.0693 | 0 | 16.2765 | 0 | 4.8009 | 0.8119 | 0.8119 | 0 | 0 | 44.521 | 0 | 16.2765 | 0 | 0 | 0.11944 | 0.23705
2018-03-31 16:00 | 3 | 15 | 7 | 0 | 1 | 0.083352 | 1.038 | 2.0761 | 0.66682 | 25.1898 | 15.5798 | 17.0341 | 17.0341 | 52.2952 | 0.66682 | 0 | 35.4982 | 16.797 | 0 | 11.3587 | 0 | 3.9184 | 1.4092 | 1.4092 | 0 | 0 | 52.2952 | 0 | 11.3587 | 0 | 0 | 0.083352 | 0.1794
2018-03-31 17:00 | 3 | 16 | 7 | 0 | 1 | 0.028173 | 1.1733 | 2.3467 | 0.22538 | 25.1898 | 15.5798 | 17.0341 | 17.0341 | 59.1122 | 0.22538 | 0 | 53.4349 | 5.6773 | 0 | 3.8392 | 0 | 2.3866 | 2.1213 | 2.1213 | 0 | 0 | 59.1122 | 0 | 3.8392 | 0 | 0 | 0.028173 | 0.060112
2018-03-31 18:00 | 3 | 17 | 7 | 0 | 1 | 0.0052238 | 1.1644 | 2.3288 | 0.04179 | 25.1898 | 15.5798 | 17.0341 | 17.0341 | 58.6614 | 0.04179 | 0 | 57.6087 | 1.0527 | 0 | 0.71186 | 0 | 0.080884 | 2.287 | 0.074414 | 0 | 55.7342 | 2.9271 | 0 | 0.71186 | 0 | 0 | 0.0052238 | 0.007152
2018-03-31 19:00 | 3 | 18 | 7 | 0 | 1 | 0 | 1.1457 | 2.2915 | 0 | 25.1898 | 15.5798 | 17.0341 | 17.0341 | 57.7214 | 0 | 0 | 57.7214 | 0 | 0 | 0 | 0 | 0 | 2.2915 | 0 | 0 | 57.7214 | 0 | 0 | 0 | 0 | 0 | 0 | 0
2018-03-31 20:00 | 3 | 19 | 7 | 0 | 0 | 0 | 1.161 | 2.3219 | 0 | 16.5561 | 6.9461 | 17.0341 | 17.0341 | 38.4418 | 0 | 0 | 38.4418 | 0 | 0 | 0 | 0 | 0 | 2.3219 | 0 | 0 | 38.4418 | 0 | 0 | 0 | 0 | 0 | 0 | 0
2018-03-31 21:00 | 3 | 20 | 7 | 0 | 0 | 0 | 0.85258 | 1.7052 | 0 | 16.5561 | 6.9461 | 17.0341 | 17.0341 | 28.2308 | 0 | 0 | 28.2308 | 0 | 0 | 0 | 0 | 0 | 1.7052 | 0 | 0 | 28.2308 | 0 | 0 | 0 | 0 | 0 | 0 | 0
2018-03-31 22:00 | 3 | 21 | 7 | 0 | 0 | 0 | 0.64329 | 1.2866 | 0 | 16.5561 | 6.9461 | 17.0341 | 17.0341 | 21.3008 | 0 | 0 | 21.3008 | 0 | 0 | 0 | 0 | 0 | 1.2866 | 0 | 0 | 21.3008 | 0 | 0 | 0 | 0 | 0 | 0 | 0
2018-03-31 23:00 | 3 | 22 | 7 | 0 | 0 | 0 | 0.60443 | 1.2089 | 0 | 16.5561 | 6.9461 | 17.0341 | 17.0341 | 20.0141 | 0 | 0 | 20.0141 | 0 | 0 | 0 | 0 | 0 | 1.2089 | 0 | 0 | 20.0141 | 0 | 0 | 0 | 0 | 0 | 0 | 0
2018-04-01 | 3 | 23 | 7 | 0 | 0 | 0 | 0.52765 | 1.0553 | 0 | 16.5561 | 6.9461 | 17.0341 | 17.0341 | 17.4717 | 0 | 0 | 17.4717 | 0 | 0 | 0 | 0 | 0 | 1.0553 | 0 | 0 | 17.4717 | 0 | 0 | 0 | 0 | 0 | 0 | 0
2018-04-01 01:00 | 4 | 0 | 1 | 0 | 0 | 0 | 0.51469 | 1.0294 | 0 | 16.5561 | 6.9461 | 17.0341 | 17.0341 | 17.0425 | 0 | 0 | 17.0425 | 0 | 0 | 0 | 0 | 0 | 1.0294 | 0 | 0 | 17.0425 | 0 | 0 | 0 | 0 | 0 | 0 | 0
2018-04-01 02:00 | 4 | 1 | 1 | 0 | 0 | 0 | 0.51438 | 1.0288 | 0 | 16.5561 | 6.9461 | 17.0341 | 17.0341 | 17.0323 | 0 | 0 | 17.0323 | 0 | 0 | 0 | 0 | 0 | 1.0288 | 0 | 0 | 17.0323 | 0 | 0 | 0 | 0 | 0 | 0 | 0
2018-04-01 03:00 | 4 | 2 | 1 | 0 | 0 | 0 | 0.51239 | 1.0248 | 0 | 16.5561 | 6.9461 | 17.0341 | 17.0341 | 16.9664 | 0 | 0 | 16.9664 | 0 | 0 | 0 | 0 | 0 | 1.0248 | 0 | 0 | 16.9664 | 0 | 0 | 0 | 0 | 0 | 0 | 0
2018-04-01 04:00 | 4 | 3 | 1 | 0 | 0 | 0 | 0.54003 | 1.0801 | 0 | 16.5561 | 6.9461 | 17.0341 | 17.0341 | 17.8816 | 0 | 0 | 17.8816 | 0 | 0 | 0 | 0 | 0 | 1.0801 | 0 | 0 | 17.8816 | 0 | 0 | 0 | 0 | 0 | 0 | 0
2018-04-01 05:00 | 4 | 4 | 1 | 0 | 0 | 0 | 0.60075 | 1.2015 | 0 | 16.5561 | 6.9461 | 17.0341 | 17.0341 | 19.892 | 0 | 0 | 19.892 | 0 | 0 | 0 | 0 | 0 | 1.2015 | 0 | 0 | 19.892 | 0 | 0 | 0 | 0 | 0 | 0 | 0
2018-04-01 06:00 | 4 | 5 | 1 | 0 | 0 | 0.00073908 | 0.69621 | 1.3924 | 0.0059126 | 16.5561 | 6.9461 | 17.0341 | 17.0341 | 23.053 | 0.0059126 | 0 | 22.9551 | 0.097889 | 0 | 0.10072 | 0 | 0 | 1.3865 | 0 | 0 | 22.9551 | 0.097889 | 0 | 0.10072 | 0 | 0 | 0.00073908 | 0
2018-04-01 07:00 | 4 | 6 | 1 | 0 | 0 | 0.092538 | 0.86156 | 1.7231 | 0.74031 | 16.5561 | 6.9461 | 17.0341 | 17.0341 | 28.5279 | 0.74031 | 0 | 16.2714 | 12.2566 | 0 | 12.6105 | 0 | 0 | 0.9828 | 0 | 0 | 16.2714 | 12.2566 | 0 | 12.6105 | 0 | 0 | 0.092538 | 0.010148
2018-04-01 08:00 | 4 | 7 | 1 | 0 | 0 | 0.31478 | 0.96223 | 1.9245 | 2.5182 | 16.5561 | 6.9461 | 17.0341 | 17.0341 | 31.8615 | 1.9245 | 0.59375 | 0 | 31.8615 | 4.1242 | 42.8955 | 0.59375 | 0.59375 | 0 | 0 | 0 | 0 | 31.8615 | 0 | 42.8955 | 0.59375 | 0 | 0.31478 | 0.031618
2018-04-01 09:00 | 4 | 8 | 1 | 0 | 0 | 0.21582 | 0.96396 | 1.9279 | 1.7266 | 16.5561 | 6.9461 | 17.0341 | 17.0341 | 31.9189 | 1.7266 | 0 | 3.334 | 28.5849 | 0 | 29.4103 | 0 | 0.59375 | 0.20138 | 0.20138 | 0 | 0 | 31.9189 | 0 | 29.4103 | 0 | 0 | 0.21582 | 0.10379
2018-04-01 10:00 | 4 | 9 | 1 | 0 | 0 | 0.42553 | 0.97805 | 1.9561 | 3.4043 | 16.5561 | 6.9461 | 17.0341 | 17.0341 | 32.3855 | 1.9561 | 1.4481 | 0 | 32.3855 | 10.0589 | 57.9886 | 1.4481 | 1.823 | 0 | 0 | 0 | 0 | 32.3855 | 0 | 57.9886 | 1.4481 | 0 | 0.42553 | 0.18194
2018-04-01 11:00 | 4 | 10 | 1 | 0 | 0 | 0.53321 | 0.96051 | 1.921 | 4.2657 | 16.5561 | 6.9461 | 17.0341 | 17.0341 | 31.8045 | 1.921 | 2.3446 | 0 | 31.8045 | 16.2861 | 72.6619 | 2.3446 | 4.1677 | 0 | 0 | 0 | 0 | 31.8045 | 0 | 72.6619 | 2.3446 | 0 | 0.53321 | 0.4882
2018-04-01 12:00 | 4 | 11 | 1 | 0 | 1 | 0.53244 | 0.87277 | 1.7455 | 4.2595 | 25.1898 | 15.5798 | 17.0341 | 17.0341 | 43.9697 | 1.7455 | 2.514 | 0 | 43.9697 | 39.1671 | 72.5571 | 2.514 | 6.6816 | 0 | 0 | 0 | 0 | 43.9697 | 0 | 72.5571 | 2.514 | 0 | 0.53244 | 0.42373
2018-04-01 13:00 | 4 | 12 | 1 | 0 | 1 | 0.37425 | 0.80431 | 1.6086 | 2.994 | 25.1898 | 15.5798 | 17.0341 | 17.0341 | 40.521 | 1.6086 | 1.3854 | 0 | 40.521 | 21.5843 | 51.0008 | 1.3854 | 8.067 | 0 | 0 | 0 | 0 | 40.521 | 0 | 51.0008 | 1.3854 | 0 | 0.37425 | 0.5714
2018-04-01 14:00 | 4 | 13 | 1 | 0 | 1 | 0.41421 | 0.75455 | 1.5091 | 3.3137 | 25.1898 | 15.5798 | 17.0341 | 17.0341 | 38.0139 | 1.5091 | 1.8046 | 0 | 38.0139 | 28.1155 | 56.4464 | 1.8046 | 9.8716 | 0 | 0 | 0 | 0 | 38.0139 | 0 | 56.4464 | 1.8046 | 0 | 0.41421 | 0.53249
2018-04-01 15:00 | 4 | 14 | 1 | 0 | 1 | 0.38524 | 0.86761 | 1.7352 | 3.0819 | 25.1898 | 15.5798 | 17.0341 | 17.0341 | 43.7098 | 1.7352 | 1.3467 | 0 | 43.7098 | 20.9809 | 52.4975 | 1.3467 | 11.2183 | 0 | 0 | 0 | 0 | 43.7098 | 0 | 52.4975 | 1.3467 | 0 | 0.38524 | 0.54192
2018-04-01 16:00 | 4 | 15 | 1 | 0 | 1 | 0.2392 | 0.89491 | 1.7898 | 1.9136 | 25.1898 | 15.5798 | 17.0341 | 17.0341 | 45.0851 | 1.7898 | 0.12381 | 0 | 45.0851 | 1.9289 | 32.5969 | 0.12381 | 11.3421 | 0 | 0 | 0 | 0 | 45.0851 | 0 | 32.5969 | 0.12381 | 0 | 0.2392 | 0.38105
2018-04-01 17:00 | 4 | 16 | 1 | 0 | 1 | 0.076146 | 0.96238 | 1.9248 | 0.60917 | 25.1898 | 15.5798 | 17.0341 | 17.0341 | 48.484 | 0.60917 | 0 | 33.1392 | 15.3448 | 0 | 10.3767 | 0 | 11.3421 | 1.3156 | 1.3156 | 0 | 0 | 48.484 | 0 | 10.3767 | 0 | 0 | 0.076146 | 0.21146
2018-04-01 18:00 | 4 | 17 | 1 | 0 | 1 | 0.007665 | 0.99382 | 1.9876 | 0.06132 | 25.1898 | 15.5798 | 17.0341 | 17.0341 | 50.0682 | 0.06132 | 0 | 48.5236 | 1.5446 | 0 | 1.0445 | 0 | 9.9121 | 1.9263 | 1.9263 | 0 | 0 | 50.0682 | 0 | 1.0445 | 0 | 0 | 0.007665 | 0.02224
2018-04-01 19:00 | 4 | 18 | 1 | 0 | 1 | 0 | 1.0543 | 2.1085 | 0 | 25.1898 | 15.5798 | 17.0341 | 17.0341 | 53.1129 | 0 | 0 | 53.1129 | 0 | 0 | 0 | 0 | 7.8183 | 2.1085 | 2.1085 | 0 | 0 | 53.1129 | 0 | 0 | 0 | 0 | 0 | 0
2018-04-01 20:00 | 4 | 19 | 1 | 0 | 0 | 0 | 1.1134 | 2.2269 | 0 | 16.5561 | 6.9461 | 17.0341 | 17.0341 | 36.8682 | 0 | 0 | 36.8682 | 0 | 0 | 0 | 0 | 5.5264 | 2.2269 | 2.2269 | 0 | 0 | 36.8682 | 0 | 0 | 0 | 0 | 0 | 0
2018-04-01 21:00 | 4 | 20 | 1 | 0 | 0 | 0 | 0.89979 | 1.7996 | 0 | 16.5561 | 6.9461 | 17.0341 | 17.0341 | 29.7938 | 0 | 0 | 29.7938 | 0 | 0 | 0 | 0 | 3.1059 | 1.7996 | 1.7996 | 0 | 0 | 29.7938 | 0 | 0 | 0 | 0 | 0 | 0
2018-04-01 22:00 | 4 | 21 | 1 | 0 | 0 | 0 | 0.68216 | 1.3643 | 0 | 16.5561 | 6.9461 | 17.0341 | 17.0341 | 22.5877 | 0 | 0 | 22.5877 | 0 | 0 | 0 | 0 | 1.1499 | 1.3643 | 1.0579 | 0 | 5.0733 | 17.5145 | 0 | 0 | 0 | 0 | 0 | 0
2018-04-01 23:00 | 4 | 22 | 1 | 0 | 0 | 0 | 0.53633 | 1.0727 | 0 | 16.5561 | 6.9461 | 17.0341 | 17.0341 | 17.759 | 0 | 0 | 17.759 | 0 | 0 | 0 | 0 | 0 | 1.0727 | 0 | 0 | 17.759 | 0 | 0 | 0 | 0 | 0 | 0 | 0
2018-04-02 | 4 | 23 | 1 | 0 | 0 | 0 | 0.47434 | 0.94868 | 0 | 16.5561 | 6.9461 | 17.0341 | 17.0341 | 15.7064 | 0 | 0 | 15.7064 | 0 | 0 | 0 | 0 | 0 | 0.94868 | 0 | 0 | 15.7064 | 0 | 0 | 0 | 0 | 0 | 0 | 0
2018-04-02 01:00 | 4 | 0 | 2 | 0 | 0 | 0 | 0.45825 | 0.9165 | 0 | 16.5561 | 6.9461 | 17.0341 | 17.0341 | 15.1736 | 0 | 0 | 15.1736 | 0 | 0 | 0 | 0 | 0 | 0.9165 | 0 | 0 | 15.1736 | 0 | 0 | 0 | 0 | 0 | 0 | 0
2018-04-02 02:00 | 4 | 1 | 2 | 0 | 0 | 0 | 0.4679 | 0.9358 | 0 | 16.5561 | 6.9461 | 17.0341 | 17.0341 | 15.4932 | 0 | 0 | 15.4932 | 0 | 0 | 0 | 0 | 0 | 0.9358 | 0 | 0 | 15.4932 | 0 | 0 | 0 | 0 | 0 | 0 | 0
2018-04-02 03:00 | 4 | 2 | 2 | 0 | 0 | 0 | 0.46437 | 0.92874 | 0 | 16.5561 | 6.9461 | 17.0341 | 17.0341 | 15.3763 | 0 | 0 | 15.3763 | 0 | 0 | 0 | 0 | 0 | 0.92874 | 0 | 0 | 15.3763 | 0 | 0 | 0 | 0 | 0 | 0 | 0
2018-04-02 04:00 | 4 | 3 | 2 | 0 | 0 | 0 | 0.51508 | 1.0302 | 0 | 16.5561 | 6.9461 | 17.0341 | 17.0341 | 17.0554 | 0 | 0 | 17.0554 | 0 | 0 | 0 | 0 | 0 | 1.0302 | 0 | 0 | 17.0554 | 0 | 0 | 0 | 0 | 0 | 0 | 0
2018-04-02 05:00 | 4 | 4 | 2 | 0 | 0 | 0 | 0.64582 | 1.2916 | 0 | 16.5561 | 6.9461 | 17.0341 | 17.0341 | 21.3845 | 0 | 0 | 21.3845 | 0 | 0 | 0 | 0 | 0 | 1.2916 | 0 | 0 | 21.3845 | 0 | 0 | 0 | 0 | 0 | 0 | 0
2018-04-02 06:00 | 4 | 5 | 2 | 0 | 0 | 0 | 0.75972 | 1.5194 | 0 | 16.5561 | 6.9461 | 17.0341 | 17.0341 | 25.1558 | 0 | 0 | 25.1558 | 0 | 0 | 0 | 0 | 0 | 1.5194 | 0 | 0 | 25.1558 | 0 | 0 | 0 | 0 | 0 | 0 | 0.005321
2018-04-02 07:00 | 4 | 6 | 2 | 0 | 0 | 0.040684 | 0.88061 | 1.7612 | 0.32547 | 16.5561 | 6.9461 | 17.0341 | 17.0341 | 29.159 | 0.32547 | 0 | 23.7705 | 5.3885 | 0 | 5.5441 | 0 | 0 | 1.4358 | 0 | 0 | 23.7705 | 5.3885 | 0 | 5.5441 | 0 | 0 | 0.040684 | 0.13815
2018-04-02 08:00 | 4 | 7 | 2 | 0 | 0 | 0.11268 | 0.8406 | 1.6812 | 0.90141 | 16.5561 | 6.9461 | 17.0341 | 17.0341 | 27.8341 | 0.90141 | 0 | 12.9104 | 14.9238 | 0 | 15.3547 | 0 | 0 | 0.7798 | 0 | 0 | 12.9104 | 14.9238 | 0 | 15.3547 | 0 | 0 | 0.11268 | 0.35415
2018-04-02 09:00 | 4 | 8 | 2 | 0 | 0 | 0.10921 | 0.82582 | 1.6516 | 0.87366 | 16.5561 | 6.9461 | 17.0341 | 17.0341 | 27.3448 | 0.87366 | 0 | 12.8805 | 14.4643 | 0 | 14.882 | 0 | 0 | 0.77799 | 0 | 0 | 12.8805 | 14.4643 | 0 | 14.882 | 0 | 0 | 0.10921 | 0.55915
2018-04-02 10:00 | 4 | 9 | 2 | 0 | 0 | 0.1912 | 0.80805 | 1.6161 | 1.5296 | 16.5561 | 6.9461 | 17.0341 | 17.0341 | 26.7562 | 1.5296 | 0 | 1.4326 | 25.3236 | 0 | 26.0549 | 0 | 0 | 0.086532 | 0 | 0 | 1.4326 | 25.3236 | 0 | 26.0549 | 0 | 0 | 0.1912 | 0.52449
2018-04-02 11:00 | 4 | 10 | 2 | 0 | 0 | 0.20174 | 0.81871 | 1.6374 | 1.6139 | 16.5561 | 6.9461 | 17.0341 | 17.0341 | 27.1091 | 1.6139 | 0 | 0.38879 | 26.7203 | 0 | 27.4919 | 0 | 0 | 0.023483 | 0 | 0 | 0.38879 | 26.7203 | 0 | 27.4919 | 0 | 0 | 0.20174 | 0.55411
2018-04-02 12:00 | 4 | 11 | 2 | 0 | 1 | 0.28779 | 0.78604 | 1.5721 | 2.3023 | 25.1898 | 15.5798 | 17.0341 | 17.0341 | 39.6003 | 1.5721 | 0.73023 | 0 | 39.6003 | 11.3768 | 39.2179 | 0.73023 | 0.73023 | 0 | 0 | 0 | 0 | 39.6003 | 0 | 39.2179 | 0.73023 | 0 | 0.28779 | 0.37415
2018-04-02 13:00 | 4 | 12 | 2 | 0 | 1 | 0.23807 | 0.72587 | 1.4517 | 1.9046 | 25.1898 | 15.5798 | 17.0341 | 17.0341 | 36.569 | 1.4517 | 0.45285 | 0 | 36.569 | 7.0553 | 32.4431 | 0.45285 | 1.1831 | 0 | 0 | 0 | 0 | 36.569 | 0 | 32.4431 | 0.45285 | 0 | 0.23807 | 0.3571
2018-04-02 14:00 | 4 | 13 | 2 | 0 | 1 | 0.12525 | 0.77149 | 1.543 | 1.002 | 25.1898 | 15.5798 | 17.0341 | 17.0341 | 38.8671 | 1.002 | 0 | 13.6276 | 25.2395 | 0 | 17.0678 | 0 | 1.1831 | 0.541 | 0.541 | 0 | 0 | 38.8671 | 0 | 17.0678 | 0 | 0 | 0.12525 | 0.32028
2018-04-02 15:00 | 4 | 14 | 2 | 0 | 1 | 0.35876 | 0.88079 | 1.7616 | 2.8701 | 25.1898 | 15.5798 | 17.0341 | 17.0341 | 44.3736 | 1.7616 | 1.1085 | 0 | 44.3736 | 17.2703 | 48.8894 | 1.1085 | 1.7035 | 0 | 0 | 0 | 0 | 44.3736 | 0 | 48.8894 | 1.1085 | 0 | 0.35876 | 0.080659
2018-04-02 16:00 | 4 | 15 | 2 | 0 | 1 | 0.13317 | 0.95236 | 1.9047 | 1.0654 | 25.1898 | 15.5798 | 17.0341 | 17.0341 | 47.9792 | 1.0654 | 0 | 21.1428 | 26.8364 | 0 | 18.1476 | 0 | 1.7035 | 0.83934 | 0.83934 | 0 | 0 | 47.9792 | 0 | 18.1476 | 0 | 0 | 0.13317 | 0.19592
2018-04-02 17:00 | 4 | 16 | 2 | 0 | 1 | 0.10129 | 0.99495 | 1.9899 | 0.81032 | 25.1898 | 15.5798 | 17.0341 | 17.0341 | 50.1249 | 0.81032 | 0 | 29.7132 | 20.4118 | 0 | 13.8031 | 0 | 0.79122 | 1.1796 | 0.72792 | 0 | 11.3771 | 38.7478 | 0 | 13.8031 | 0 | 0 | 0.10129 | 0.09788
2018-04-02 18:00 | 4 | 17 | 2 | 0 | 1 | 0.0054805 | 1.0885 | 2.177 | 0.043844 | 25.1898 | 15.5798 | 17.0341 | 17.0341 | 54.8377 | 0.043844 | 0 | 53.7332 | 1.1044 | 0 | 0.74685 | 0 | 0 | 2.1331 | 0 | 0 | 53.7332 | 1.1044 | 0 | 0.74685 | 0 | 0 | 0.0054805 | 0.015681
2018-04-02 19:00 | 4 | 18 | 2 | 0 | 1 | 0 | 1.1186 | 2.2372 | 0 | 25.1898 | 15.5798 | 17.0341 | 17.0341 | 56.3541 | 0 | 0 | 56.3541 | 0 | 0 | 0 | 0 | 0 | 2.2372 | 0 | 0 | 56.3541 | 0 | 0 | 0 | 0 | 0 | 0 | 0
2018-04-02 20:00 | 4 | 19 | 2 | 0 | 0 | 0 | 1.0463 | 2.0926 | 0 | 16.5561 | 6.9461 | 17.0341 | 17.0341 | 34.6458 | 0 | 0 | 34.6458 | 0 | 0 | 0 | 0 | 0 | 2.0926 | 0 | 0 | 34.6458 | 0 | 0 | 0 | 0 | 0 | 0 | 0
2018-04-02 21:00 | 4 | 20 | 2 | 0 | 0 | 0 | 0.80575 | 1.6115 | 0 | 16.5561 | 6.9461 | 17.0341 | 17.0341 | 26.6799 | 0 | 0 | 26.6799 | 0 | 0 | 0 | 0 | 0 | 1.6115 | 0 | 0 | 26.6799 | 0 | 0 | 0 | 0 | 0 | 0 | 0
2018-04-02 22:00 | 4 | 21 | 2 | 0 | 0 | 0 | 0.57887 | 1.1577 | 0 | 16.5561 | 6.9461 | 17.0341 | 17.0341 | 19.1676 | 0 | 0 | 19.1676 | 0 | 0 | 0 | 0 | 0 | 1.1577 | 0 | 0 | 19.1676 | 0 | 0 | 0 | 0 | 0 | 0 | 0
2018-04-02 23:00 | 4 | 22 | 2 | 0 | 0 | 0 | 0.53631 | 1.0726 | 0 | 16.5561 | 6.9461 | 17.0341 | 17.0341 | 17.7583 | 0 | 0 | 17.7583 | 0 | 0 | 0 | 0 | 0 | 1.0726 | 0 | 0 | 17.7583 | 0 | 0 | 0 | 0 | 0 | 0 | 0
2018-04-03 | 4 | 23 | 2 | 0 | 0 | 0 | 0.48485 | 0.96969 | 0 | 16.5561 | 6.9461 | 17.0341 | 17.0341 | 16.0543 | 0 | 0 | 16.0543 | 0 | 0 | 0 | 0 | 0 | 0.96969 | 0 | 0 | 16.0543 | 0 | 0 | 0 | 0 | 0 | 0 | 0
2018-04-03 01:00 | 4 | 0 | 3 | 0 | 0 | 0 | 0.44097 | 0.88193 | 0 | 16.5561 | 6.9461 | 17.0341 | 17.0341 | 14.6013 | 0 | 0 | 14.6013 | 0 | 0 | 0 | 0 | 0 | 0.88193 | 0 | 0 | 14.6013 | 0 | 0 | 0 | 0 | 0 | 0 | 0
2018-04-03 02:00 | 4 | 1 | 3 | 0 | 0 | 0 | 0.4309 | 0.86179 | 0 | 16.5561 | 6.9461 | 17.0341 | 17.0341 | 14.2679 | 0 | 0 | 14.2679 | 0 | 0 | 0 | 0 | 0 | 0.86179 | 0 | 0 | 14.2679 | 0 | 0 | 0 | 0 | 0 | 0 | 0
2018-04-03 03:00 | 4 | 2 | 3 | 0 | 0 | 0 | 0.45146 | 0.90291 | 0 | 16.5561 | 6.9461 | 17.0341 | 17.0341 | 14.9487 | 0 | 0 | 14.9487 | 0 | 0 | 0 | 0 | 0 | 0.90291 | 0 | 0 | 14.9487 | 0 | 0 | 0 | 0 | 0 | 0 | 0
2018-04-03 04:00 | 4 | 3 | 3 | 0 | 0 | 0 | 0.49035 | 0.9807 | 0 | 16.5561 | 6.9461 | 17.0341 | 17.0341 | 16.2365 | 0 | 0 | 16.2365 | 0 | 0 | 0 | 0 | 0 | 0.9807 | 0 | 0 | 16.2365 | 0 | 0 | 0 | 0 | 0 | 0 | 0
2018-04-03 05:00 | 4 | 4 | 3 | 0 | 0 | 0 | 0.6563 | 1.3126 | 0 | 16.5561 | 6.9461 | 17.0341 | 17.0341 | 21.7316 | 0 | 0 | 21.7316 | 0 | 0 | 0 | 0 | 0 | 1.3126 | 0 | 0 | 21.7316 | 0 | 0 | 0 | 0 | 0 | 0 | 0
2018-04-03 06:00 | 4 | 5 | 3 | 0 | 0 | 0 | 0.78413 | 1.5683 | 0 | 16.5561 | 6.9461 | 17.0341 | 17.0341 | 25.9644 | 0 | 0 | 25.9644 | 0 | 0 | 0 | 0 | 0 | 1.5683 | 0 | 0 | 25.9644 | 0 | 0 | 0 | 0 | 0 | 0 | 0.0018997
2018-04-03 07:00 | 4 | 6 | 3 | 0 | 0 | 0.047667 | 0.84129 | 1.6826 | 0.38134 | 16.5561 | 6.9461 | 17.0341 | 17.0341 | 27.8568 | 0.38134 | 0 | 21.5434 | 6.3135 | 0 | 6.4958 | 0 | 0 | 1.3012 | 0 | 0 | 21.5434 | 6.3135 | 0 | 6.4958 | 0 | 0 | 0.047667 | 0.047996
2018-04-03 08:00 | 4 | 7 | 3 | 0 | 0 | 0.16782 | 0.82879 | 1.6576 | 1.3426 | 16.5561 | 6.9461 | 17.0341 | 17.0341 | 27.4429 | 1.3426 | 0 | 5.2152 | 22.2278 | 0 | 22.8696 | 0 | 0 | 0.315 | 0 | 0 | 5.2152 | 22.2278 | 0 | 22.8696 | 0 | 0 | 0.16782 | 0.11856
2018-04-03 09:00 | 4 | 8 | 3 | 0 | 0 | 0.25849 | 0.82943 | 1.6589 | 2.0679 | 16.5561 | 6.9461 | 17.0341 | 17.0341 | 27.4643 | 1.6589 | 0.40907 | 0 | 27.4643 | 2.8414 | 35.2255 | 0.40907 | 0.40907 | 0 | 0 | 0 | 0 | 27.4643 | 0 | 35.2255 | 0.40907 | 0 | 0.25849 | 0.207
2018-04-03 10:00 | 4 | 9 | 3 | 0 | 0 | 0.24379 | 0.81893 | 1.6379 | 1.9503 | 16.5561 | 6.9461 | 17.0341 | 17.0341 | 27.1165 | 1.6379 | 0.31243 | 0 | 27.1165 | 2.1702 | 33.2215 | 0.31243 | 0.7215 | 0 | 0 | 0 | 0 | 27.1165 | 0 | 33.2215 | 0.31243 | 0 | 0.24379 | 0.33038
2018-04-03 11:00 | 4 | 10 | 3 | 0 | 0 | 0.21606 | 0.89832 | 1.7966 | 1.7285 | 16.5561 | 6.9461 | 17.0341 | 17.0341 | 29.7454 | 1.7285 | 0 | 1.128 | 28.6173 | 0 | 29.4437 | 0 | 0.7215 | 0.068134 | 0.068134 | 0 | 0 | 29.7454 | 0 | 29.4437 | 0 | 0 | 0.21606 | 0.72024
2018-04-03 12:00 | 4 | 11 | 3 | 0 | 1 | 0.29612 | 0.93894 | 1.8779 | 2.3689 | 25.1898 | 15.5798 | 17.0341 | 17.0341 | 47.3033 | 1.8779 | 0.49106 | 0 | 47.3033 | 7.6505 | 40.3528 | 0.49106 | 1.1385 | 0 | 0 | 0 | 0 | 47.3033 | 0 | 40.3528 | 0.49106 | 0 | 0.29612 | 0.76923
2018-04-03 13:00 | 4 | 12 | 3 | 0 | 1 | 0.4011 | 0.93616 | 1.8723 | 3.2088 | 25.1898 | 15.5798 | 17.0341 | 17.0341 | 47.1631 | 1.8723 | 1.3365 | 0 | 47.1631 | 20.8216 | 54.6586 | 1.3365 | 2.475 | 0 | 0 | 0 | 0 | 47.1631 | 0 | 54.6586 | 1.3365 | 0 | 0.4011 | 0.75427
2018-04-03 14:00 | 4 | 13 | 3 | 0 | 1 | 0.28539 | 0.97173 | 1.9435 | 2.2831 | 25.1898 | 15.5798 | 17.0341 | 17.0341 | 48.9553 | 1.9435 | 0.33964 | 0 | 48.9553 | 5.2916 | 38.8907 | 0.33964 | 2.8146 | 0 | 0 | 0 | 0 | 48.9553 | 0 | 38.8907 | 0.33964 | 0 | 0.28539 | 0.76875
2018-04-03 15:00 | 4 | 14 | 3 | 0 | 1 | 0.17452 | 1.0915 | 2.1829 | 1.3962 | 25.1898 | 15.5798 | 17.0341 | 17.0341 | 54.987 | 1.3962 | 0 | 19.8183 | 35.1687 | 0 | 23.7823 | 0 | 2.8146 | 0.78676 | 0.78676 | 0 | 0 | 54.987 | 0 | 23.7823 | 0 | 0 | 0.17452 | 0.57036
2018-04-03 16:00 | 4 | 15 | 3 | 0 | 1 | 0.1511 | 1.1065 | 2.2131 | 1.2088 | 25.1898 | 15.5798 | 17.0341 | 17.0341 | 55.747 | 1.2088 | 0 | 25.2972 | 30.4498 | 0 | 20.5911 | 0 | 1.9594 | 1.0043 | 1.0043 | 0 | 0 | 55.747 | 0 | 20.5911 | 0 | 0 | 0.1511 | 0.42764
2018-04-03 17:00 | 4 | 16 | 3 | 0 | 1 | 0.064353 | 1.1387 | 2.2774 | 0.51483 | 25.1898 | 15.5798 | 17.0341 | 17.0341 | 57.3671 | 0.51483 | 0 | 44.3987 | 12.9684 | 0 | 8.7696 | 0 | 0.86783 | 1.7626 | 0.7984 | 0 | 24.2872 | 33.0799 | 0 | 8.7696 | 0 | 0 | 0.064353 | 0.20418
2018-04-03 18:00 | 4 | 17 | 3 | 0 | 1 | 0.0075223 | 1.0189 | 2.0379 | 0.060178 | 25.1898 | 15.5798 | 17.0341 | 17.0341 | 51.334 | 0.060178 | 0 | 49.8182 | 1.5159 | 0 | 1.0251 | 0 | 0 | 1.9777 | 0 | 0 | 49.8182 | 1.5159 | 0 | 1.0251 | 0 | 0 | 0.0075223 | 0.026996
2018-04-03 19:00 | 4 | 18 | 3 | 0 | 1 | 0 | 1.0465 | 2.0929 | 0 | 25.1898 | 15.5798 | 17.0341 | 17.0341 | 52.7198 | 0 | 0 | 52.7198 | 0 | 0 | 0 | 0 | 0 | 2.0929 | 0 | 0 | 52.7198 | 0 | 0 | 0 | 0 | 0 | 0 | 0
2018-04-03 20:00 | 4 | 19 | 3 | 0 | 0 | 0 | 1.1011 | 2.2021 | 0 | 16.5561 | 6.9461 | 17.0341 | 17.0341 | 36.4588 | 0 | 0 | 36.4588 | 0 | 0 | 0 | 0 | 0 | 2.2021 | 0 | 0 | 36.4588 | 0 | 0 | 0 | 0 | 0 | 0 | 0
2018-04-03 21:00 | 4 | 20 | 3 | 0 | 0 | 0 | 0.82489 | 1.6498 | 0 | 16.5561 | 6.9461 | 17.0341 | 17.0341 | 27.3139 | 0 | 0 | 27.3139 | 0 | 0 | 0 | 0 | 0 | 1.6498 | 0 | 0 | 27.3139 | 0 | 0 | 0 | 0 | 0 | 0 | 0
2018-04-03 22:00 | 4 | 21 | 3 | 0 | 0 | 0 | 0.6366 | 1.2732 | 0 | 16.5561 | 6.9461 | 17.0341 | 17.0341 | 21.0792 | 0 | 0 | 21.0792 | 0 | 0 | 0 | 0 | 0 | 1.2732 | 0 | 0 | 21.0792 | 0 | 0 | 0 | 0 | 0 | 0 | 0
2018-04-03 23:00 | 4 | 22 | 3 | 0 | 0 | 0 | 0.52026 | 1.0405 | 0 | 16.5561 | 6.9461 | 17.0341 | 17.0341 | 17.227 | 0 | 0 | 17.227 | 0 | 0 | 0 | 0 | 0 | 1.0405 | 0 | 0 | 17.227 | 0 | 0 | 0 | 0 | 0 | 0 | 0
2018-04-04 | 4 | 23 | 3 | 0 | 0 | 0 | 0.46579 | 0.93158 | 0 | 16.5561 | 6.9461 | 17.0341 | 17.0341 | 15.4233 | 0 | 0 | 15.4233 | 0 | 0 | 0 | 0 | 0 | 0.93158 | 0 | 0 | 15.4233 | 0 | 0 | 0 | 0 | 0 | 0 | 0
2018-04-04 01:00 | 4 | 0 | 4 | 0 | 0 | 0 | 0.43 | 0.86001 | 0 | 16.5561 | 6.9461 | 17.0341 | 17.0341 | 14.2384 | 0 | 0 | 14.2384 | 0 | 0 | 0 | 0 | 0 | 0.86001 | 0 | 0 | 14.2384 | 0 | 0 | 0 | 0 | 0 | 0 | 0
2018-04-04 02:00 | 4 | 1 | 4 | 0 | 0 | 0 | 0.43322 | 0.86644 | 0 | 16.5561 | 6.9461 | 17.0341 | 17.0341 | 14.3448 | 0 | 0 | 14.3448 | 0 | 0 | 0 | 0 | 0 | 0.86644 | 0 | 0 | 14.3448 | 0 | 0 | 0 | 0 | 0 | 0 | 0
2018-04-04 03:00 | 4 | 2 | 4 | 0 | 0 | 0 | 0.44931 | 0.89862 | 0 | 16.5561 | 6.9461 | 17.0341 | 17.0341 | 14.8776 | 0 | 0 | 14.8776 | 0 | 0 | 0 | 0 | 0 | 0.89862 | 0 | 0 | 14.8776 | 0 | 0 | 0 | 0 | 0 | 0 | 0
2018-04-04 04:00 | 4 | 3 | 4 | 0 | 0 | 0 | 0.49025 | 0.9805 | 0 | 16.5561 | 6.9461 | 17.0341 | 17.0341 | 16.2333 | 0 | 0 | 16.2333 | 0 | 0 | 0 | 0 | 0 | 0.9805 | 0 | 0 | 16.2333 | 0 | 0 | 0 | 0 | 0 | 0 | 0
2018-04-04 05:00 | 4 | 4 | 4 | 0 | 0 | 0 | 0.62751 | 1.255 | 0 | 16.5561 | 6.9461 | 17.0341 | 17.0341 | 20.7781 | 0 | 0 | 20.7781 | 0 | 0 | 0 | 0 | 0 | 1.255 | 0 | 0 | 20.7781 | 0 | 0 | 0 | 0 | 0 | 0 | 0
2018-04-04 06:00 | 4 | 5 | 4 | 0 | 0 | 0 | 0.74986 | 1.4997 | 0 | 16.5561 | 6.9461 | 17.0341 | 17.0341 | 24.8293 | 0 | 0 | 24.8293 | 0 | 0 | 0 | 0 | 0 | 1.4997 | 0 | 0 | 24.8293 | 0 | 0 | 0 | 0 | 0 | 0 | 0.0045897
2018-04-04 07:00 | 4 | 6 | 4 | 0 | 0 | 0.072812 | 0.79284 | 1.5857 | 0.58249 | 16.5561 | 6.9461 | 17.0341 | 17.0341 | 26.2526 | 0.58249 | 0 | 16.6088 | 9.6438 | 0 | 9.9223 | 0 | 0 | 1.0032 | 0 | 0 | 16.6088 | 9.6438 | 0 | 9.9223 | 0 | 0 | 0.072812 | 0.01263
2018-04-04 08:00 | 4 | 7 | 4 | 0 | 0 | 0.26993 | 0.83816 | 1.6763 | 2.1594 | 16.5561 | 6.9461 | 17.0341 | 17.0341 | 27.7534 | 1.6763 | 0.48311 | 0 | 27.7534 | 3.3557 | 36.7842 | 0.48311 | 0.48311 | 0 | 0 | 0 | 0 | 27.7534 | 0 | 36.7842 | 0.48311 | 0 | 0.26993 | 0.044909
2018-04-04 09:00 | 4 | 8 | 4 | 0 | 0 | 0.18209 | 0.8302 | 1.6604 | 1.4567 | 16.5561 | 6.9461 | 17.0341 | 17.0341 | 27.4896 | 1.4567 | 0 | 3.372 | 24.1175 | 0 | 24.814 | 0 | 0.48311 | 0.20367 | 0.20367 | 0 | 0 | 27.4896 | 0 | 24.814 | 0 | 0 | 0.18209 | 0.091319
2018-04-04 10:00 | 4 | 9 | 4 | 0 | 0 | 0.13178 | 0.87831 | 1.7566 | 1.0542 | 16.5561 | 6.9461 | 17.0341 | 17.0341 | 29.0828 | 1.0542 | 0 | 11.6289 | 17.4539 | 0 | 17.9579 | 0 | 0.26173 | 0.7024 | 0.24079 | 0 | 7.6424 | 21.4404 | 0 | 17.9579 | 0 | 0 | 0.13178 | 0.1555
2018-04-04 11:00 | 4 | 10 | 4 | 0 | 0 | 0.19642 | 0.89332 | 1.7866 | 1.5714 | 16.5561 | 6.9461 | 17.0341 | 17.0341 | 29.5798 | 1.5714 | 0 | 3.5639 | 26.0159 | 0 | 26.7672 | 0 | 0 | 0.21526 | 0 | 0 | 3.5639 | 26.0159 | 0 | 26.7672 | 0 | 0 | 0.19642 | 0.27608
2018-04-04 12:00 | 4 | 11 | 4 | 0 | 1 | 0.13744 | 0.86783 | 1.7357 | 1.0995 | 25.1898 | 15.5798 | 17.0341 | 17.0341 | 43.7209 | 1.0995 | 0 | 16.0244 | 27.6964 | 0 | 18.7292 | 0 | 0 | 0.63615 | 0 | 0 | 16.0244 | 27.6964 | 0 | 18.7292 | 0 | 0 | 0.13744 | 0.33649
2018-04-04 13:00 | 4 | 12 | 4 | 0 | 1 | 0.20841 | 0.8122 | 1.6244 | 1.6673 | 25.1898 | 15.5798 | 17.0341 | 17.0341 | 40.9183 | 1.6244 | 0.042918 | 0 | 40.9183 | 0.66866 | 28.4014 | 0.042918 | 0.042918 | 0 | 0 | 0 | 0 | 40.9183 | 0 | 28.4014 | 0.042918 | 0 | 0.20841 | 0.27622
2018-04-04 14:00 | 4 | 13 | 4 | 0 | 1 | 0.11834 | 0.81627 | 1.6325 | 0.9467 | 25.1898 | 15.5798 | 17.0341 | 17.0341 | 41.1233 | 0.9467 | 0 | 17.2761 | 23.8472 | 0 | 16.1263 | 0 | 0.042918 | 0.68584 | 0.039485 | 0 | 16.2815 | 24.8419 | 0 | 16.1263 | 0 | 0 | 0.11834 | 0.33425
2018-04-04 15:00 | 4 | 14 | 4 | 0 | 1 | 0.10521 | 0.92268 | 1.8454 | 0.84166 | 25.1898 | 15.5798 | 17.0341 | 17.0341 | 46.484 | 0.84166 | 0 | 25.2829 | 21.2011 | 0 | 14.3369 | 0 | 0 | 1.0037 | 0 | 0 | 25.2829 | 21.2011 | 0 | 14.3369 | 0 | 0 | 0.10521 | 0.11792
2018-04-04 16:00 | 4 | 15 | 4 | 0 | 1 | 0.075937 | 0.98909 | 1.9782 | 0.6075 | 25.1898 | 15.5798 | 17.0341 | 17.0341 | 49.8297 | 0.6075 | 0 | 34.5271 | 15.3027 | 0 | 10.3482 | 0 | 0 | 1.3707 | 0 | 0 | 34.5271 | 15.3027 | 0 | 10.3482 | 0 | 0 | 0.075937 | 0.18376
2018-04-04 17:00 | 4 | 16 | 4 | 0 | 1 | 0.043944 | 1.0878 | 2.1756 | 0.35155 | 25.1898 | 15.5798 | 17.0341 | 17.0341 | 54.8019 | 0.35155 | 0 | 45.9464 | 8.8554 | 0 | 5.9883 | 0 | 0 | 1.824 | 0 | 0 | 45.9464 | 8.8554 | 0 | 5.9883 | 0 | 0 | 0.043944 | 0.095881
2018-04-04 18:00 | 4 | 17 | 4 | 0 | 1 | 0.0016345 | 1.1025 | 2.205 | 0.013076 | 25.1898 | 15.5798 | 17.0341 | 17.0341 | 55.5445 | 0.013076 | 0 | 55.2151 | 0.32939 | 0 | 0.22274 | 0 | 0 | 2.192 | 0 | 0 | 55.2151 | 0.32939 | 0 | 0.22274 | 0 | 0 | 0.0016345 | 0.017654
2018-04-04 19:00 | 4 | 18 | 4 | 0 | 1 | 0 | 1.1197 | 2.2394 | 0 | 25.1898 | 15.5798 | 17.0341 | 17.0341 | 56.4112 | 0 | 0 | 56.4112 | 0 | 0 | 0 | 0 | 0 | 2.2394 | 0 | 0 | 56.4112 | 0 | 0 | 0 | 0 | 0 | 0 | 0
2018-04-04 20:00 | 4 | 19 | 4 | 0 | 0 | 0 | 1.1965 | 2.393 | 0 | 16.5561 | 6.9461 | 17.0341 | 17.0341 | 39.6182 | 0 | 0 | 39.6182 | 0 | 0 | 0 | 0 | 0 | 2.393 | 0 | 0 | 39.6182 | 0 | 0 | 0 | 0 | 0 | 0 | 0
2018-04-04 21:00 | 4 | 20 | 4 | 0 | 0 | 0 | 1.011 | 2.0221 | 0 | 16.5561 | 6.9461 | 17.0341 | 17.0341 | 33.4779 | 0 | 0 | 33.4779 | 0 | 0 | 0 | 0 | 0 | 2.0221 | 0 | 0 | 33.4779 | 0 | 0 | 0 | 0 | 0 | 0 | 0
2018-04-04 22:00 | 4 | 21 | 4 | 0 | 0 | 0 | 0.80933 | 1.6187 | 0 | 16.5561 | 6.9461 | 17.0341 | 17.0341 | 26.7986 | 0 | 0 | 26.7986 | 0 | 0 | 0 | 0 | 0 | 1.6187 | 0 | 0 | 26.7986 | 0 | 0 | 0 | 0 | 0 | 0 | 0
2018-04-04 23:00 | 4 | 22 | 4 | 0 | 0 | 0 | 0.73211 | 1.4642 | 0 | 16.5561 | 6.9461 | 17.0341 | 17.0341 | 24.2418 | 0 | 0 | 24.2418 | 0 | 0 | 0 | 0 | 0 | 1.4642 | 0 | 0 | 24.2418 | 0 | 0 | 0 | 0 | 0 | 0 | 0
2018-04-05 | 4 | 23 | 4 | 0 | 0 | 0 | 0.70435 | 1.4087 | 0 | 16.5561 | 6.9461 | 17.0341 | 17.0341 | 23.3224 | 0 | 0 | 23.3224 | 0 | 0 | 0 | 0 | 0 | 1.4087 | 0 | 0 | 23.3224 | 0 | 0 | 0 | 0 | 0 | 0 | 0
2018-04-05 01:00 | 4 | 0 | 5 | 0 | 0 | 0 | 0.68671 | 1.3734 | 0 | 16.5561 | 6.9461 | 17.0341 | 17.0341 | 22.7384 | 0 | 0 | 22.7384 | 0 | 0 | 0 | 0 | 0 | 1.3734 | 0 | 0 | 22.7384 | 0 | 0 | 0 | 0 | 0 | 0 | 0
2018-04-05 02:00 | 4 | 1 | 5 | 0 | 0 | 0 | 0.69034 | 1.3807 | 0 | 16.5561 | 6.9461 | 17.0341 | 17.0341 | 22.8585 | 0 | 0 | 22.8585 | 0 | 0 | 0 | 0 | 0 | 1.3807 | 0 | 0 | 22.8585 | 0 | 0 | 0 | 0 | 0 | 0 | 0
2018-04-05 03:00 | 4 | 2 | 5 | 0 | 0 | 0 | 0.69557 | 1.3911 | 0 | 16.5561 | 6.9461 | 17.0341 | 17.0341 | 23.0318 | 0 | 0 | 23.0318 | 0 | 0 | 0 | 0 | 0 | 1.3911 | 0 | 0 | 23.0318 | 0 | 0 | 0 | 0 | 0 | 0 | 0
2018-04-05 04:00 | 4 | 3 | 5 | 0 | 0 | 0 | 0.72735 | 1.4547 | 0 | 16.5561 | 6.9461 | 17.0341 | 17.0341 | 24.0842 | 0 | 0 | 24.0842 | 0 | 0 | 0 | 0 | 0 | 1.4547 | 0 | 0 | 24.0842 | 0 | 0 | 0 | 0 | 0 | 0 | 0
2018-04-05 05:00 | 4 | 4 | 5 | 0 | 0 | 0 | 0.87435 | 1.7487 | 0 | 16.5561 | 6.9461 | 17.0341 | 17.0341 | 28.9514 | 0 | 0 | 28.9514 | 0 | 0 | 0 | 0 | 0 | 1.7487 | 0 | 0 | 28.9514 | 0 | 0 | 0 | 0 | 0 | 0 | 0
2018-04-05 06:00 | 4 | 5 | 5 | 0 | 0 | 0.0053661 | 1.0536 | 2.1072 | 0.042929 | 16.5561 | 6.9461 | 17.0341 | 17.0341 | 34.8873 | 0.042929 | 0 | 34.1766 | 0.71073 | 0 | 0.73125 | 0 | 0 | 2.0643 | 0 | 0 | 34.1766 | 0.71073 | 0 | 0.73125 | 0 | 0 | 0.0053661 | 0.0058897
2018-04-05 07:00 | 4 | 6 | 5 | 0 | 0 | 0.15548 | 1.1308 | 2.2615 | 1.2438 | 16.5561 | 6.9461 | 17.0341 | 17.0341 | 37.4417 | 1.2438 | 0 | 16.8491 | 20.5926 | 0 | 21.1872 | 0 | 0 | 1.0177 | 0 | 0 | 16.8491 | 20.5926 | 0 | 21.1872 | 0 | 0 | 0.15548 | 0.17751
2018-04-05 08:00 | 4 | 7 | 5 | 0 | 0 | 0.36981 | 0.96921 | 1.9384 | 2.9585 | 16.5561 | 6.9461 | 17.0341 | 17.0341 | 32.0927 | 1.9384 | 1.0201 | 0 | 32.0927 | 7.0855 | 50.3956 | 1.0201 | 1.0201 | 0 | 0 | 0 | 0 | 32.0927 | 0 | 50.3956 | 1.0201 | 0 | 0.36981 | 0.42008
2018-04-05 09:00 | 4 | 8 | 5 | 0 | 0 | 0.53606 | 0.9323 | 1.8646 | 4.2885 | 16.5561 | 6.9461 | 17.0341 | 17.0341 | 30.8703 | 1.8646 | 2.4239 | 0 | 30.8703 | 16.8365 | 73.0506 | 2.4239 | 3.444 | 0 | 0 | 0 | 0 | 30.8703 | 0 | 73.0506 | 2.4239 | 0 | 0.53606 | 0.59698
2018-04-05 10:00 | 4 | 9 | 5 | 0 | 0 | 0.66049 | 0.97165 | 1.9433 | 5.2839 | 16.5561 | 6.9461 | 17.0341 | 17.0341 | 32.1733 | 1.9433 | 3.3406 | 0 | 32.1733 | 23.204 | 90.0065 | 3.3406 | 6.7846 | 0 | 0 | 0 | 0 | 32.1733 | 0 | 90.0065 | 3.3406 | 0 | 0.66049 | 0.71697
2018-04-05 11:00 | 4 | 10 | 5 | 0 | 0 | 0.7304 | 0.96245 | 1.9249 | 5.8432 | 16.5561 | 6.9461 | 17.0341 | 17.0341 | 31.8688 | 1.9249 | 3.9183 | 0 | 31.8688 | 27.217 | 99.5345 | 3.9183 | 10.7029 | 0 | 0 | 0 | 0 | 31.8688 | 0 | 99.5345 | 3.9183 | 0 | 0.7304 | 0.76923
2018-04-05 12:00 | 4 | 11 | 5 | 0 | 1 | 0.63489 | 0.80894 | 1.6179 | 5.0792 | 25.1898 | 15.5798 | 17.0341 | 17.0341 | 40.7542 | 1.6179 | 3.4613 | 0 | 40.7542 | 53.9259 | 86.5191 | 1.7971 | 12.5 | 0 | 0 | 1.6642 | 0 | 40.7542 | 25.9272 | 86.5191 | 3.4613 | 3.3283 | 0.63489 | 0.76923
2018-04-05 13:00 | 4 | 12 | 5 | 0 | 1 | 0.65592 | 0.74045 | 1.4809 | 5.2473 | 25.1898 | 15.5798 | 17.0341 | 17.0341 | 37.3033 | 1.4809 | 3.7665 | 0 | 37.3033 | 58.6805 | 89.384 | 0 | 12.5 | 0 | 0 | 3.7665 | 0 | 37.3033 | 58.6805 | 89.384 | 3.7665 | 7.5329 | 0.65592 | 0.76923
2018-04-05 14:00 | 4 | 13 | 5 | 0 | 1 | 0.60599 | 0.75617 | 1.5123 | 4.848 | 25.1898 | 15.5798 | 17.0341 | 17.0341 | 38.0955 | 1.5123 | 3.3356 | 0 | 38.0955 | 51.9682 | 82.5809 | 0 | 12.5 | 0 | 0 | 3.3356 | 0 | 38.0955 | 51.9682 | 82.5809 | 3.3356 | 6.6712 | 0.60599 | 0.74166
2018-04-05 15:00 | 4 | 14 | 5 | 0 | 1 | 0.3581 | 0.81616 | 1.6323 | 2.8648 | 25.1898 | 15.5798 | 17.0341 | 17.0341 | 41.118 | 1.6323 | 1.2325 | 0 | 41.118 | 19.2015 | 48.7993 | 0 | 12.5 | 0 | 0 | 1.2325 | 0 | 41.118 | 19.2015 | 48.7993 | 1.2325 | 2.4649 | 0.3581 | 0.62777
2018-04-05 16:00 | 4 | 15 | 5 | 0 | 1 | 0.11061 | 0.95391 | 1.9078 | 0.88486 | 25.1898 | 15.5798 | 17.0341 | 17.0341 | 48.0576 | 0.88486 | 0 | 25.7681 | 22.2895 | 0 | 15.0729 | 0 | 12.5 | 1.023 | 1.023 | 0 | 0 | 48.0576 | 0 | 15.0729 | 0 | 0 | 0.11061 | 0.45487
2018-04-05 17:00 | 4 | 16 | 5 | 0 | 1 | 0.07162 | 1.0277 | 2.0554 | 0.57296 | 25.1898 | 15.5798 | 17.0341 | 17.0341 | 51.774 | 0.57296 | 0 | 37.3413 | 14.4327 | 0 | 9.7599 | 0 | 11.3881 | 1.4824 | 1.4824 | 0 | 0 | 51.774 | 0 | 9.7599 | 0 | 0 | 0.07162 | 0.22317
2018-04-05 18:00 | 4 | 17 | 5 | 0 | 1 | 0.0079374 | 1.0669 | 2.1338 | 0.063499 | 25.1898 | 15.5798 | 17.0341 | 17.0341 | 53.7506 | 0.063499 | 0 | 52.1511 | 1.5995 | 0 | 1.0817 | 0 | 9.7768 | 2.0703 | 2.0703 | 0 | 0 | 53.7506 | 0 | 1.0817 | 0 | 0 | 0.0079374 | 0.030763
2018-04-05 19:00 | 4 | 18 | 5 | 0 | 1 | 0 | 1.1163 | 2.2327 | 0 | 25.1898 | 15.5798 | 17.0341 | 17.0341 | 56.2402 | 0 | 0 | 56.2402 | 0 | 0 | 0 | 0 | 7.5264 | 2.2327 | 2.2327 | 0 | 0 | 56.2402 | 0 | 0 | 0 | 0 | 0 | 0
2018-04-05 20:00 | 4 | 19 | 5 | 0 | 0 | 0 | 1.0932 | 2.1864 | 0 | 16.5561 | 6.9461 | 17.0341 | 17.0341 | 36.1984 | 0 | 0 | 36.1984 | 0 | 0 | 0 | 0 | 5.0996 | 2.1864 | 2.1864 | 0 | 0 | 36.1984 | 0 | 0 | 0 | 0 | 0 | 0
2018-04-05 21:00 | 4 | 20 | 5 | 0 | 0 | 0 | 0.91943 | 1.8389 | 0 | 16.5561 | 6.9461 | 17.0341 | 17.0341 | 30.4444 | 0 | 0 | 30.4444 | 0 | 0 | 0 | 0 | 2.7231 | 1.8389 | 1.8389 | 0 | 0 | 30.4444 | 0 | 0 | 0 | 0 | 0 | 0
2018-04-05 22:00 | 4 | 21 | 5 | 0 | 0 | 0 | 0.71192 | 1.4238 | 0 | 16.5561 | 6.9461 | 17.0341 | 17.0341 | 23.5731 | 0 | 0 | 23.5731 | 0 | 0 | 0 | 0 | 0.72431 | 1.4238 | 0.66637 | 0 | 12.5407 | 11.0324 | 0 | 0 | 0 | 0 | 0 | 0
2018-04-05 23:00 | 4 | 22 | 5 | 0 | 0 | 0 | 0.65717 | 1.3143 | 0 | 16.5561 | 6.9461 | 17.0341 | 17.0341 | 21.7603 | 0 | 0 | 21.7603 | 0 | 0 | 0 | 0 | 0 | 1.3143 | 0 | 0 | 21.7603 | 0 | 0 | 0 | 0 | 0 | 0 | 0
2018-04-06 | 4 | 23 | 5 | 0 | 0 | 0 | 0.60903 | 1.2181 | 0 | 16.5561 | 6.9461 | 17.0341 | 17.0341 | 20.1662 | 0 | 0 | 20.1662 | 0 | 0 | 0 | 0 | 0 | 1.2181 | 0 | 0 | 20.1662 | 0 | 0 | 0 | 0 | 0 | 0 | 0
2018-04-06 01:00 | 4 | 0 | 6 | 0 | 0 | 0 | 0.59278 | 1.1856 | 0 | 16.5561 | 6.9461 | 17.0341 | 17.0341 | 19.6283 | 0 | 0 | 19.6283 | 0 | 0 | 0 | 0 | 0 | 1.1856 | 0 | 0 | 19.6283 | 0 | 0 | 0 | 0 | 0 | 0 | 0
2018-04-06 02:00 | 4 | 1 | 6 | 0 | 0 | 0 | 0.61761 | 1.2352 | 0 | 16.5561 | 6.9461 | 17.0341 | 17.0341 | 20.4503 | 0 | 0 | 20.4503 | 0 | 0 | 0 | 0 | 0 | 1.2352 | 0 | 0 | 20.4503 | 0 | 0 | 0 | 0 | 0 | 0 | 0
2018-04-06 03:00 | 4 | 2 | 6 | 0 | 0 | 0 | 0.58084 | 1.1617 | 0 | 16.5561 | 6.9461 | 17.0341 | 17.0341 | 19.2329 | 0 | 0 | 19.2329 | 0 | 0 | 0 | 0 | 0 | 1.1617 | 0 | 0 | 19.2329 | 0 | 0 | 0 | 0 | 0 | 0 | 0
2018-04-06 04:00 | 4 | 3 | 6 | 0 | 0 | 0 | 0.63229 | 1.2646 | 0 | 16.5561 | 6.9461 | 17.0341 | 17.0341 | 20.9366 | 0 | 0 | 20.9366 | 0 | 0 | 0 | 0 | 0 | 1.2646 | 0 | 0 | 20.9366 | 0 | 0 | 0 | 0 | 0 | 0 | 0
2018-04-06 05:00 | 4 | 4 | 6 | 0 | 0 | 0 | 0.78201 | 1.564 | 0 | 16.5561 | 6.9461 | 17.0341 | 17.0341 | 25.8939 | 0 | 0 | 25.8939 | 0 | 0 | 0 | 0 | 0 | 1.564 | 0 | 0 | 25.8939 | 0 | 0 | 0 | 0 | 0 | 0 | 0
2018-04-06 06:00 | 4 | 5 | 6 | 0 | 0 | 0.005998 | 0.86965 | 1.7393 | 0.047984 | 16.5561 | 6.9461 | 17.0341 | 17.0341 | 28.7958 | 0.047984 | 0 | 28.0014 | 0.79442 | 0 | 0.81737 | 0 | 0 | 1.6913 | 0 | 0 | 28.0014 | 0.79442 | 0 | 0.81737 | 0 | 0 | 0.005998 | 0
2018-04-06 07:00 | 4 | 6 | 6 | 0 | 0 | 0.10765 | 0.89463 | 1.7893 | 0.86122 | 16.5561 | 6.9461 | 17.0341 | 17.0341 | 29.6231 | 0.86122 | 0 | 15.3646 | 14.2585 | 0 | 14.6702 | 0 | 0 | 0.92804 | 0 | 0 | 15.3646 | 14.2585 | 0 | 14.6702 | 0 | 0 | 0.10765 | 0.005388
2018-04-06 08:00 | 4 | 7 | 6 | 0 | 0 | 0.090322 | 0.92398 | 1.848 | 0.72257 | 16.5561 | 6.9461 | 17.0341 | 17.0341 | 30.5951 | 0.72257 | 0 | 18.6321 | 11.963 | 0 | 12.3084 | 0 | 0 | 1.1254 | 0 | 0 | 18.6321 | 11.963 | 0 | 12.3084 | 0 | 0 | 0.090322 | 0.034763
2018-04-06 09:00 | 4 | 8 | 6 | 0 | 0 | 0.090836 | 0.87422 | 1.7484 | 0.72669 | 16.5561 | 6.9461 | 17.0341 | 17.0341 | 28.9473 | 0.72669 | 0 | 16.9162 | 12.0311 | 0 | 12.3785 | 0 | 0 | 1.0218 | 0 | 0 | 16.9162 | 12.0311 | 0 | 12.3785 | 0 | 0 | 0.090836 | 0.18006
2018-04-06 10:00 | 4 | 9 | 6 | 0 | 0 | 0.13761 | 0.84194 | 1.6839 | 1.1009 | 16.5561 | 6.9461 | 17.0341 | 17.0341 | 27.8784 | 1.1009 | 0 | 9.6515 | 18.2269 | 0 | 18.7532 | 0 | 0 | 0.58296 | 0 | 0 | 9.6515 | 18.2269 | 0 | 18.7532 | 0 | 0 | 0.13761 | 0.43607
2018-04-06 11:00 | 4 | 10 | 6 | 0 | 0 | 0.60687 | 0.8238 | 1.6476 | 4.855 | 16.5561 | 6.9461 | 17.0341 | 17.0341 | 27.2777 | 1.6476 | 3.2074 | 0 | 27.2777 | 22.2788 | 82.7005 | 3.2074 | 3.2074 | 0 | 0 | 0 | 0 | 27.2777 | 0 | 82.7005 | 3.2074 | 0 | 0.60687 | 0.47792
2018-04-06 12:00 | 4 | 11 | 6 | 0 | 1 | 0.64004 | 0.79227 | 1.5845 | 5.1203 | 25.1898 | 15.5798 | 17.0341 | 17.0341 | 39.9144 | 1.5845 | 3.5358 | 0 | 39.9144 | 55.0869 | 87.2207 | 3.5358 | 6.7432 | 0 | 0 | 0 | 0 | 39.9144 | 0 | 87.2207 | 3.5358 | 0 | 0.64004 | 0.21977
2018-04-06 13:00 | 4 | 12 | 6 | 0 | 1 | 0.61157 | 0.9047 | 1.8094 | 4.8925 | 25.1898 | 15.5798 | 17.0341 | 17.0341 | 45.5784 | 1.8094 | 3.0831 | 0 | 45.5784 | 48.0344 | 83.34 | 3.0831 | 9.8263 | 0 | 0 | 0 | 0 | 45.5784 | 0 | 83.34 | 3.0831 | 0 | 0.61157 | 0.27692
2018-04-06 14:00 | 4 | 13 | 6 | 0 | 1 | 0.67545 | 0.92072 | 1.8414 | 5.4036 | 25.1898 | 15.5798 | 17.0341 | 17.0341 | 46.3856 | 1.8414 | 3.5621 | 0 | 46.3856 | 55.4971 | 92.0452 | 2.6737 | 12.5 | 0 | 0 | 0.88843 | 0 | 46.3856 | 13.8415 | 92.0452 | 3.5621 | 1.7769 | 0.67545 | 0.10687
2018-04-06 15:00 | 4 | 14 | 6 | 0 | 1 | 0.55966 | 0.90868 | 1.8174 | 4.4772 | 25.1898 | 15.5798 | 17.0341 | 17.0341 | 45.7789 | 1.8174 | 2.6599 | 0 | 45.7789 | 41.4403 | 76.266 | 0 | 12.5 | 0 | 0 | 2.6599 | 0 | 45.7789 | 41.4403 | 76.266 | 2.6599 | 5.3198 | 0.55966 | 0.056431
2018-04-06 16:00 | 4 | 15 | 6 | 0 | 1 | 0.40433 | 0.99136 | 1.9827 | 3.2347 | 25.1898 | 15.5798 | 17.0341 | 17.0341 | 49.944 | 1.9827 | 1.252 | 0 | 49.944 | 19.5051 | 55.0997 | 0 | 12.5 | 0 | 0 | 1.252 | 0 | 49.944 | 19.5051 | 55.0997 | 1.252 | 2.5039 | 0.40433 | 0.10819
2018-04-06 17:00 | 4 | 16 | 6 | 0 | 1 | 0.1992 | 1.0832 | 2.1664 | 1.5936 | 25.1898 | 15.5798 | 17.0341 | 17.0341 | 54.5719 | 1.5936 | 0 | 14.4289 | 40.143 | 0 | 27.146 | 0 | 12.5 | 0.57281 | 0.57281 | 0 | 0 | 54.5719 | 0 | 27.146 | 0 | 0 | 0.1992 | 0.055071
2018-04-06 18:00 | 4 | 17 | 6 | 0 | 1 | 0.027985 | 1.0932 | 2.1863 | 0.22388 | 25.1898 | 15.5798 | 17.0341 | 17.0341 | 55.0733 | 0.22388 | 0 | 49.4338 | 5.6394 | 0 | 3.8136 | 0 | 11.8774 | 1.9625 | 1.9625 | 0 | 0 | 55.0733 | 0 | 3.8136 | 0 | 0 | 0.027985 | 0.0077933
2018-04-06 19:00 | 4 | 18 | 6 | 0 | 1 | 0 | 1.1376 | 2.2752 | 0 | 25.1898 | 15.5798 | 17.0341 | 17.0341 | 57.3124 | 0 | 0 | 57.3124 | 0 | 0 | 0 | 0 | 9.7443 | 2.2752 | 2.2752 | 0 | 0 | 57.3124 | 0 | 0 | 0 | 0 | 0 | 0
2018-04-06 20:00 | 4 | 19 | 6 | 0 | 0 | 0 | 1.146 | 2.292 | 0 | 16.5561 | 6.9461 | 17.0341 | 17.0341 | 37.9469 | 0 | 0 | 37.9469 | 0 | 0 | 0 | 0 | 7.2712 | 2.292 | 2.292 | 0 | 0 | 37.9469 | 0 | 0 | 0 | 0 | 0 | 0
2018-04-06 21:00 | 4 | 20 | 6 | 0 | 0 | 0 | 0.98222 | 1.9644 | 0 | 16.5561 | 6.9461 | 17.0341 | 17.0341 | 32.5235 | 0 | 0 | 32.5235 | 0 | 0 | 0 | 0 | 4.7799 | 1.9644 | 1.9644 | 0 | 0 | 32.5235 | 0 | 0 | 0 | 0 | 0 | 0
2018-04-06 22:00 | 4 | 21 | 6 | 0 | 0 | 0 | 0.79471 | 1.5894 | 0 | 16.5561 | 6.9461 | 17.0341 | 17.0341 | 26.3144 | 0 | 0 | 26.3144 | 0 | 0 | 0 | 0 | 2.6446 | 1.5894 | 1.5894 | 0 | 0 | 26.3144 | 0 | 0 | 0 | 0 | 0 | 0
2018-04-06 23:00 | 4 | 22 | 6 | 0 | 0 | 0 | 0.72542 | 1.4508 | 0 | 16.5561 | 6.9461 | 17.0341 | 17.0341 | 24.0203 | 0 | 0 | 24.0203 | 0 | 0 | 0 | 0 | 0.91698 | 1.4508 | 0.84362 | 0 | 10.0533 | 13.967 | 0 | 0 | 0 | 0 | 0 | 0
2018-04-07 | 4 | 23 | 6 | 0 | 0 | 0 | 0.63429 | 1.2686 | 0 | 16.5561 | 6.9461 | 17.0341 | 17.0341 | 21.0026 | 0 | 0 | 21.0026 | 0 | 0 | 0 | 0 | 0 | 1.2686 | 0 | 0 | 21.0026 | 0 | 0 | 0 | 0 | 0 | 0 | 0
2018-04-07 01:00 | 4 | 0 | 7 | 0 | 0 | 0 | 0.62552 | 1.251 | 0 | 16.5561 | 6.9461 | 17.0341 | 17.0341 | 20.7124 | 0 | 0 | 20.7124 | 0 | 0 | 0 | 0 | 0 | 1.251 | 0 | 0 | 20.7124 | 0 | 0 | 0 | 0 | 0 | 0 | 0
2018-04-07 02:00 | 4 | 1 | 7 | 0 | 0 | 0 | 0.62861 | 1.2572 | 0 | 16.5561 | 6.9461 | 17.0341 | 17.0341 | 20.8145 | 0 | 0 | 20.8145 | 0 | 0 | 0 | 0 | 0 | 1.2572 | 0 | 0 | 20.8145 | 0 | 0 | 0 | 0 | 0 | 0 | 0
2018-04-07 03:00 | 4 | 2 | 7 | 0 | 0 | 0 | 0.69939 | 1.3988 | 0 | 16.5561 | 6.9461 | 17.0341 | 17.0341 | 23.1584 | 0 | 0 | 23.1584 | 0 | 0 | 0 | 0 | 0 | 1.3988 | 0 | 0 | 23.1584 | 0 | 0 | 0 | 0 | 0 | 0 | 0
2018-04-07 04:00 | 4 | 3 | 7 | 0 | 0 | 0 | 0.75683 | 1.5137 | 0 | 16.5561 | 6.9461 | 17.0341 | 17.0341 | 25.0602 | 0 | 0 | 25.0602 | 0 | 0 | 0 | 0 | 0 | 1.5137 | 0 | 0 | 25.0602 | 0 | 0 | 0 | 0 | 0 | 0 | 0
2018-04-07 05:00 | 4 | 4 | 7 | 0 | 0 | 0 | 0.85635 | 1.7127 | 0 | 16.5561 | 6.9461 | 17.0341 | 17.0341 | 28.3556 | 0 | 0 | 28.3556 | 0 | 0 | 0 | 0 | 0 | 1.7127 | 0 | 0 | 28.3556 | 0 | 0 | 0 | 0 | 0 | 0 | 0
2018-04-07 06:00 | 4 | 5 | 7 | 0 | 0 | 0.0056933 | 0.97118 | 1.9424 | 0.045547 | 16.5561 | 6.9461 | 17.0341 | 17.0341 | 32.1578 | 0.045547 | 0 | 31.4037 | 0.75407 | 0 | 0.77585 | 0 | 0 | 1.8968 | 0 | 0 | 31.4037 | 0.75407 | 0 | 0.77585 | 0 | 0 | 0.0056933 | 0.0013343
2018-04-07 07:00 | 4 | 6 | 7 | 0 | 0 | 0.10585 | 0.97281 | 1.9456 | 0.84681 | 16.5561 | 6.9461 | 17.0341 | 17.0341 | 32.2118 | 0.84681 | 0 | 18.192 | 14.0198 | 0 | 14.4246 | 0 | 0 | 1.0988 | 0 | 0 | 18.192 | 14.0198 | 0 | 14.4246 | 0 | 0 | 0.10585 | 0.05256
2018-04-07 08:00 | 4 | 7 | 7 | 0 | 0 | 0.23004 | 1.0323 | 2.0647 | 1.8403 | 16.5561 | 6.9461 | 17.0341 | 17.0341 | 34.1827 | 1.8403 | 0 | 3.714 | 30.4687 | 0 | 31.3485 | 0 | 0 | 0.22433 | 0 | 0 | 3.714 | 30.4687 | 0 | 31.3485 | 0 | 0 | 0.23004 | 0.23119
2018-04-07 09:00 | 4 | 8 | 7 | 0 | 0 | 0.31191 | 1.056 | 2.112 | 2.4953 | 16.5561 | 6.9461 | 17.0341 | 17.0341 | 34.9666 | 2.112 | 0.38327 | 0 | 34.9666 | 2.6622 | 42.505 | 0.38327 | 0.38327 | 0 | 0 | 0 | 0 | 34.9666 | 0 | 42.505 | 0.38327 | 0 | 0.31191 | 0.11435
2018-04-07 10:00 | 4 | 9 | 7 | 0 | 0 | 0.39966 | 0.96242 | 1.9248 | 3.1973 | 16.5561 | 6.9461 | 17.0341 | 17.0341 | 31.8676 | 1.9248 | 1.2725 | 0 | 31.8676 | 8.8386 | 54.4632 | 1.2725 | 1.6557 | 0 | 0 | 0 | 0 | 31.8676 | 0 | 54.4632 | 1.2725 | 0 | 0.39966 | 0.20744
2018-04-07 11:00 | 4 | 10 | 7 | 0 | 0 | 0.20856 | 0.87354 | 1.7471 | 1.6685 | 16.5561 | 6.9461 | 17.0341 | 17.0341 | 28.9247 | 1.6685 | 0 | 1.3016 | 27.6232 | 0 | 28.4209 | 0 | 1.6557 | 0.078615 | 0.078615 | 0 | 0 | 28.9247 | 0 | 28.4209 | 0 | 0 | 0.20856 | 0.18812
2018-04-07 12:00 | 4 | 11 | 7 | 0 | 1 | 0.23466 | 0.85883 | 1.7177 | 1.8773 | 25.1898 | 15.5798 | 17.0341 | 17.0341 | 43.2676 | 1.7177 | 0.15962 | 0 | 43.2676 | 2.4869 | 31.978 | 0.15962 | 1.7299 | 0 | 0 | 0 | 0 | 43.2676 | 0 | 31.978 | 0.15962 | 0 | 0.23466 | 0.212
2018-04-07 13:00 | 4 | 12 | 7 | 0 | 1 | 0.17916 | 0.82169 | 1.6434 | 1.4333 | 25.1898 | 15.5798 | 17.0341 | 17.0341 | 41.3966 | 1.4333 | 0 | 5.2926 | 36.104 | 0 | 24.4147 | 0 | 1.7299 | 0.21011 | 0.21011 | 0 | 0 | 41.3966 | 0 | 24.4147 | 0 | 0 | 0.17916 | 0.4147
2018-04-07 14:00 | 4 | 13 | 7 | 0 | 1 | 0.094389 | 0.85328 | 1.7066 | 0.75511 | 25.1898 | 15.5798 | 17.0341 | 17.0341 | 42.9877 | 0.75511 | 0 | 23.9667 | 19.021 | 0 | 12.8626 | 0 | 1.5015 | 0.95145 | 0.95145 | 0 | 0 | 42.9877 | 0 | 12.8626 | 0 | 0 | 0.094389 | 0.34605
2018-04-07 15:00 | 4 | 14 | 7 | 0 | 1 | 0.079426 | 0.98271 | 1.9654 | 0.63541 | 25.1898 | 15.5798 | 17.0341 | 17.0341 | 49.5083 | 0.63541 | 0 | 33.5024 | 16.0059 | 0 | 10.8237 | 0 | 0.46734 | 1.33 | 0.42995 | 0 | 22.6721 | 26.8363 | 0 | 10.8237 | 0 | 0 | 0.079426 | 0.31377
2018-04-07 16:00 | 4 | 15 | 7 | 0 | 1 | 0.096042 | 1.0272 | 2.0544 | 0.76834 | 25.1898 | 15.5798 | 17.0341 | 17.0341 | 51.7509 | 0.76834 | 0 | 32.3966 | 19.3542 | 0 | 13.088 | 0 | 0 | 1.2861 | 0 | 0 | 32.3966 | 19.3542 | 0 | 13.088 | 0 | 0 | 0.096042 | 0.15867
2018-04-07 17:00 | 4 | 16 | 7 | 0 | 1 | 0.037822 | 1.0673 | 2.1346 | 0.30258 | 25.1898 | 15.5798 | 17.0341 | 17.0341 | 53.7706 | 0.30258 | 0 | 46.1488 | 7.6218 | 0 | 5.1541 | 0 | 0 | 1.832 | 0 | 0 | 46.1488 | 7.6218 | 0 | 5.1541 | 0 | 0 | 0.037822 | 0.083996
2018-04-07 18:00 | 4 | 17 | 7 | 0 | 1 | 0.0050576 | 1.049 | 2.0981 | 0.04046 | 25.1898 | 15.5798 | 17.0341 | 17.0341 | 52.8505 | 0.04046 | 0 | 51.8313 | 1.0192 | 0 | 0.68921 | 0 | 0 | 2.0576 | 0 | 0 | 51.8313 | 1.0192 | 0 | 0.68921 | 0 | 0 | 0.0050576 | 0.017138
2018-04-07 19:00 | 4 | 18 | 7 | 0 | 1 | 0 | 1.0499 | 2.0997 | 0 | 25.1898 | 15.5798 | 17.0341 | 17.0341 | 52.8922 | 0 | 0 | 52.8922 | 0 | 0 | 0 | 0 | 0 | 2.0997 | 0 | 0 | 52.8922 | 0 | 0 | 0 | 0 | 0 | 0 | 0
2018-04-07 20:00 | 4 | 19 | 7 | 0 | 0 | 0 | 1.0921 | 2.1841 | 0 | 16.5561 | 6.9461 | 17.0341 | 17.0341 | 36.1609 | 0 | 0 | 36.1609 | 0 | 0 | 0 | 0 | 0 | 2.1841 | 0 | 0 | 36.1609 | 0 | 0 | 0 | 0 | 0 | 0 | 0
2018-04-07 21:00 | 4 | 20 | 7 | 0 | 0 | 0 | 0.86763 | 1.7353 | 0 | 16.5561 | 6.9461 | 17.0341 | 17.0341 | 28.7292 | 0 | 0 | 28.7292 | 0 | 0 | 0 | 0 | 0 | 1.7353 | 0 | 0 | 28.7292 | 0 | 0 | 0 | 0 | 0 | 0 | 0
2018-04-07 22:00 | 4 | 21 | 7 | 0 | 0 | 0 | 0.68471 | 1.3694 | 0 | 16.5561 | 6.9461 | 17.0341 | 17.0341 | 22.6723 | 0 | 0 | 22.6723 | 0 | 0 | 0 | 0 | 0 | 1.3694 | 0 | 0 | 22.6723 | 0 | 0 | 0 | 0 | 0 | 0 | 0
2018-04-07 23:00 | 4 | 22 | 7 | 0 | 0 | 0 | 0.53532 | 1.0706 | 0 | 16.5561 | 6.9461 | 17.0341 | 17.0341 | 17.7257 | 0 | 0 | 17.7257 | 0 | 0 | 0 | 0 | 0 | 1.0706 | 0 | 0 | 17.7257 | 0 | 0 | 0 | 0 | 0 | 0 | 0
2018-04-08 | 4 | 23 | 7 | 0 | 0 | 0 | 0.47047 | 0.94095 | 0 | 16.5561 | 6.9461 | 17.0341 | 17.0341 | 15.5784 | 0 | 0 | 15.5784 | 0 | 0 | 0 | 0 | 0 | 0.94095 | 0 | 0 | 15.5784 | 0 | 0 | 0 | 0 | 0 | 0 | 0
2018-04-08 01:00 | 4 | 0 | 1 | 0 | 0 | 0 | 0.44261 | 0.88523 | 0 | 16.5561 | 6.9461 | 17.0341 | 17.0341 | 14.6559 | 0 | 0 | 14.6559 | 0 | 0 | 0 | 0 | 0 | 0.88523 | 0 | 0 | 14.6559 | 0 | 0 | 0 | 0 | 0 | 0 | 0
2018-04-08 02:00 | 4 | 1 | 1 | 0 | 0 | 0 | 0.44339 | 0.88679 | 0 | 16.5561 | 6.9461 | 17.0341 | 17.0341 | 14.6817 | 0 | 0 | 14.6817 | 0 | 0 | 0 | 0 | 0 | 0.88679 | 0 | 0 | 14.6817 | 0 | 0 | 0 | 0 | 0 | 0 | 0
2018-04-08 03:00 | 4 | 2 | 1 | 0 | 0 | 0 | 0.46954 | 0.93907 | 0 | 16.5561 | 6.9461 | 17.0341 | 17.0341 | 15.5474 | 0 | 0 | 15.5474 | 0 | 0 | 0 | 0 | 0 | 0.93907 | 0 | 0 | 15.5474 | 0 | 0 | 0 | 0 | 0 | 0 | 0
2018-04-08 04:00 | 4 | 3 | 1 | 0 | 0 | 0 | 0.51702 | 1.034 | 0 | 16.5561 | 6.9461 | 17.0341 | 17.0341 | 17.1197 | 0 | 0 | 17.1197 | 0 | 0 | 0 | 0 | 0 | 1.034 | 0 | 0 | 17.1197 | 0 | 0 | 0 | 0 | 0 | 0 | 0
2018-04-08 05:00 | 4 | 4 | 1 | 0 | 0 | 0 | 0.59512 | 1.1902 | 0 | 16.5561 | 6.9461 | 17.0341 | 17.0341 | 19.7056 | 0 | 0 | 19.7056 | 0 | 0 | 0 | 0 | 0 | 1.1902 | 0 | 0 | 19.7056 | 0 | 0 | 0 | 0 | 0 | 0 | 0
2018-04-08 06:00 | 4 | 5 | 1 | 0 | 0 | 0.0045287 | 0.73821 | 1.4764 | 0.03623 | 16.5561 | 6.9461 | 17.0341 | 17.0341 | 24.4438 | 0.03623 | 0 | 23.844 | 0.59982 | 0 | 0.61714 | 0 | 0 | 1.4402 | 0 | 0 | 23.844 | 0.59982 | 0 | 0.61714 | 0 | 0 | 0.0045287 | 0.007774
2018-04-08 07:00 | 4 | 6 | 1 | 0 | 0 | 0.012231 | 0.85925 | 1.7185 | 0.097848 | 16.5561 | 6.9461 | 17.0341 | 17.0341 | 28.4516 | 0.097848 | 0 | 26.8317 | 1.62 | 0 | 1.6668 | 0 | 0 | 1.6207 | 0 | 0 | 26.8317 | 1.62 | 0 | 1.6668 | 0 | 0 | 0.012231 | 0.14439
2018-04-08 08:00 | 4 | 7 | 1 | 0 | 0 | 0.03725 | 0.95285 | 1.9057 | 0.298 | 16.5561 | 6.9461 | 17.0341 | 17.0341 | 31.5507 | 0.298 | 0 | 26.617 | 4.9337 | 0 | 5.0762 | 0 | 0 | 1.6077 | 0 | 0 | 26.617 | 4.9337 | 0 | 5.0762 | 0 | 0 | 0.03725 | 0.37165
2018-04-08 09:00 | 4 | 8 | 1 | 0 | 0 | 0.13006 | 0.98399 | 1.968 | 1.0404 | 16.5561 | 6.9461 | 17.0341 | 17.0341 | 32.5818 | 1.0404 | 0 | 15.3563 | 17.2256 | 0 | 17.723 | 0 | 0 | 0.92753 | 0 | 0 | 15.3563 | 17.2256 | 0 | 17.723 | 0 | 0 | 0.13006 | 0.60526
2018-04-08 10:00 | 4 | 9 | 1 | 0 | 0 | 0.28619 | 0.91705 | 1.8341 | 2.2895 | 16.5561 | 6.9461 | 17.0341 | 17.0341 | 30.3654 | 1.8341 | 0.45542 | 0 | 30.3654 | 3.1634 | 38.9999 | 0.45542 | 0.45542 | 0 | 0 | 0 | 0 | 30.3654 | 0 | 38.9999 | 0.45542 | 0 | 0.28619 | 0.55797
2018-04-08 11:00 | 4 | 10 | 1 | 0 | 0 | 0.15762 | 1.0084 | 2.0169 | 1.261 | 16.5561 | 6.9461 | 17.0341 | 17.0341 | 33.3918 | 1.261 | 0 | 12.515 | 20.8768 | 0 | 21.4796 | 0 | 0.45542 | 0.75592 | 0.41898 | 0 | 5.5784 | 27.8135 | 0 | 21.4796 | 0 | 0 | 0.15762 | 0.29991
2018-04-08 12:00 | 4 | 11 | 1 | 0 | 1 | 0.23554 | 1.0436 | 2.0873 | 1.8844 | 25.1898 | 15.5798 | 17.0341 | 17.0341 | 52.5784 | 1.8844 | 0 | 5.112 | 47.4664 | 0 | 32.0983 | 0 | 0 | 0.20294 | 0 | 0 | 5.112 | 47.4664 | 0 | 32.0983 | 0 | 0 | 0.23554 | 0.39723
2018-04-08 13:00 | 4 | 12 | 1 | 0 | 1 | 0.40089 | 1.0671 | 2.1341 | 3.2071 | 25.1898 | 15.5798 | 17.0341 | 17.0341 | 53.7576 | 2.1341 | 1.073 | 0 | 53.7576 | 16.7174 | 54.6307 | 1.073 | 1.073 | 0 | 0 | 0 | 0 | 53.7576 | 0 | 54.6307 | 1.073 | 0 | 0.40089 | 0.23123
2018-04-08 14:00 | 4 | 13 | 1 | 0 | 1 | 0.48902 | 1.2276 | 2.4553 | 3.9121 | 25.1898 | 15.5798 | 17.0341 | 17.0341 | 61.8478 | 2.4553 | 1.4569 | 0 | 61.8478 | 22.6977 | 66.64 | 1.4569 | 2.5299 | 0 | 0 | 0 | 0 | 61.8478 | 0 | 66.64 | 1.4569 | 0 | 0.48902 | 0.47522
2018-04-08 15:00 | 4 | 14 | 1 | 0 | 1 | 0.58257 | 1.3593 | 2.7187 | 4.6605 | 25.1898 | 15.5798 | 17.0341 | 17.0341 | 68.4827 | 2.7187 | 1.9419 | 0 | 68.4827 | 30.2539 | 79.3884 | 1.9419 | 4.4718 | 0 | 0 | 0 | 0 | 68.4827 | 0 | 79.3884 | 1.9419 | 0 | 0.58257 | 0.38985
2018-04-08 16:00 | 4 | 15 | 1 | 0 | 1 | 0.42615 | 1.4085 | 2.8171 | 3.4092 | 25.1898 | 15.5798 | 17.0341 | 17.0341 | 70.961 | 2.8171 | 0.59213 | 0 | 70.961 | 9.2253 | 58.0727 | 0.59213 | 5.0639 | 0 | 0 | 0 | 0 | 70.961 | 0 | 58.0727 | 0.59213 | 0 | 0.42615 | 0.15028
2018-04-08 17:00 | 4 | 16 | 1 | 0 | 1 | 0.21405 | 1.3297 | 2.6594 | 1.7124 | 25.1898 | 15.5798 | 17.0341 | 17.0341 | 66.9907 | 1.7124 | 0 | 23.8556 | 43.1351 | 0 | 29.1694 | 0 | 5.0639 | 0.94704 | 0.94704 | 0 | 0 | 66.9907 | 0 | 29.1694 | 0 | 0 | 0.21405 | 0.078818
2018-04-08 18:00 | 4 | 17 | 1 | 0 | 1 | 0.029864 | 1.238 | 2.476 | 0.23892 | 25.1898 | 15.5798 | 17.0341 | 17.0341 | 62.3696 | 0.23892 | 0 | 56.3514 | 6.0182 | 0 | 4.0697 | 0 | 4.0345 | 2.2371 | 2.2371 | 0 | 0 | 62.3696 | 0 | 4.0697 | 0 | 0 | 0.029864 | 0.015191
2018-04-08 19:00 | 4 | 18 | 1 | 0 | 1 | 0 | 1.1549 | 2.3098 | 0 | 25.1898 | 15.5798 | 17.0341 | 17.0341 | 58.1825 | 0 | 0 | 58.1825 | 0 | 0 | 0 | 0 | 1.6029 | 2.3098 | 1.4747 | 0 | 21.0358 | 37.1466 | 0 | 0 | 0 | 0 | 0 | 0
2018-04-08 20:00 | 4 | 19 | 1 | 0 | 0 | 0 | 1.1237 | 2.2473 | 0 | 16.5561 | 6.9461 | 17.0341 | 17.0341 | 37.2072 | 0 | 0 | 37.2072 | 0 | 0 | 0 | 0 | 0 | 2.2473 | 0 | 0 | 37.2072 | 0 | 0 | 0 | 0 | 0 | 0 | 0
2018-04-08 21:00 | 4 | 20 | 1 | 0 | 0 | 0 | 0.94031 | 1.8806 | 0 | 16.5561 | 6.9461 | 17.0341 | 17.0341 | 31.1357 | 0 | 0 | 31.1357 | 0 | 0 | 0 | 0 | 0 | 1.8806 | 0 | 0 | 31.1357 | 0 | 0 | 0 | 0 | 0 | 0 | 0
2018-04-08 22:00 | 4 | 21 | 1 | 0 | 0 | 0 | 0.67031 | 1.3406 | 0 | 16.5561 | 6.9461 | 17.0341 | 17.0341 | 22.1954 | 0 | 0 | 22.1954 | 0 | 0 | 0 | 0 | 0 | 1.3406 | 0 | 0 | 22.1954 | 0 | 0 | 0 | 0 | 0 | 0 | 0
2018-04-08 23:00 | 4 | 22 | 1 | 0 | 0 | 0 | 0.51966 | 1.0393 | 0 | 16.5561 | 6.9461 | 17.0341 | 17.0341 | 17.2071 | 0 | 0 | 17.2071 | 0 | 0 | 0 | 0 | 0 | 1.0393 | 0 | 0 | 17.2071 | 0 | 0 | 0 | 0 | 0 | 0 | 0
2018-04-09 | 4 | 23 | 1 | 0 | 0 | 0 | 0.49063 | 0.98126 | 0 | 16.5561 | 6.9461 | 17.0341 | 17.0341 | 16.2457 | 0 | 0 | 16.2457 | 0 | 0 | 0 | 0 | 0 | 0.98126 | 0 | 0 | 16.2457 | 0 | 0 | 0 | 0 | 0 | 0 | 0
2018-04-09 01:00 | 4 | 0 | 2 | 0 | 0 | 0 | 0.49944 | 0.99888 | 0 | 16.5561 | 6.9461 | 17.0341 | 17.0341 | 16.5374 | 0 | 0 | 16.5374 | 0 | 0 | 0 | 0 | 0 | 0.99888 | 0 | 0 | 16.5374 | 0 | 0 | 0 | 0 | 0 | 0 | 0
2018-04-09 02:00 | 4 | 1 | 2 | 0 | 0 | 0 | 0.51757 | 1.0351 | 0 | 16.5561 | 6.9461 | 17.0341 | 17.0341 | 17.1377 | 0 | 0 | 17.1377 | 0 | 0 | 0 | 0 | 0 | 1.0351 | 0 | 0 | 17.1377 | 0 | 0 | 0 | 0 | 0 | 0 | 0
2018-04-09 03:00 | 4 | 2 | 2 | 0 | 0 | 0 | 0.56802 | 1.136 | 0 | 16.5561 | 6.9461 | 17.0341 | 17.0341 | 18.8082 | 0 | 0 | 18.8082 | 0 | 0 | 0 | 0 | 0 | 1.136 | 0 | 0 | 18.8082 | 0 | 0 | 0 | 0 | 0 | 0 | 0
2018-04-09 04:00 | 4 | 3 | 2 | 0 | 0 | 0 | 0.65228 | 1.3046 | 0 | 16.5561 | 6.9461 | 17.0341 | 17.0341 | 21.5983 | 0 | 0 | 21.5983 | 0 | 0 | 0 | 0 | 0 | 1.3046 | 0 | 0 | 21.5983 | 0 | 0 | 0 | 0 | 0 | 0 | 0
2018-04-09 05:00 | 4 | 4 | 2 | 0 | 0 | 0 | 0.80266 | 1.6053 | 0 | 16.5561 | 6.9461 | 17.0341 | 17.0341 | 26.5778 | 0 | 0 | 26.5778 | 0 | 0 | 0 | 0 | 0 | 1.6053 | 0 | 0 | 26.5778 | 0 | 0 | 0 | 0 | 0 | 0 | 0
2018-04-09 06:00 | 4 | 5 | 2 | 0 | 0 | 0.0090268 | 0.9414 | 1.8828 | 0.072214 | 16.5561 | 6.9461 | 17.0341 | 17.0341 | 31.1718 | 0.072214 | 0 | 29.9762 | 1.1956 | 0 | 1.2301 | 0 | 0 | 1.8106 | 0 | 0 | 29.9762 | 1.1956 | 0 | 1.2301 | 0 | 0 | 0.0090268 | 0.011117
2018-04-09 07:00 | 4 | 6 | 2 | 0 | 0 | 0.08207 | 0.97605 | 1.9521 | 0.65656 | 16.5561 | 6.9461 | 17.0341 | 17.0341 | 32.3191 | 0.65656 | 0 | 21.449 | 10.8701 | 0 | 11.184 | 0 | 0 | 1.2955 | 0 | 0 | 21.449 | 10.8701 | 0 | 11.184 | 0 | 0 | 0.08207 | 0.091841
2018-04-09 08:00 | 4 | 7 | 2 | 0 | 0 | 0.35789 | 1.0314 | 2.0628 | 2.8631 | 16.5561 | 6.9461 | 17.0341 | 17.0341 | 34.1525 | 2.0628 | 0.80025 | 0 | 34.1525 | 5.5586 | 48.7704 | 0.80025 | 0.80025 | 0 | 0 | 0 | 0 | 34.1525 | 0 | 48.7704 | 0.80025 | 0 | 0.35789 | 0.24761
2018-04-09 09:00 | 4 | 8 | 2 | 0 | 0 | 0.07946 | 1.0105 | 2.0211 | 0.63568 | 16.5561 | 6.9461 | 17.0341 | 17.0341 | 33.4613 | 0.63568 | 0 | 22.9369 | 10.5244 | 0 | 10.8283 | 0 | 0.80025 | 1.3854 | 0.73623 | 0 | 10.7478 | 22.7135 | 0 | 10.8283 | 0 | 0 | 0.07946 | 0.53287
2018-04-09 10:00 | 4 | 9 | 2 | 0 | 0 | 0.14919 | 0.96459 | 1.9292 | 1.1936 | 16.5561 | 6.9461 | 17.0341 | 17.0341 | 31.9396 | 1.1936 | 0 | 12.1789 | 19.7606 | 0 | 20.3313 | 0 | 0 | 0.73562 | 0 | 0 | 12.1789 | 19.7606 | 0 | 20.3313 | 0 | 0 | 0.14919 | 0.2228
2018-04-09 11:00 | 4 | 10 | 2 | 0 | 0 | 0.14387 | 1.0028 | 2.0056 | 1.1509 | 16.5561 | 6.9461 | 17.0341 | 17.0341 | 33.2053 | 1.1509 | 0 | 14.1502 | 19.0551 | 0 | 19.6053 | 0 | 0 | 0.85469 | 0 | 0 | 14.1502 | 19.0551 | 0 | 19.6053 | 0 | 0 | 0.14387 | 0.76923
2018-04-09 12:00 | 4 | 11 | 2 | 0 | 1 | 0.29432 | 0.95927 | 1.9185 | 2.3545 | 25.1898 | 15.5798 | 17.0341 | 17.0341 | 48.3274 | 1.9185 | 0.43601 | 0 | 48.3274 | 6.793 | 40.1076 | 0.43601 | 0.43601 | 0 | 0 | 0 | 0 | 48.3274 | 0 | 40.1076 | 0.43601 | 0 | 0.29432 | 0.60123
2018-04-09 13:00 | 4 | 12 | 2 | 0 | 1 | 0.42455 | 0.99178 | 1.9836 | 3.3964 | 25.1898 | 15.5798 | 17.0341 | 17.0341 | 49.9652 | 1.9836 | 1.4128 | 0 | 49.9652 | 22.0119 | 57.8548 | 1.4128 | 1.8489 | 0 | 0 | 0 | 0 | 49.9652 | 0 | 57.8548 | 1.4128 | 0 | 0.42455 | 0.5762
2018-04-09 14:00 | 4 | 13 | 2 | 0 | 1 | 0.49803 | 0.93453 | 1.8691 | 3.9842 | 25.1898 | 15.5798 | 17.0341 | 17.0341 | 47.0809 | 1.8691 | 2.1152 | 0 | 47.0809 | 32.9541 | 67.868 | 2.1152 | 3.964 | 0 | 0 | 0 | 0 | 47.0809 | 0 | 67.868 | 2.1152 | 0 | 0.49803 | 0.48825
2018-04-09 15:00 | 4 | 14 | 2 | 0 | 1 | 0.42639 | 1.0616 | 2.1232 | 3.4111 | 25.1898 | 15.5798 | 17.0341 | 17.0341 | 53.4841 | 2.1232 | 1.2878 | 0 | 53.4841 | 20.0641 | 58.1048 | 1.2878 | 5.2519 | 0 | 0 | 0 | 0 | 53.4841 | 0 | 58.1048 | 1.2878 | 0 | 0.42639 | 0.51862
2018-04-09 16:00 | 4 | 15 | 2 | 0 | 1 | 0.18898 | 1.1484 | 2.2968 | 1.5118 | 25.1898 | 15.5798 | 17.0341 | 17.0341 | 57.8556 | 1.5118 | 0 | 19.7727 | 38.0829 | 0 | 25.7529 | 0 | 5.2519 | 0.78495 | 0.78495 | 0 | 0 | 57.8556 | 0 | 25.7529 | 0 | 0 | 0.18898 | 0.27263
2018-04-09 17:00 | 4 | 16 | 2 | 0 | 1 | 0.13116 | 1.1531 | 2.3062 | 1.0493 | 25.1898 | 15.5798 | 17.0341 | 17.0341 | 58.0925 | 1.0493 | 0 | 31.6616 | 26.4309 | 0 | 17.8735 | 0 | 4.3987 | 1.2569 | 1.2569 | 0 | 0 | 58.0925 | 0 | 17.8735 | 0 | 0 | 0.13116 | 0.14374
2018-04-09 18:00 | 4 | 17 | 2 | 0 | 1 | 0.018403 | 1.1662 | 2.3323 | 0.14722 | 25.1898 | 15.5798 | 17.0341 | 17.0341 | 58.7507 | 0.14722 | 0 | 55.0422 | 3.7085 | 0 | 2.5078 | 0 | 3.0324 | 2.1851 | 2.1851 | 0 | 0 | 58.7507 | 0 | 2.5078 | 0 | 0 | 0.018403 | 0.038697
2018-04-09 19:00 | 4 | 18 | 2 | 0 | 1 | 0 | 1.2332 | 2.4664 | 0 | 25.1898 | 15.5798 | 17.0341 | 17.0341 | 62.1282 | 0 | 0 | 62.1282 | 0 | 0 | 0 | 0 | 0.65733 | 2.4664 | 0.60474 | 0 | 46.8948 | 15.2334 | 0 | 0 | 0 | 0 | 0 | 0
2018-04-09 20:00 | 4 | 19 | 2 | 0 | 0 | 0 | 1.2876 | 2.5753 | 0 | 16.5561 | 6.9461 | 17.0341 | 17.0341 | 42.636 | 0 | 0 | 42.636 | 0 | 0 | 0 | 0 | 0 | 2.5753 | 0 | 0 | 42.636 | 0 | 0 | 0 | 0 | 0 | 0 | 0
2018-04-09 21:00 | 4 | 20 | 2 | 0 | 0 | 0 | 1.0828 | 2.1657 | 0 | 16.5561 | 6.9461 | 17.0341 | 17.0341 | 35.8547 | 0 | 0 | 35.8547 | 0 | 0 | 0 | 0 | 0 | 2.1657 | 0 | 0 | 35.8547 | 0 | 0 | 0 | 0 | 0 | 0 | 0
2018-04-09 22:00 | 4 | 21 | 2 | 0 | 0 | 0 | 0.84689 | 1.6938 | 0 | 16.5561 | 6.9461 | 17.0341 | 17.0341 | 28.0423 | 0 | 0 | 28.0423 | 0 | 0 | 0 | 0 | 0 | 1.6938 | 0 | 0 | 28.0423 | 0 | 0 | 0 | 0 | 0 | 0 | 0
2018-04-09 23:00 | 4 | 22 | 2 | 0 | 0 | 0 | 0.76882 | 1.5376 | 0 | 16.5561 | 6.9461 | 17.0341 | 17.0341 | 25.4571 | 0 | 0 | 25.4571 | 0 | 0 | 0 | 0 | 0 | 1.5376 | 0 | 0 | 25.4571 | 0 | 0 | 0 | 0 | 0 | 0 | 0
2018-04-10 | 4 | 23 | 2 | 0 | 0 | 0 | 0.73453 | 1.4691 | 0 | 16.5561 | 6.9461 | 17.0341 | 17.0341 | 24.3218 | 0 | 0 | 24.3218 | 0 | 0 | 0 | 0 | 0 | 1.4691 | 0 | 0 | 24.3218 | 0 | 0 | 0 | 0 | 0 | 0 | 0
2018-04-10 01:00 | 4 | 0 | 3 | 0 | 0 | 0 | 0.75566 | 1.5113 | 0 | 16.5561 | 6.9461 | 17.0341 | 17.0341 | 25.0214 | 0 | 0 | 25.0214 | 0 | 0 | 0 | 0 | 0 | 1.5113 | 0 | 0 | 25.0214 | 0 | 0 | 0 | 0 | 0 | 0 | 0
2018-04-10 02:00 | 4 | 1 | 3 | 0 | 0 | 0 | 0.74961 | 1.4992 | 0 | 16.5561 | 6.9461 | 17.0341 | 17.0341 | 24.8211 | 0 | 0 | 24.8211 | 0 | 0 | 0 | 0 | 0 | 1.4992 | 0 | 0 | 24.8211 | 0 | 0 | 0 | 0 | 0 | 0 | 0
2018-04-10 03:00 | 4 | 2 | 3 | 0 | 0 | 0 | 0.76076 | 1.5215 | 0 | 16.5561 | 6.9461 | 17.0341 | 17.0341 | 25.1903 | 0 | 0 | 25.1903 | 0 | 0 | 0 | 0 | 0 | 1.5215 | 0 | 0 | 25.1903 | 0 | 0 | 0 | 0 | 0 | 0 | 0
2018-04-10 04:00 | 4 | 3 | 3 | 0 | 0 | 0 | 0.81398 | 1.628 | 0 | 16.5561 | 6.9461 | 17.0341 | 17.0341 | 26.9525 | 0 | 0 | 26.9525 | 0 | 0 | 0 | 0 | 0 | 1.628 | 0 | 0 | 26.9525 | 0 | 0 | 0 | 0 | 0 | 0 | 0
2018-04-10 05:00 | 4 | 4 | 3 | 0 | 0 | 0 | 0.95157 | 1.9031 | 0 | 16.5561 | 6.9461 | 17.0341 | 17.0341 | 31.5086 | 0 | 0 | 31.5086 | 0 | 0 | 0 | 0 | 0 | 1.9031 | 0 | 0 | 31.5086 | 0 | 0 | 0 | 0 | 0 | 0 | 0
2018-04-10 06:00 | 4 | 5 | 3 | 0 | 0 | 0.01257 | 1.126 | 2.2519 | 0.10056 | 16.5561 | 6.9461 | 17.0341 | 17.0341 | 37.2834 | 0.10056 | 0 | 35.6185 | 1.6648 | 0 | 1.7129 | 0 | 0 | 2.1514 | 0 | 0 | 35.6185 | 1.6648 | 0 | 1.7129 | 0 | 0 | 0.01257 | 0.0047603
2018-04-10 07:00 | 4 | 6 | 3 | 0 | 0 | 0.17136 | 1.1759 | 2.3518 | 1.3709 | 16.5561 | 6.9461 | 17.0341 | 17.0341 | 38.9368 | 1.3709 | 0 | 16.2405 | 22.6964 | 0 | 23.3518 | 0 | 0 | 0.98094 | 0 | 0 | 16.2405 | 22.6964 | 0 | 23.3518 | 0 | 0 | 0.17136 | 0.053929
2018-04-10 08:00 | 4 | 7 | 3 | 0 | 0 | 0.38645 | 1.0179 | 2.0357 | 3.0916 | 16.5561 | 6.9461 | 17.0341 | 17.0341 | 33.704 | 2.0357 | 1.0558 | 0 | 33.704 | 7.334 | 52.6626 | 1.0558 | 1.0558 | 0 | 0 | 0 | 0 | 33.704 | 0 | 52.6626 | 1.0558 | 0 | 0.38645 | 0.080296
2018-04-10 09:00 | 4 | 8 | 3 | 0 | 0 | 0.54763 | 0.94369 | 1.8874 | 4.3811 | 16.5561 | 6.9461 | 17.0341 | 17.0341 | 31.2474 | 1.8874 | 2.4937 | 0 | 31.2474 | 17.3214 | 74.6277 | 2.4937 | 3.5495 | 0 | 0 | 0 | 0 | 31.2474 | 0 | 74.6277 | 2.4937 | 0 | 0.54763 | 0.060536
2018-04-10 10:00 | 4 | 9 | 3 | 0 | 0 | 0.67189 | 0.88329 | 1.7666 | 5.3751 | 16.5561 | 6.9461 | 17.0341 | 17.0341 | 29.2476 | 1.7666 | 3.6085 | 0 | 29.2476 | 25.0652 | 91.5607 | 3.6085 | 7.1581 | 0 | 0 | 0 | 0 | 29.2476 | 0 | 91.5607 | 3.6085 | 0 | 0.67189 | 0.15603
2018-04-10 11:00 | 4 | 10 | 3 | 0 | 0 | 0.60758 | 0.89183 | 1.7837 | 4.8606 | 16.5561 | 6.9461 | 17.0341 | 17.0341 | 29.5303 | 1.7837 | 3.077 | 0 | 29.5303 | 21.373 | 82.7968 | 3.077 | 10.2351 | 0 | 0 | 0 | 0 | 29.5303 | 0 | 82.7968 | 3.077 | 0 | 0.60758 | 0.36239
2018-04-10 12:00 | 4 | 11 | 3 | 0 | 1 | 0.59753 | 0.8277 | 1.6554 | 4.7803 | 25.1898 | 15.5798 | 17.0341 | 17.0341 | 41.699 | 1.6554 | 3.1249 | 0 | 41.699 | 48.6849 | 81.4278 | 2.2649 | 12.5 | 0 | 0 | 0.85994 | 0 | 41.699 | 13.3977 | 81.4278 | 3.1249 | 1.7199 | 0.59753 | 0.1218
2018-04-10 13:00 | 4 | 12 | 3 | 0 | 1 | 0.60055 | 0.79074 | 1.5815 | 4.8044 | 25.1898 | 15.5798 | 17.0341 | 17.0341 | 39.8371 | 1.5815 | 3.2229 | 0 | 39.8371 | 50.2127 | 81.8393 | 0 | 12.5 | 0 | 0 | 3.2229 | 0 | 39.8371 | 50.2127 | 81.8393 | 3.2229 | 6.4459 | 0.60055 | 0.17866
2018-04-10 14:00 | 4 | 13 | 3 | 0 | 1 | 0.53016 | 0.75469 | 1.5094 | 4.2413 | 25.1898 | 15.5798 | 17.0341 | 17.0341 | 38.0208 | 1.5094 | 2.7319 | 0 | 38.0208 | 42.5625 | 72.2466 | 0 | 12.5 | 0 | 0 | 2.7319 | 0 | 38.0208 | 42.5625 | 72.2466 | 2.7319 | 5.4638 | 0.53016 | 0.24233
2018-04-10 15:00 | 4 | 14 | 3 | 0 | 1 | 0.40535 | 0.81898 | 1.638 | 3.2428 | 25.1898 | 15.5798 | 17.0341 | 17.0341 | 41.2599 | 1.638 | 1.6048 | 0 | 41.2599 | 25.0024 | 55.2376 | 0 | 12.5 | 0 | 0 | 1.6048 | 0 | 41.2599 | 25.0024 | 55.2376 | 1.6048 | 3.2096 | 0.40535 | 0.14259
2018-04-10 16:00 | 4 | 15 | 3 | 0 | 1 | 0.26865 | 0.91444 | 1.8289 | 2.1492 | 25.1898 | 15.5798 | 17.0341 | 17.0341 | 46.069 | 1.8289 | 0.32036 | 0 | 46.069 | 4.9912 | 36.6105 | 0 | 12.5 | 0 | 0 | 0.32036 | 0 | 46.069 | 4.9912 | 36.6105 | 0.32036 | 0.64073 | 0.26865 | 0.14643
2018-04-10 17:00 | 4 | 16 | 3 | 0 | 1 | 0.11474 | 0.96697 | 1.9339 | 0.91788 | 25.1898 | 15.5798 | 17.0341 | 17.0341 | 48.7153 | 0.91788 | 0 | 25.5941 | 23.1212 | 0 | 15.6353 | 0 | 12.5 | 1.0161 | 1.0161 | 0 | 0 | 48.7153 | 0 | 15.6353 | 0 | 0 | 0.11474 | 0.021555
2018-04-10 18:00 | 4 | 17 | 3 | 0 | 1 | 0.024515 | 1.0137 | 2.0273 | 0.19612 | 25.1898 | 15.5798 | 17.0341 | 17.0341 | 51.0678 | 0.19612 | 0 | 46.1275 | 4.9403 | 0 | 3.3408 | 0 | 11.3956 | 1.8312 | 1.8312 | 0 | 0 | 51.0678 | 0 | 3.3408 | 0 | 0 | 0.024515 | 0.00283
2018-04-10 19:00 | 4 | 18 | 3 | 0 | 1 | 0 | 1.0854 | 2.1708 | 0 | 25.1898 | 15.5798 | 17.0341 | 17.0341 | 54.6822 | 0 | 0 | 54.6822 | 0 | 0 | 0 | 0 | 9.4052 | 2.1708 | 2.1708 | 0 | 0 | 54.6822 | 0 | 0 | 0 | 0 | 0 | 0
2018-04-10 20:00 | 4 | 19 | 3 | 0 | 0 | 0 | 1.0856 | 2.1711 | 0 | 16.5561 | 6.9461 | 17.0341 | 17.0341 | 35.945 | 0 | 0 | 35.945 | 0 | 0 | 0 | 0 | 7.0456 | 2.1711 | 2.1711 | 0 | 0 | 35.945 | 0 | 0 | 0 | 0 | 0 | 0
2018-04-10 21:00 | 4 | 20 | 3 | 0 | 0 | 0 | 0.95927 | 1.9185 | 0 | 16.5561 | 6.9461 | 17.0341 | 17.0341 | 31.7635 | 0 | 0 | 31.7635 | 0 | 0 | 0 | 0 | 4.6857 | 1.9185 | 1.9185 | 0 | 0 | 31.7635 | 0 | 0 | 0 | 0 | 0 | 0
2018-04-10 22:00 | 4 | 21 | 3 | 0 | 0 | 0 | 0.80425 | 1.6085 | 0 | 16.5561 | 6.9461 | 17.0341 | 17.0341 | 26.6303 | 0 | 0 | 26.6303 | 0 | 0 | 0 | 0 | 2.6003 | 1.6085 | 1.6085 | 0 | 0 | 26.6303 | 0 | 0 | 0 | 0 | 0 | 0
2018-04-10 23:00 | 4 | 22 | 3 | 0 | 0 | 0 | 0.68164 | 1.3633 | 0 | 16.5561 | 6.9461 | 17.0341 | 17.0341 | 22.5705 | 0 | 0 | 22.5705 | 0 | 0 | 0 | 0 | 0.85195 | 1.3633 | 0.78379 | 0 | 9.594 | 12.9765 | 0 | 0 | 0 | 0 | 0 | 0
2018-04-11 | 4 | 23 | 3 | 0 | 0 | 0 | 0.62918 | 1.2584 | 0 | 16.5561 | 6.9461 | 17.0341 | 17.0341 | 20.8335 | 0 | 0 | 20.8335 | 0 | 0 | 0 | 0 | 0 | 1.2584 | 0 | 0 | 20.8335 | 0 | 0 | 0 | 0 | 0 | 0 | 0
2018-04-11 01:00 | 4 | 0 | 4 | 0 | 0 | 0 | 0.67063 | 1.3413 | 0 | 16.5561 | 6.9461 | 17.0341 | 17.0341 | 22.206 | 0 | 0 | 22.206 | 0 | 0 | 0 | 0 | 0 | 1.3413 | 0 | 0 | 22.206 | 0 | 0 | 0 | 0 | 0 | 0 | 0
2018-04-11 02:00 | 4 | 1 | 4 | 0 | 0 | 0 | 0.73663 | 1.4733 | 0 | 16.5561 | 6.9461 | 17.0341 | 17.0341 | 24.3913 | 0 | 0 | 24.3913 | 0 | 0 | 0 | 0 | 0 | 1.4733 | 0 | 0 | 24.3913 | 0 | 0 | 0 | 0 | 0 | 0 | 0
2018-04-11 03:00 | 4 | 2 | 4 | 0 | 0 | 0 | 0.72629 | 1.4526 | 0 | 16.5561 | 6.9461 | 17.0341 | 17.0341 | 24.049 | 0 | 0 | 24.049 | 0 | 0 | 0 | 0 | 0 | 1.4526 | 0 | 0 | 24.049 | 0 | 0 | 0 | 0 | 0 | 0 | 0
2018-04-11 04:00 | 4 | 3 | 4 | 0 | 0 | 0 | 0.74609 | 1.4922 | 0 | 16.5561 | 6.9461 | 17.0341 | 17.0341 | 24.7045 | 0 | 0 | 24.7045 | 0 | 0 | 0 | 0 | 0 | 1.4922 | 0 | 0 | 24.7045 | 0 | 0 | 0 | 0 | 0 | 0 | 0
2018-04-11 05:00 | 4 | 4 | 4 | 0 | 0 | 0 | 0.88698 | 1.774 | 0 | 16.5561 | 6.9461 | 17.0341 | 17.0341 | 29.3697 | 0 | 0 | 29.3697 | 0 | 0 | 0 | 0 | 0 | 1.774 | 0 | 0 | 29.3697 | 0 | 0 | 0 | 0 | 0 | 0 | 0
2018-04-11 06:00 | 4 | 5 | 4 | 0 | 0 | 0.013567 | 1.0409 | 2.0817 | 0.10854 | 16.5561 | 6.9461 | 17.0341 | 17.0341 | 34.4649 | 0.10854 | 0 | 32.668 | 1.7969 | 0 | 1.8488 | 0 | 0 | 1.9732 | 0 | 0 | 32.668 | 1.7969 | 0 | 1.8488 | 0 | 0 | 0.013567 | 0.016493
2018-04-11 07:00 | 4 | 6 | 4 | 0 | 0 | 0.0042748 | 1.0907 | 2.1814 | 0.034198 | 16.5561 | 6.9461 | 17.0341 | 17.0341 | 36.1147 | 0.034198 | 0 | 35.5485 | 0.56619 | 0 | 0.58254 | 0 | 0 | 2.1472 | 0 | 0 | 35.5485 | 0.56619 | 0 | 0.58254 | 0 | 0 | 0.0042748 | 0.14645
2018-04-11 08:00 | 4 | 7 | 4 | 0 | 0 | 0.019975 | 1.0967 | 2.1933 | 0.1598 | 16.5561 | 6.9461 | 17.0341 | 17.0341 | 36.313 | 0.1598 | 0 | 33.6674 | 2.6457 | 0 | 2.7221 | 0 | 0 | 2.0335 | 0 | 0 | 33.6674 | 2.6457 | 0 | 2.7221 | 0 | 0 | 0.019975 | 0.24604
2018-04-11 09:00 | 4 | 8 | 4 | 0 | 0 | 0.073281 | 1.0375 | 2.075 | 0.58625 | 16.5561 | 6.9461 | 17.0341 | 17.0341 | 34.3535 | 0.58625 | 0 | 24.6475 | 9.706 | 0 | 9.9863 | 0 | 0 | 1.4887 | 0 | 0 | 24.6475 | 9.706 | 0 | 9.9863 | 0 | 0 | 0.073281 | 0.5362
2018-04-11 10:00 | 4 | 9 | 4 | 0 | 0 | 0.079858 | 1.0321 | 2.0641 | 0.63887 | 16.5561 | 6.9461 | 17.0341 | 17.0341 | 34.1741 | 0.63887 | 0 | 23.597 | 10.5771 | 0 | 10.8826 | 0 | 0 | 1.4253 | 0 | 0 | 23.597 | 10.5771 | 0 | 10.8826 | 0 | 0 | 0.079858 | 0.69386
2018-04-11 11:00 | 4 | 10 | 4 | 0 | 0 | 0.12023 | 1.0482 | 2.0965 | 0.96186 | 16.5561 | 6.9461 | 17.0341 | 17.0341 | 34.7091 | 0.96186 | 0 | 18.7844 | 15.9247 | 0 | 16.3845 | 0 | 0 | 1.1346 | 0 | 0 | 18.7844 | 15.9247 | 0 | 16.3845 | 0 | 0 | 0.12023 | 0.72777
2018-04-11 12:00 | 4 | 11 | 4 | 0 | 1 | 0.12216 | 0.9336 | 1.8672 | 0.97725 | 25.1898 | 15.5798 | 17.0341 | 17.0341 | 47.0345 | 0.97725 | 0 | 22.4179 | 24.6166 | 0 | 16.6466 | 0 | 0 | 0.88996 | 0 | 0 | 22.4179 | 24.6166 | 0 | 16.6466 | 0 | 0 | 0.12216 | 0.66633
2018-04-11 13:00 | 4 | 12 | 4 | 0 | 1 | 0.14755 | 0.87673 | 1.7535 | 1.1804 | 25.1898 | 15.5798 | 17.0341 | 17.0341 | 44.169 | 1.1804 | 0 | 14.4358 | 29.7332 | 0 | 20.1066 | 0 | 0 | 0.57308 | 0 | 0 | 14.4358 | 29.7332 | 0 | 20.1066 | 0 | 0 | 0.14755 | 0.60088
2018-04-11 14:00 | 4 | 13 | 4 | 0 | 1 | 0.14234 | 0.936 | 1.872 | 1.1387 | 25.1898 | 15.5798 | 17.0341 | 17.0341 | 47.1551 | 1.1387 | 0 | 18.471 | 28.6841 | 0 | 19.3971 | 0 | 0 | 0.73327 | 0 | 0 | 18.471 | 28.6841 | 0 | 19.3971 | 0 | 0 | 0.14234 | 0.58351
2018-04-11 15:00 | 4 | 14 | 4 | 0 | 1 | 0.10166 | 1.0458 | 2.0915 | 0.81328 | 25.1898 | 15.5798 | 17.0341 | 17.0341 | 52.6848 | 0.81328 | 0 | 32.1985 | 20.4863 | 0 | 13.8535 | 0 | 0 | 1.2782 | 0 | 0 | 32.1985 | 20.4863 | 0 | 13.8535 | 0 | 0 | 0.10166 | 0.39579
2018-04-11 16:00 | 4 | 15 | 4 | 0 | 1 | 0.063721 | 1.0652 | 2.1304 | 0.50977 | 25.1898 | 15.5798 | 17.0341 | 17.0341 | 53.6638 | 0.50977 | 0 | 40.8229 | 12.841 | 0 | 8.6835 | 0 | 0 | 1.6206 | 0 | 0 | 40.8229 | 12.841 | 0 | 8.6835 | 0 | 0 | 0.063721 | 0.3402
2018-04-11 17:00 | 4 | 16 | 4 | 0 | 1 | 0.034679 | 1.0969 | 2.1939 | 0.27743 | 25.1898 | 15.5798 | 17.0341 | 17.0341 | 55.2638 | 0.27743 | 0 | 48.2753 | 6.9885 | 0 | 4.7259 | 0 | 0 | 1.9165 | 0 | 0 | 48.2753 | 6.9885 | 0 | 4.7259 | 0 | 0 | 0.034679 | 0.20386
2018-04-11 18:00 | 4 | 17 | 4 | 0 | 1 | 0.0092868 | 1.1468 | 2.2935 | 0.074294 | 25.1898 | 15.5798 | 17.0341 | 17.0341 | 57.7729 | 0.074294 | 0 | 55.9014 | 1.8715 | 0 | 1.2655 | 0 | 0 | 2.2192 | 0 | 0 | 55.9014 | 1.8715 | 0 | 1.2655 | 0 | 0 | 0.0092868 | 0.041911
2018-04-11 19:00 | 4 | 18 | 4 | 0 | 1 | 0 | 1.1926 | 2.3852 | 0 | 25.1898 | 15.5798 | 17.0341 | 17.0341 | 60.0832 | 0 | 0 | 60.0832 | 0 | 0 | 0 | 0 | 0 | 2.3852 | 0 | 0 | 60.0832 | 0 | 0 | 0 | 0 | 0 | 0 | 0
2018-04-11 20:00 | 4 | 19 | 4 | 0 | 0 | 0 | 1.2453 | 2.4906 | 0 | 16.5561 | 6.9461 | 17.0341 | 17.0341 | 41.2345 | 0 | 0 | 41.2345 | 0 | 0 | 0 | 0 | 0 | 2.4906 | 0 | 0 | 41.2345 | 0 | 0 | 0 | 0 | 0 | 0 | 0
2018-04-11 21:00 | 4 | 20 | 4 | 0 | 0 | 0 | 1.0748 | 2.1496 | 0 | 16.5561 | 6.9461 | 17.0341 | 17.0341 | 35.5896 | 0 | 0 | 35.5896 | 0 | 0 | 0 | 0 | 0 | 2.1496 | 0 | 0 | 35.5896 | 0 | 0 | 0 | 0 | 0 | 0 | 0
2018-04-11 22:00 | 4 | 21 | 4 | 0 | 0 | 0 | 0.87727 | 1.7545 | 0 | 16.5561 | 6.9461 | 17.0341 | 17.0341 | 29.0483 | 0 | 0 | 29.0483 | 0 | 0 | 0 | 0 | 0 | 1.7545 | 0 | 0 | 29.0483 | 0 | 0 | 0 | 0 | 0 | 0 | 0
2018-04-11 23:00 | 4 | 22 | 4 | 0 | 0 | 0 | 0.79272 | 1.5854 | 0 | 16.5561 | 6.9461 | 17.0341 | 17.0341 | 26.2487 | 0 | 0 | 26.2487 | 0 | 0 | 0 | 0 | 0 | 1.5854 | 0 | 0 | 26.2487 | 0 | 0 | 0 | 0 | 0 | 0 | 0
2018-04-12 | 4 | 23 | 4 | 0 | 0 | 0 | 0.77143 | 1.5429 | 0 | 16.5561 | 6.9461 | 17.0341 | 17.0341 | 25.5438 | 0 | 0 | 25.5438 | 0 | 0 | 0 | 0 | 0 | 1.5429 | 0 | 0 | 25.5438 | 0 | 0 | 0 | 0 | 0 | 0 | 0
2018-04-12 01:00 | 4 | 0 | 5 | 0 | 0 | 0 | 0.76474 | 1.5295 | 0 | 16.5561 | 6.9461 | 17.0341 | 17.0341 | 25.3221 | 0 | 0 | 25.3221 | 0 | 0 | 0 | 0 | 0 | 1.5295 | 0 | 0 | 25.3221 | 0 | 0 | 0 | 0 | 0 | 0 | 0
2018-04-12 02:00 | 4 | 1 | 5 | 0 | 0 | 0 | 0.76264 | 1.5253 | 0 | 16.5561 | 6.9461 | 17.0341 | 17.0341 | 25.2526 | 0 | 0 | 25.2526 | 0 | 0 | 0 | 0 | 0 | 1.5253 | 0 | 0 | 25.2526 | 0 | 0 | 0 | 0 | 0 | 0 | 0
2018-04-12 03:00 | 4 | 2 | 5 | 0 | 0 | 0 | 0.76527 | 1.5305 | 0 | 16.5561 | 6.9461 | 17.0341 | 17.0341 | 25.3396 | 0 | 0 | 25.3396 | 0 | 0 | 0 | 0 | 0 | 1.5305 | 0 | 0 | 25.3396 | 0 | 0 | 0 | 0 | 0 | 0 | 0
2018-04-12 04:00 | 4 | 3 | 5 | 0 | 0 | 0 | 0.80761 | 1.6152 | 0 | 16.5561 | 6.9461 | 17.0341 | 17.0341 | 26.7417 | 0 | 0 | 26.7417 | 0 | 0 | 0 | 0 | 0 | 1.6152 | 0 | 0 | 26.7417 | 0 | 0 | 0 | 0 | 0 | 0 | 0
2018-04-12 05:00 | 4 | 4 | 5 | 0 | 0 | 0 | 0.99102 | 1.982 | 0 | 16.5561 | 6.9461 | 17.0341 | 17.0341 | 32.8147 | 0 | 0 | 32.8147 | 0 | 0 | 0 | 0 | 0 | 1.982 | 0 | 0 | 32.8147 | 0 | 0 | 0 | 0 | 0 | 0 | 0
2018-04-12 06:00 | 4 | 5 | 5 | 0 | 0 | 0.017495 | 1.145 | 2.29 | 0.13996 | 16.5561 | 6.9461 | 17.0341 | 17.0341 | 37.9126 | 0.13996 | 0 | 35.5953 | 2.3172 | 0 | 2.3841 | 0 | 0 | 2.15 | 0 | 0 | 35.5953 | 2.3172 | 0 | 2.3841 | 0 | 0 | 0.017495 | 0.017827
2018-04-12 07:00 | 4 | 6 | 5 | 0 | 0 | 0.17179 | 1.1547 | 2.3094 | 1.3743 | 16.5561 | 6.9461 | 17.0341 | 17.0341 | 38.2344 | 1.3743 | 0 | 15.4811 | 22.7533 | 0 | 23.4104 | 0 | 0 | 0.93507 | 0 | 0 | 15.4811 | 22.7533 | 0 | 23.4104 | 0 | 0 | 0.17179 | 0.19508
2018-04-12 08:00 | 4 | 7 | 5 | 0 | 0 | 0.38138 | 1.0021 | 2.0042 | 3.051 | 16.5561 | 6.9461 | 17.0341 | 17.0341 | 33.1815 | 2.0042 | 1.0468 | 0 | 33.1815 | 7.2714 | 51.9717 | 1.0468 | 1.0468 | 0 | 0 | 0 | 0 | 33.1815 | 0 | 51.9717 | 1.0468 | 0 | 0.38138 | 0.43394
2018-04-12 09:00 | 4 | 8 | 5 | 0 | 0 | 0.3988 | 0.92819 | 1.8564 | 3.1904 | 16.5561 | 6.9461 | 17.0341 | 17.0341 | 30.7344 | 1.8564 | 1.334 | 0 | 30.7344 | 9.266 | 54.3453 | 1.334 | 2.3808 | 0 | 0 | 0 | 0 | 30.7344 | 0 | 54.3453 | 1.334 | 0 | 0.3988 | 0.61772
2018-04-12 10:00 | 4 | 9 | 5 | 0 | 0 | 0.32274 | 0.94531 | 1.8906 | 2.5819 | 16.5561 | 6.9461 | 17.0341 | 17.0341 | 31.3013 | 1.8906 | 0.69131 | 0 | 31.3013 | 4.8019 | 43.9811 | 0.69131 | 3.0721 | 0 | 0 | 0 | 0 | 31.3013 | 0 | 43.9811 | 0.69131 | 0 | 0.32274 | 0.69758
2018-04-12 11:00 | 4 | 10 | 5 | 0 | 0 | 0.56897 | 0.88821 | 1.7764 | 4.5518 | 16.5561 | 6.9461 | 17.0341 | 17.0341 | 29.4104 | 1.7764 | 2.7754 | 0 | 29.4104 | 19.2779 | 77.5357 | 2.7754 | 5.8475 | 0 | 0 | 0 | 0 | 29.4104 | 0 | 77.5357 | 2.7754 | 0 | 0.56897 | 0.54186
2018-04-12 12:00 | 4 | 11 | 5 | 0 | 1 | 0.65143 | 0.8081 | 1.6162 | 5.2114 | 25.1898 | 15.5798 | 17.0341 | 17.0341 | 40.7118 | 1.6162 | 3.5952 | 0 | 40.7118 | 56.0126 | 88.772 | 3.5952 | 9.4427 | 0 | 0 | 0 | 0 | 40.7118 | 0 | 88.772 | 3.5952 | 0 | 0.65143 | 0.70323
2018-04-12 13:00 | 4 | 12 | 5 | 0 | 1 | 0.59866 | 0.73331 | 1.4666 | 4.7892 | 25.1898 | 15.5798 | 17.0341 | 17.0341 | 36.9439 | 1.4666 | 3.3226 | 0 | 36.9439 | 51.7657 | 81.5807 | 3.0573 | 12.5 | 0 | 0 | 0.26535 | 0 | 36.9439 | 4.134 | 81.5807 | 3.3226 | 0.53069 | 0.59866 | 0.69533
2018-04-12 14:00 | 4 | 13 | 5 | 0 | 1 | 0.49059 | 0.76156 | 1.5231 | 3.9247 | 25.1898 | 15.5798 | 17.0341 | 17.0341 | 38.3669 | 1.5231 | 2.4016 | 0 | 38.3669 | 37.4165 | 66.8542 | 0 | 12.5 | 0 | 0 | 2.4016 | 0 | 38.3669 | 37.4165 | 66.8542 | 2.4016 | 4.8032 | 0.49059 | 0.75575
2018-04-12 15:00 | 4 | 14 | 5 | 0 | 1 | 0.56401 | 0.84081 | 1.6816 | 4.5121 | 25.1898 | 15.5798 | 17.0341 | 17.0341 | 42.3598 | 1.6816 | 2.8305 | 0 | 42.3598 | 44.0983 | 76.86 | 0 | 12.5 | 0 | 0 | 2.8305 | 0 | 42.3598 | 44.0983 | 76.86 | 2.8305 | 5.661 | 0.56401 | 0.6292
2018-04-12 16:00 | 4 | 15 | 5 | 0 | 1 | 0.40716 | 0.99168 | 1.9834 | 3.2573 | 25.1898 | 15.5798 | 17.0341 | 17.0341 | 49.9606 | 1.9834 | 1.2739 | 0 | 49.9606 | 19.8475 | 55.4853 | 0 | 12.5 | 0 | 0 | 1.2739 | 0 | 49.9606 | 19.8475 | 55.4853 | 1.2739 | 2.5479 | 0.40716 | 0.45701
2018-04-12 17:00 | 4 | 16 | 5 | 0 | 1 | 0.20331 | 1.0076 | 2.0152 | 1.6265 | 25.1898 | 15.5798 | 17.0341 | 17.0341 | 50.7618 | 1.6265 | 0 | 9.7908 | 40.971 | 0 | 27.706 | 0 | 12.5 | 0.38868 | 0.38868 | 0 | 0 | 50.7618 | 0 | 27.706 | 0 | 0 | 0.20331 | 0.23108
2018-04-12 18:00 | 4 | 17 | 5 | 0 | 1 | 0.035622 | 0.99444 | 1.9889 | 0.28497 | 25.1898 | 15.5798 | 17.0341 | 17.0341 | 50.0996 | 0.28497 | 0 | 42.9212 | 7.1784 | 0 | 4.8543 | 0 | 12.0775 | 1.7039 | 1.7039 | 0 | 0 | 50.0996 | 0 | 4.8543 | 0 | 0 | 0.035622 | 0.037664
2018-04-12 19:00 | 4 | 18 | 5 | 0 | 1 | 0 | 1.0605 | 2.1211 | 0 | 25.1898 | 15.5798 | 17.0341 | 17.0341 | 53.4298 | 0 | 0 | 53.4298 | 0 | 0 | 0 | 0 | 10.2254 | 2.1211 | 2.1211 | 0 | 0 | 53.4298 | 0 | 0 | 0 | 0 | 0 | 0
2018-04-12 20:00 | 4 | 19 | 5 | 0 | 0 | 0 | 1.1349 | 2.2697 | 0 | 16.5561 | 6.9461 | 17.0341 | 17.0341 | 37.578 | 0 | 0 | 37.578 | 0 | 0 | 0 | 0 | 7.9199 | 2.2697 | 2.2697 | 0 | 0 | 37.578 | 0 | 0 | 0 | 0 | 0 | 0
2018-04-12 21:00 | 4 | 20 | 5 | 0 | 0 | 0 | 0.95721 | 1.9144 | 0 | 16.5561 | 6.9461 | 17.0341 | 17.0341 | 31.6954 | 0 | 0 | 31.6954 | 0 | 0 | 0 | 0 | 5.4528 | 1.9144 | 1.9144 | 0 | 0 | 31.6954 | 0 | 0 | 0 | 0 | 0 | 0
2018-04-12 22:00 | 4 | 21 | 5 | 0 | 0 | 0 | 0.71013 | 1.4203 | 0 | 16.5561 | 6.9461 | 17.0341 | 17.0341 | 23.5138 | 0 | 0 | 23.5138 | 0 | 0 | 0 | 0 | 3.3719 | 1.4203 | 1.4203 | 0 | 0 | 23.5138 | 0 | 0 | 0 | 0 | 0 | 0
2018-04-12 23:00 | 4 | 22 | 5 | 0 | 0 | 0 | 0.6465 | 1.293 | 0 | 16.5561 | 6.9461 | 17.0341 | 17.0341 | 21.4071 | 0 | 0 | 21.4071 | 0 | 0 | 0 | 0 | 1.8281 | 1.293 | 1.293 | 0 | 0 | 21.4071 | 0 | 0 | 0 | 0 | 0 | 0
2018-04-13 | 4 | 23 | 5 | 0 | 0 | 0 | 0.62639 | 1.2528 | 0 | 16.5561 | 6.9461 | 17.0341 | 17.0341 | 20.741 | 0 | 0 | 20.741 | 0 | 0 | 0 | 0 | 0.4227 | 1.2528 | 0.38888 | 0 | 14.3027 | 6.4383 | 0 | 0 | 0 | 0 | 0 | 0
2018-04-13 01:00 | 4 | 0 | 6 | 0 | 0 | 0 | 0.61155 | 1.2231 | 0 | 16.5561 | 6.9461 | 17.0341 | 17.0341 | 20.2497 | 0 | 0 | 20.2497 | 0 | 0 | 0 | 0 | 0 | 1.2231 | 0 | 0 | 20.2497 | 0 | 0 | 0 | 0 | 0 | 0 | 0
2018-04-13 02:00 | 4 | 1 | 6 | 0 | 0 | 0 | 0.63604 | 1.2721 | 0 | 16.5561 | 6.9461 | 17.0341 | 17.0341 | 21.0607 | 0 | 0 | 21.0607 | 0 | 0 | 0 | 0 | 0 | 1.2721 | 0 | 0 | 21.0607 | 0 | 0 | 0 | 0 | 0 | 0 | 0
2018-04-13 03:00 | 4 | 2 | 6 | 0 | 0 | 0 | 0.6627 | 1.3254 | 0 | 16.5561 | 6.9461 | 17.0341 | 17.0341 | 21.9434 | 0 | 0 | 21.9434 | 0 | 0 | 0 | 0 | 0 | 1.3254 | 0 | 0 | 21.9434 | 0 | 0 | 0 | 0 | 0 | 0 | 0
2018-04-13 04:00 | 4 | 3 | 6 | 0 | 0 | 0 | 0.71783 | 1.4357 | 0 | 16.5561 | 6.9461 | 17.0341 | 17.0341 | 23.7687 | 0 | 0 | 23.7687 | 0 | 0 | 0 | 0 | 0 | 1.4357 | 0 | 0 | 23.7687 | 0 | 0 | 0 | 0 | 0 | 0 | 0
2018-04-13 05:00 | 4 | 4 | 6 | 0 | 0 | 0 | 0.86262 | 1.7252 | 0 | 16.5561 | 6.9461 | 17.0341 | 17.0341 | 28.563 | 0 | 0 | 28.563 | 0 | 0 | 0 | 0 | 0 | 1.7252 | 0 | 0 | 28.563 | 0 | 0 | 0 | 0 | 0 | 0 | 0
2018-04-13 06:00 | 4 | 5 | 6 | 0 | 0 | 0.020212 | 1.0426 | 2.0851 | 0.16169 | 16.5561 | 6.9461 | 17.0341 | 17.0341 | 34.5216 | 0.16169 | 0 | 31.8446 | 2.677 | 0 | 2.7543 | 0 | 0 | 1.9234 | 0 | 0 | 31.8446 | 2.677 | 0 | 2.7543 | 0 | 0 | 0.020212 | 0.014215
2018-04-13 07:00 | 4 | 6 | 6 | 0 | 0 | 0.12233 | 1.0367 | 2.0735 | 0.9786 | 16.5561 | 6.9461 | 17.0341 | 17.0341 | 34.3287 | 0.9786 | 0 | 18.127 | 16.2018 | 0 | 16.6696 | 0 | 0 | 1.0949 | 0 | 0 | 18.127 | 16.2018 | 0 | 16.6696 | 0 | 0 | 0.12233 | 0.088969
2018-04-13 08:00 | 4 | 7 | 6 | 0 | 0 | 0.15884 | 1.0053 | 2.0107 | 1.2707 | 16.5561 | 6.9461 | 17.0341 | 17.0341 | 33.2887 | 1.2707 | 0 | 12.2509 | 21.0378 | 0 | 21.6454 | 0 | 0 | 0.73996 | 0 | 0 | 12.2509 | 21.0378 | 0 | 21.6454 | 0 | 0 | 0.15884 | 0.27841
2018-04-13 09:00 | 4 | 8 | 6 | 0 | 0 | 0.38707 | 0.92739 | 1.8548 | 3.0966 | 16.5561 | 6.9461 | 17.0341 | 17.0341 | 30.7078 | 1.8548 | 1.2418 | 0 | 30.7078 | 8.6257 | 52.7478 | 1.2418 | 1.2418 | 0 | 0 | 0 | 0 | 30.7078 | 0 | 52.7478 | 1.2418 | 0 | 0.38707 | 0.41979
2018-04-13 10:00 | 4 | 9 | 6 | 0 | 0 | 0.63921 | 0.89363 | 1.7873 | 5.1136 | 16.5561 | 6.9461 | 17.0341 | 17.0341 | 29.59 | 1.7873 | 3.3264 | 0 | 29.59 | 23.1053 | 87.1066 | 3.3264 | 4.5682 | 0 | 0 | 0 | 0 | 29.59 | 0 | 87.1066 | 3.3264 | 0 | 0.63921 | 0.60091
2018-04-13 11:00 | 4 | 10 | 6 | 0 | 0 | 0.71188 | 0.85839 | 1.7168 | 5.695 | 16.5561 | 6.9461 | 17.0341 | 17.0341 | 28.4231 | 1.7168 | 3.9782 | 0 | 28.4231 | 27.6331 | 97.0097 | 3.9782 | 8.5464 | 0 | 0 | 0 | 0 | 28.4231 | 0 | 97.0097 | 3.9782 | 0 | 0.71188 | 0.69336
2018-04-13 12:00 | 4 | 11 | 6 | 0 | 1 | 0.73507 | 0.78451 | 1.569 | 5.8805 | 25.1898 | 15.5798 | 17.0341 | 17.0341 | 39.5233 | 1.569 | 4.3115 | 0 | 39.5233 | 67.1725 | 100.17 | 3.9536 | 12.5 | 0 | 0 | 0.35795 | 0 | 39.5233 | 5.5768 | 100.17 | 4.3115 | 0.7159 | 0.73507 | 0.51327
2018-04-13 13:00 | 4 | 12 | 6 | 0 | 1 | 0.59811 | 0.77087 | 1.5417 | 4.7849 | 25.1898 | 15.5798 | 17.0341 | 17.0341 | 38.8359 | 1.5417 | 3.2432 | 0 | 38.8359 | 50.528 | 81.5069 | 0 | 12.5 | 0 | 0 | 3.2432 | 0 | 38.8359 | 50.528 | 81.5069 | 3.2432 | 6.4864 | 0.59811 | 0.76748
2018-04-13 14:00 | 4 | 13 | 6 | 0 | 1 | 0.64438 | 0.77183 | 1.5437 | 5.155 | 25.1898 | 15.5798 | 17.0341 | 17.0341 | 38.8843 | 1.5437 | 3.6114 | 0 | 38.8843 | 56.2641 | 87.8112 | 0 | 12.5 | 0 | 0 | 3.6114 | 0 | 38.8843 | 56.2641 | 87.8112 | 3.6114 | 7.2227 | 0.64438 | 0.67078
2018-04-13 15:00 | 4 | 14 | 6 | 0 | 1 | 0.53127 | 0.81331 | 1.6266 | 4.2501 | 25.1898 | 15.5798 | 17.0341 | 17.0341 | 40.9741 | 1.6266 | 2.6235 | 0 | 40.9741 | 40.8737 | 72.3973 | 0 | 12.5 | 0 | 0 | 2.6235 | 0 | 40.9741 | 40.8737 | 72.3973 | 2.6235 | 5.247 | 0.53127 | 0.56916
2018-04-13 16:00 | 4 | 15 | 6 | 0 | 1 | 0.23677 | 0.92129 | 1.8426 | 1.8941 | 25.1898 | 15.5798 | 17.0341 | 17.0341 | 46.414 | 1.8426 | 0.051554 | 0 | 46.414 | 0.8032 | 32.2648 | 0 | 12.5 | 0 | 0 | 0.051554 | 0 | 46.414 | 0.8032 | 32.2648 | 0.051554 | 0.10311 | 0.23677 | 0.40922
2018-04-13 17:00 | 4 | 16 | 6 | 0 | 1 | 0.025034 | 0.95301 | 1.906 | 0.20027 | 25.1898 | 15.5798 | 17.0341 | 17.0341 | 48.0122 | 0.20027 | 0 | 42.9673 | 5.0448 | 0 | 3.4115 | 0 | 12.5 | 1.7057 | 1.7057 | 0 | 0 | 48.0122 | 0 | 3.4115 | 0 | 0 | 0.025034 | 0.2065
2018-04-13 18:00 | 4 | 17 | 6 | 0 | 1 | 0.0056839 | 1.0046 | 2.0093 | 0.045471 | 25.1898 | 15.5798 | 17.0341 | 17.0341 | 50.6135 | 0.045471 | 0 | 49.4681 | 1.1454 | 0 | 0.77456 | 0 | 10.6459 | 1.9638 | 1.9638 | 0 | 0 | 50.6135 | 0 | 0.77456 | 0 | 0 | 0.0056839 | 0.03815
2018-04-13 19:00 | 4 | 18 | 6 | 0 | 1 | 0 | 1.052 | 2.104 | 0 | 25.1898 | 15.5798 | 17.0341 | 17.0341 | 52.9991 | 0 | 0 | 52.9991 | 0 | 0 | 0 | 0 | 8.5113 | 2.104 | 2.104 | 0 | 0 | 52.9991 | 0 | 0 | 0 | 0 | 0 | 0
2018-04-13 20:00 | 4 | 19 | 6 | 0 | 0 | 0 | 1.0248 | 2.0497 | 0 | 16.5561 | 6.9461 | 17.0341 | 17.0341 | 33.9346 | 0 | 0 | 33.9346 | 0 | 0 | 0 | 0 | 6.2244 | 2.0497 | 2.0497 | 0 | 0 | 33.9346 | 0 | 0 | 0 | 0 | 0 | 0
2018-04-13 21:00 | 4 | 20 | 6 | 0 | 0 | 0 | 0.87586 | 1.7517 | 0 | 16.5561 | 6.9461 | 17.0341 | 17.0341 | 29.0017 | 0 | 0 | 29.0017 | 0 | 0 | 0 | 0 | 3.9965 | 1.7517 | 1.7517 | 0 | 0 | 29.0017 | 0 | 0 | 0 | 0 | 0 | 0
2018-04-13 22:00 | 4 | 21 | 6 | 0 | 0 | 0 | 0.76382 | 1.5276 | 0 | 16.5561 | 6.9461 | 17.0341 | 17.0341 | 25.2919 | 0 | 0 | 25.2919 | 0 | 0 | 0 | 0 | 2.0924 | 1.5276 | 1.5276 | 0 | 0 | 25.2919 | 0 | 0 | 0 | 0 | 0 | 0
2018-04-13 23:00 | 4 | 22 | 6 | 0 | 0 | 0 | 0.62597 | 1.2519 | 0 | 16.5561 | 6.9461 | 17.0341 | 17.0341 | 20.7273 | 0 | 0 | 20.7273 | 0 | 0 | 0 | 0 | 0.43194 | 1.2519 | 0.39739 | 0 | 14.1482 | 6.5792 | 0 | 0 | 0 | 0 | 0 | 0
2018-04-14 | 4 | 23 | 6 | 0 | 0 | 0 | 0.62699 | 1.254 | 0 | 16.5561 | 6.9461 | 17.0341 | 17.0341 | 20.7609 | 0 | 0 | 20.7609 | 0 | 0 | 0 | 0 | 0 | 1.254 | 0 | 0 | 20.7609 | 0 | 0 | 0 | 0 | 0 | 0 | 0
2018-04-14 01:00 | 4 | 0 | 7 | 0 | 0 | 0 | 0.58161 | 1.1632 | 0 | 16.5561 | 6.9461 | 17.0341 | 17.0341 | 19.2583 | 0 | 0 | 19.2583 | 0 | 0 | 0 | 0 | 0 | 1.1632 | 0 | 0 | 19.2583 | 0 | 0 | 0 | 0 | 0 | 0 | 0
2018-04-14 02:00 | 4 | 1 | 7 | 0 | 0 | 0 | 0.5726 | 1.1452 | 0 | 16.5561 | 6.9461 | 17.0341 | 17.0341 | 18.9598 | 0 | 0 | 18.9598 | 0 | 0 | 0 | 0 | 0 | 1.1452 | 0 | 0 | 18.9598 | 0 | 0 | 0 | 0 | 0 | 0 | 0
2018-04-14 03:00 | 4 | 2 | 7 | 0 | 0 | 0 | 0.61562 | 1.2312 | 0 | 16.5561 | 6.9461 | 17.0341 | 17.0341 | 20.3845 | 0 | 0 | 20.3845 | 0 | 0 | 0 | 0 | 0 | 1.2312 | 0 | 0 | 20.3845 | 0 | 0 | 0 | 0 | 0 | 0 | 0
2018-04-14 04:00 | 4 | 3 | 7 | 0 | 0 | 0 | 0.68937 | 1.3787 | 0 | 16.5561 | 6.9461 | 17.0341 | 17.0341 | 22.8264 | 0 | 0 | 22.8264 | 0 | 0 | 0 | 0 | 0 | 1.3787 | 0 | 0 | 22.8264 | 0 | 0 | 0 | 0 | 0 | 0 | 0
2018-04-14 05:00 | 4 | 4 | 7 | 0 | 0 | 0 | 0.79129 | 1.5826 | 0 | 16.5561 | 6.9461 | 17.0341 | 17.0341 | 26.2014 | 0 | 0 | 26.2014 | 0 | 0 | 0 | 0 | 0 | 1.5826 | 0 | 0 | 26.2014 | 0 | 0 | 0 | 0 | 0 | 0 | 0
2018-04-14 06:00 | 4 | 5 | 7 | 0 | 0 | 0.017064 | 0.88723 | 1.7745 | 0.13652 | 16.5561 | 6.9461 | 17.0341 | 17.0341 | 29.378 | 0.13652 | 0 | 27.1179 | 2.2602 | 0 | 2.3254 | 0 | 0 | 1.6379 | 0 | 0 | 27.1179 | 2.2602 | 0 | 2.3254 | 0 | 0 | 0.017064 | 0.02215
2018-04-14 07:00 | 4 | 6 | 7 | 0 | 0 | 0.16161 | 0.94876 | 1.8975 | 1.2929 | 16.5561 | 6.9461 | 17.0341 | 17.0341 | 31.4156 | 1.2929 | 0 | 10.0102 | 21.4054 | 0 | 22.0235 | 0 | 0 | 0.60462 | 0 | 0 | 10.0102 | 21.4054 | 0 | 22.0235 | 0 | 0 | 0.16161 | 0.18914
2018-04-14 08:00 | 4 | 7 | 7 | 0 | 0 | 0.35124 | 0.94103 | 1.8821 | 2.8099 | 16.5561 | 6.9461 | 17.0341 | 17.0341 | 31.1596 | 1.8821 | 0.92782 | 0 | 31.1596 | 6.4447 | 47.8639 | 0.92782 | 0.92782 | 0 | 0 | 0 | 0 | 31.1596 | 0 | 47.8639 | 0.92782 | 0 | 0.35124 | 0.40944
2018-04-14 09:00 | 4 | 8 | 7 | 0 | 0 | 0.50155 | 0.97065 | 1.9413 | 4.0124 | 16.5561 | 6.9461 | 17.0341 | 17.0341 | 32.1403 | 1.9413 | 2.0711 | 0 | 32.1403 | 14.3862 | 68.3483 | 2.0711 | 2.9989 | 0 | 0 | 0 | 0 | 32.1403 | 0 | 68.3483 | 2.0711 | 0 | 0.50155 | 0.58191
2018-04-14 10:00 | 4 | 9 | 7 | 0 | 0 | 0.62412 | 0.93088 | 1.8618 | 4.9929 | 16.5561 | 6.9461 | 17.0341 | 17.0341 | 30.8234 | 1.8618 | 3.1312 | 0 | 30.8234 | 21.7495 | 85.0505 | 3.1312 | 6.1301 | 0 | 0 | 0 | 0 | 30.8234 | 0 | 85.0505 | 3.1312 | 0 | 0.62412 | 0.71095
2018-04-14 11:00 | 4 | 10 | 7 | 0 | 0 | 0.66782 | 0.91698 | 1.834 | 5.3425 | 16.5561 | 6.9461 | 17.0341 | 17.0341 | 30.3632 | 1.834 | 3.5086 | 0 | 30.3632 | 24.3707 | 91.0053 | 3.5086 | 9.6387 | 0 | 0 | 0 | 0 | 30.3632 | 0 | 91.0053 | 3.5086 | 0 | 0.66782 | 0.76923
2018-04-14 12:00 | 4 | 11 | 7 | 0 | 1 | 0.71411 | 0.94286 | 1.8857 | 5.7129 | 25.1898 | 15.5798 | 17.0341 | 17.0341 | 47.501 | 1.8857 | 3.8272 | 0 | 47.501 | 59.6262 | 97.314 | 2.8613 | 12.5 | 0 | 0 | 0.96584 | 0 | 47.501 | 15.0476 | 97.314 | 3.8272 | 1.9317 | 0.71411 | 0.76923
2018-04-14 13:00 | 4 | 12 | 7 | 0 | 1 | 0.69649 | 0.89258 | 1.7852 | 5.5719 | 25.1898 | 15.5798 | 17.0341 | 17.0341 | 44.968 | 1.7852 | 3.7868 | 0 | 44.968 | 58.997 | 94.9132 | 0 | 12.5 | 0 | 0 | 3.7868 | 0 | 44.968 | 58.997 | 94.9132 | 3.7868 | 7.5735 | 0.69649 | 0.76923
2018-04-14 14:00 | 4 | 13 | 7 | 0 | 1 | 0.62892 | 0.93697 | 1.8739 | 5.0314 | 25.1898 | 15.5798 | 17.0341 | 17.0341 | 47.2041 | 1.8739 | 3.1574 | 0 | 47.2041 | 49.1919 | 85.7049 | 0 | 12.5 | 0 | 0 | 3.1574 | 0 | 47.2041 | 49.1919 | 85.7049 | 3.1574 | 6.3148 | 0.62892 | 0.71667
2018-04-14 15:00 | 4 | 14 | 7 | 0 | 1 | 0.51894 | 1.0093 | 2.0187 | 4.1515 | 25.1898 | 15.5798 | 17.0341 | 17.0341 | 50.8503 | 2.0187 | 2.1328 | 0 | 50.8503 | 33.2284 | 70.7169 | 0 | 12.5 | 0 | 0 | 2.1328 | 0 | 50.8503 | 33.2284 | 70.7169 | 2.1328 | 4.2656 | 0.51894 | 0.59658
2018-04-14 16:00 | 4 | 15 | 7 | 0 | 1 | 0.37022 | 1.1345 | 2.2691 | 2.9618 | 25.1898 | 15.5798 | 17.0341 | 17.0341 | 57.1571 | 2.2691 | 0.69269 | 0 | 57.1571 | 10.7919 | 50.4509 | 0 | 12.5 | 0 | 0 | 0.69269 | 0 | 57.1571 | 10.7919 | 50.4509 | 0.69269 | 1.3854 | 0.37022 | 0.43415
2018-04-14 17:00 | 4 | 16 | 7 | 0 | 1 | 0.18738 | 1.1717 | 2.3435 | 1.4991 | 25.1898 | 15.5798 | 17.0341 | 17.0341 | 59.0313 | 1.4991 | 0 | 21.2701 | 37.7613 | 0 | 25.5354 | 0 | 12.5 | 0.84439 | 0.84439 | 0 | 0 | 59.0313 | 0 | 25.5354 | 0 | 0 | 0.18738 | 0.22344
2018-04-14 18:00 | 4 | 17 | 7 | 0 | 1 | 0.034488 | 1.1727 | 2.3453 | 0.27591 | 25.1898 | 15.5798 | 17.0341 | 17.0341 | 59.0783 | 0.27591 | 0 | 52.1283 | 6.9501 | 0 | 4.6999 | 0 | 11.5822 | 2.0694 | 2.0694 | 0 | 0 | 59.0783 | 0 | 4.6999 | 0 | 0 | 0.034488 | 0.039884
2018-04-14 19:00 | 4 | 18 | 7 | 0 | 1 | 0 | 1.107 | 2.2139 | 0 | 25.1898 | 15.5798 | 17.0341 | 17.0341 | 55.7683 | 0 | 0 | 55.7683 | 0 | 0 | 0 | 0 | 9.3328 | 2.2139 | 2.2139 | 0 | 0 | 55.7683 | 0 | 0 | 0 | 0 | 0 | 0
2018-04-14 20:00 | 4 | 19 | 7 | 0 | 0 | 0 | 1.0198 | 2.0397 | 0 | 16.5561 | 6.9461 | 17.0341 | 17.0341 | 33.7689 | 0 | 0 | 33.7689 | 0 | 0 | 0 | 0 | 6.9264 | 2.0397 | 2.0397 | 0 | 0 | 33.7689 | 0 | 0 | 0 | 0 | 0 | 0
2018-04-14 21:00 | 4 | 20 | 7 | 0 | 0 | 0 | 0.77795 | 1.5559 | 0 | 16.5561 | 6.9461 | 17.0341 | 17.0341 | 25.7597 | 0 | 0 | 25.7597 | 0 | 0 | 0 | 0 | 4.7093 | 1.5559 | 1.5559 | 0 | 0 | 25.7597 | 0 | 0 | 0 | 0 | 0 | 0
2018-04-14 22:00 | 4 | 21 | 7 | 0 | 0 | 0 | 0.60397 | 1.2079 | 0 | 16.5561 | 6.9461 | 17.0341 | 17.0341 | 19.9988 | 0 | 0 | 19.9988 | 0 | 0 | 0 | 0 | 3.0181 | 1.2079 | 1.2079 | 0 | 0 | 19.9988 | 0 | 0 | 0 | 0 | 0 | 0
2018-04-14 23:00 | 4 | 22 | 7 | 0 | 0 | 0 | 0.52584 | 1.0517 | 0 | 16.5561 | 6.9461 | 17.0341 | 17.0341 | 17.4117 | 0 | 0 | 17.4117 | 0 | 0 | 0 | 0 | 1.7051 | 1.0517 | 1.0517 | 0 | 0 | 17.4117 | 0 | 0 | 0 | 0 | 0 | 0
2018-04-15 | 4 | 23 | 7 | 0 | 0 | 0 | 0.51376 | 1.0275 | 0 | 16.5561 | 6.9461 | 17.0341 | 17.0341 | 17.0117 | 0 | 0 | 17.0117 | 0 | 0 | 0 | 0 | 0.56201 | 1.0275 | 0.51705 | 0 | 8.4514 | 8.5603 | 0 | 0 | 0 | 0 | 0 | 0
2018-04-15 01:00 | 4 | 0 | 1 | 0 | 0 | 0 | 0.51788 | 1.0358 | 0 | 16.5561 | 6.9461 | 17.0341 | 17.0341 | 17.148 | 0 | 0 | 17.148 | 0 | 0 | 0 | 0 | 0 | 1.0358 | 0 | 0 | 17.148 | 0 | 0 | 0 | 0 | 0 | 0 | 0
2018-04-15 02:00 | 4 | 1 | 1 | 0 | 0 | 0 | 0.54309 | 1.0862 | 0 | 16.5561 | 6.9461 | 17.0341 | 17.0341 | 17.9828 | 0 | 0 | 17.9828 | 0 | 0 | 0 | 0 | 0 | 1.0862 | 0 | 0 | 17.9828 | 0 | 0 | 0 | 0 | 0 | 0 | 0
2018-04-15 03:00 | 4 | 2 | 1 | 0 | 0 | 0 | 0.57064 | 1.1413 | 0 | 16.5561 | 6.9461 | 17.0341 | 17.0341 | 18.8952 | 0 | 0 | 18.8952 | 0 | 0 | 0 | 0 | 0 | 1.1413 | 0 | 0 | 18.8952 | 0 | 0 | 0 | 0 | 0 | 0 | 0
2018-04-15 04:00 | 4 | 3 | 1 | 0 | 0 | 0 | 0.58764 | 1.1753 | 0 | 16.5561 | 6.9461 | 17.0341 | 17.0341 | 19.458 | 0 | 0 | 19.458 | 0 | 0 | 0 | 0 | 0 | 1.1753 | 0 | 0 | 19.458 | 0 | 0 | 0 | 0 | 0 | 0 | 0
2018-04-15 05:00 | 4 | 4 | 1 | 0 | 0 | 0 | 0.68112 | 1.3622 | 0 | 16.5561 | 6.9461 | 17.0341 | 17.0341 | 22.5533 | 0 | 0 | 22.5533 | 0 | 0 | 0 | 0 | 0 | 1.3622 | 0 | 0 | 22.5533 | 0 | 0 | 0 | 0 | 0 | 0 | 0
2018-04-15 06:00 | 4 | 5 | 1 | 0 | 0 | 0.017919 | 0.83241 | 1.6648 | 0.14335 | 16.5561 | 6.9461 | 17.0341 | 17.0341 | 27.5629 | 0.14335 | 0 | 25.1895 | 2.3734 | 0 | 2.4419 | 0 | 0 | 1.5215 | 0 | 0 | 25.1895 | 2.3734 | 0 | 2.4419 | 0 | 0 | 0.017919 | 0.023553
2018-04-15 07:00 | 4 | 6 | 1 | 0 | 0 | 0.15734 | 0.88929 | 1.7786 | 1.2587 | 16.5561 | 6.9461 | 17.0341 | 17.0341 | 29.4464 | 1.2587 | 0 | 8.6072 | 20.8392 | 0 | 21.4409 | 0 | 0 | 0.51988 | 0 | 0 | 8.6072 | 20.8392 | 0 | 21.4409 | 0 | 0 | 0.15734 | 0.19546
2018-04-15 08:00 | 4 | 7 | 1 | 0 | 0 | 0.3442 | 0.94686 | 1.8937 | 2.7536 | 16.5561 | 6.9461 | 17.0341 | 17.0341 | 31.3525 | 1.8937 | 0.8599 | 0 | 31.3525 | 5.9729 | 46.9055 | 0.8599 | 0.8599 | 0 | 0 | 0 | 0 | 31.3525 | 0 | 46.9055 | 0.8599 | 0 | 0.3442 | 0.41492
2018-04-15 09:00 | 4 | 8 | 1 | 0 | 0 | 0.49549 | 0.92882 | 1.8576 | 3.9639 | 16.5561 | 6.9461 | 17.0341 | 17.0341 | 30.755 | 1.8576 | 2.1063 | 0 | 30.755 | 14.6303 | 67.5217 | 2.1063 | 2.9662 | 0 | 0 | 0 | 0 | 30.755 | 0 | 67.5217 | 2.1063 | 0 | 0.49549 | 0.58059
2018-04-15 10:00 | 4 | 9 | 1 | 0 | 0 | 0.46567 | 0.93188 | 1.8638 | 3.7253 | 16.5561 | 6.9461 | 17.0341 | 17.0341 | 30.8564 | 1.8638 | 1.8616 | 0 | 30.8564 | 12.9307 | 63.4578 | 1.8616 | 4.8277 | 0 | 0 | 0 | 0 | 30.8564 | 0 | 63.4578 | 1.8616 | 0 | 0.46567 | 0.69829
2018-04-15 11:00 | 4 | 10 | 1 | 0 | 0 | 0.67771 | 0.9572 | 1.9144 | 5.4216 | 16.5561 | 6.9461 | 17.0341 | 17.0341 | 31.6949 | 1.9144 | 3.5072 | 0 | 31.6949 | 24.3616 | 92.353 | 3.5072 | 8.335 | 0 | 0 | 0 | 0 | 31.6949 | 0 | 92.353 | 3.5072 | 0 | 0.67771 | 0.76923
2018-04-15 12:00 | 4 | 11 | 1 | 0 | 1 | 0.69726 | 0.90575 | 1.8115 | 5.5781 | 25.1898 | 15.5798 | 17.0341 | 17.0341 | 45.6315 | 1.8115 | 3.7665 | 0 | 45.6315 | 58.682 | 95.0174 | 3.7665 | 12.1015 | 0 | 0 | 0 | 0 | 45.6315 | 0 | 95.0174 | 3.7665 | 0 | 0.69726 | 0.76923
2018-04-15 13:00 | 4 | 12 | 1 | 0 | 1 | 0.67517 | 0.82727 | 1.6545 | 5.4013 | 25.1898 | 15.5798 | 17.0341 | 17.0341 | 41.6775 | 1.6545 | 3.7468 | 0 | 41.6775 | 58.3742 | 92.0071 | 0.39847 | 12.5 | 0 | 0 | 3.3483 | 0 | 41.6775 | 52.1661 | 92.0071 | 3.7468 | 6.6966 | 0.67517 | 0.76923
2018-04-15 14:00 | 4 | 13 | 1 | 0 | 1 | 0.49194 | 0.84561 | 1.6912 | 3.9356 | 25.1898 | 15.5798 | 17.0341 | 17.0341 | 42.6016 | 1.6912 | 2.2443 | 0 | 42.6016 | 34.9661 | 67.0388 | 0 | 12.5 | 0 | 0 | 2.2443 | 0 | 42.6016 | 34.9661 | 67.0388 | 2.2443 | 4.4886 | 0.49194 | 0.70947
2018-04-15 15:00 | 4 | 14 | 1 | 0 | 1 | 0.50532 | 0.88654 | 1.7731 | 4.0426 | 25.1898 | 15.5798 | 17.0341 | 17.0341 | 44.6632 | 1.7731 | 2.2695 | 0 | 44.6632 | 35.3586 | 68.8621 | 0 | 12.5 | 0 | 0 | 2.2695 | 0 | 44.6632 | 35.3586 | 68.8621 | 2.2695 | 4.539 | 0.50532 | 0.59368
2018-04-15 16:00 | 4 | 15 | 1 | 0 | 1 | 0.21264 | 0.94912 | 1.8982 | 1.7012 | 25.1898 | 15.5798 | 17.0341 | 17.0341 | 47.8163 | 1.7012 | 0 | 4.9647 | 42.8516 | 0 | 28.9777 | 0 | 12.5 | 0.19709 | 0.19709 | 0 | 0 | 47.8163 | 0 | 28.9777 | 0 | 0 | 0.21264 | 0.43055
2018-04-15 17:00 | 4 | 16 | 1 | 0 | 1 | 0.18551 | 0.97998 | 1.96 | 1.484 | 25.1898 | 15.5798 | 17.0341 | 17.0341 | 49.3709 | 1.484 | 0 | 11.9881 | 37.3828 | 0 | 25.2795 | 0 | 12.2858 | 0.47591 | 0.47591 | 0 | 0 | 49.3709 | 0 | 25.2795 | 0 | 0 | 0.18551 | 0.22151
2018-04-15 18:00 | 4 | 17 | 1 | 0 | 1 | 0.03444 | 1.0083 | 2.0166 | 0.27552 | 25.1898 | 15.5798 | 17.0341 | 17.0341 | 50.7974 | 0.27552 | 0 | 43.8571 | 6.9403 | 0 | 4.6933 | 0 | 11.7685 | 1.7411 | 1.7411 | 0 | 0 | 50.7974 | 0 | 4.6933 | 0 | 0 | 0.03444 | 0.039785
2018-04-15 19:00 | 4 | 18 | 1 | 0 | 1 | 0 | 1.1219 | 2.2438 | 0 | 25.1898 | 15.5798 | 17.0341 | 17.0341 | 56.5196 | 0 | 0 | 56.5196 | 0 | 0 | 0 | 0 | 9.876 | 2.2438 | 2.2438 | 0 | 0 | 56.5196 | 0 | 0 | 0 | 0 | 0 | 0
2018-04-15 20:00 | 4 | 19 | 1 | 0 | 0 | 0 | 1.1174 | 2.2348 | 0 | 16.5561 | 6.9461 | 17.0341 | 17.0341 | 36.9989 | 0 | 0 | 36.9989 | 0 | 0 | 0 | 0 | 7.4371 | 2.2348 | 2.2348 | 0 | 0 | 36.9989 | 0 | 0 | 0 | 0 | 0 | 0
2018-04-15 21:00 | 4 | 20 | 1 | 0 | 0 | 0 | 0.85577 | 1.7115 | 0 | 16.5561 | 6.9461 | 17.0341 | 17.0341 | 28.3365 | 0 | 0 | 28.3365 | 0 | 0 | 0 | 0 | 5.0081 | 1.7115 | 1.7115 | 0 | 0 | 28.3365 | 0 | 0 | 0 | 0 | 0 | 0
2018-04-15 22:00 | 4 | 21 | 1 | 0 | 0 | 0 | 0.68214 | 1.3643 | 0 | 16.5561 | 6.9461 | 17.0341 | 17.0341 | 22.5871 | 0 | 0 | 22.5871 | 0 | 0 | 0 | 0 | 3.1477 | 1.3643 | 1.3643 | 0 | 0 | 22.5871 | 0 | 0 | 0 | 0 | 0 | 0
2018-04-15 23:00 | 4 | 22 | 1 | 0 | 0 | 0 | 0.60705 | 1.2141 | 0 | 16.5561 | 6.9461 | 17.0341 | 17.0341 | 20.1008 | 0 | 0 | 20.1008 | 0 | 0 | 0 | 0 | 1.6648 | 1.2141 | 1.2141 | 0 | 0 | 20.1008 | 0 | 0 | 0 | 0 | 0 | 0
2018-04-16 | 4 | 23 | 1 | 0 | 0 | 0 | 0.56563 | 1.1313 | 0 | 16.5561 | 6.9461 | 17.0341 | 17.0341 | 18.7292 | 0 | 0 | 18.7292 | 0 | 0 | 0 | 0 | 0.34507 | 1.1313 | 0.31747 | 0 | 13.4732 | 5.256 | 0 | 0 | 0 | 0 | 0 | 0
2018-04-16 01:00 | 4 | 0 | 2 | 0 | 0 | 0 | 0.57993 | 1.1599 | 0 | 16.5561 | 6.9461 | 17.0341 | 17.0341 | 19.2027 | 0 | 0 | 19.2027 | 0 | 0 | 0 | 0 | 0 | 1.1599 | 0 | 0 | 19.2027 | 0 | 0 | 0 | 0 | 0 | 0 | 0
2018-04-16 02:00 | 4 | 1 | 2 | 0 | 0 | 0 | 0.58854 | 1.1771 | 0 | 16.5561 | 6.9461 | 17.0341 | 17.0341 | 19.4878 | 0 | 0 | 19.4878 | 0 | 0 | 0 | 0 | 0 | 1.1771 | 0 | 0 | 19.4878 | 0 | 0 | 0 | 0 | 0 | 0 | 0
2018-04-16 03:00 | 4 | 2 | 2 | 0 | 0 | 0 | 0.59153 | 1.1831 | 0 | 16.5561 | 6.9461 | 17.0341 | 17.0341 | 19.5869 | 0 | 0 | 19.5869 | 0 | 0 | 0 | 0 | 0 | 1.1831 | 0 | 0 | 19.5869 | 0 | 0 | 0 | 0 | 0 | 0 | 0
2018-04-16 04:00 | 4 | 3 | 2 | 0 | 0 | 0 | 0.6442 | 1.2884 | 0 | 16.5561 | 6.9461 | 17.0341 | 17.0341 | 21.3308 | 0 | 0 | 21.3308 | 0 | 0 | 0 | 0 | 0 | 1.2884 | 0 | 0 | 21.3308 | 0 | 0 | 0 | 0 | 0 | 0 | 0
2018-04-16 05:00 | 4 | 4 | 2 | 0 | 0 | 0 | 0.79267 | 1.5853 | 0 | 16.5561 | 6.9461 | 17.0341 | 17.0341 | 26.247 | 0 | 0 | 26.247 | 0 | 0 | 0 | 0 | 0 | 1.5853 | 0 | 0 | 26.247 | 0 | 0 | 0 | 0 | 0 | 0 | 0
2018-04-16 06:00 | 4 | 5 | 2 | 0 | 0 | 0.024947 | 0.9173 | 1.8346 | 0.19958 | 16.5561 | 6.9461 | 17.0341 | 17.0341 | 30.3738 | 0.19958 | 0 | 27.0696 | 3.3042 | 0 | 3.3996 | 0 | 0 | 1.635 | 0 | 0 | 27.0696 | 3.3042 | 0 | 3.3996 | 0 | 0 | 0.024947 | 0.025185
2018-04-16 07:00 | 4 | 6 | 2 | 0 | 0 | 0.15886 | 0.9657 | 1.9314 | 1.2709 | 16.5561 | 6.9461 | 17.0341 | 17.0341 | 31.9765 | 1.2709 | 0 | 10.9356 | 21.0409 | 0 | 21.6485 | 0 | 0 | 0.66052 | 0 | 0 | 10.9356 | 21.0409 | 0 | 21.6485 | 0 | 0 | 0.15886 | 0.19376
2018-04-16 08:00 | 4 | 7 | 2 | 0 | 0 | 0.33198 | 1.0227 | 2.0454 | 2.6558 | 16.5561 | 6.9461 | 17.0341 | 17.0341 | 33.8644 | 2.0454 | 0.61038 | 0 | 33.8644 | 4.2397 | 45.2396 | 0.61038 | 0.61038 | 0 | 0 | 0 | 0 | 33.8644 | 0 | 45.2396 | 0.61038 | 0 | 0.33198 | 0.40783
2018-04-16 09:00 | 4 | 8 | 2 | 0 | 0 | 0.48074 | 1.0391 | 2.0782 | 3.8459 | 16.5561 | 6.9461 | 17.0341 | 17.0341 | 34.4062 | 2.0782 | 1.7678 | 0 | 34.4062 | 12.279 | 65.5121 | 1.7678 | 2.3781 | 0 | 0 | 0 | 0 | 34.4062 | 0 | 65.5121 | 1.7678 | 0 | 0.48074 | 0.57059
2018-04-16 10:00 | 4 | 9 | 2 | 0 | 0 | 0.43518 | 0.97608 | 1.9522 | 3.4814 | 16.5561 | 6.9461 | 17.0341 | 17.0341 | 32.3201 | 1.9522 | 1.5293 | 0 | 32.3201 | 10.6225 | 59.3034 | 1.5293 | 3.9074 | 0 | 0 | 0 | 0 | 32.3201 | 0 | 59.3034 | 1.5293 | 0 | 0.43518 | 0.68595
2018-04-16 11:00 | 4 | 10 | 2 | 0 | 0 | 0.35654 | 0.98633 | 1.9727 | 2.8523 | 16.5561 | 6.9461 | 17.0341 | 17.0341 | 32.6596 | 1.9727 | 0.87966 | 0 | 32.6596 | 6.1102 | 48.587 | 0.87966 | 4.7871 | 0 | 0 | 0 | 0 | 32.6596 | 0 | 48.587 | 0.87966 | 0 | 0.35654 | 0.75867
2018-04-16 12:00 | 4 | 11 | 2 | 0 | 1 | 0.54784 | 0.92128 | 1.8426 | 4.3827 | 25.1898 | 15.5798 | 17.0341 | 17.0341 | 46.4138 | 1.8426 | 2.5401 | 0 | 46.4138 | 39.5747 | 74.6555 | 2.5401 | 7.3272 | 0 | 0 | 0 | 0 | 46.4138 | 0 | 74.6555 | 2.5401 | 0 | 0.54784 | 0.76923
2018-04-16 13:00 | 4 | 12 | 2 | 0 | 1 | 0.38579 | 0.87447 | 1.7489 | 3.0864 | 25.1898 | 15.5798 | 17.0341 | 17.0341 | 44.0554 | 1.7489 | 1.3374 | 0 | 44.0554 | 20.8366 | 52.5734 | 1.3374 | 8.6646 | 0 | 0 | 0 | 0 | 44.0554 | 0 | 52.5734 | 1.3374 | 0 | 0.38579 | 0.76407
2018-04-16 14:00 | 4 | 13 | 2 | 0 | 1 | 0.40376 | 0.92944 | 1.8589 | 3.2301 | 25.1898 | 15.5798 | 17.0341 | 17.0341 | 46.8248 | 1.8589 | 1.3712 | 0 | 46.8248 | 21.3633 | 55.0221 | 1.3712 | 10.0358 | 0 | 0 | 0 | 0 | 46.8248 | 0 | 55.0221 | 1.3712 | 0 | 0.40376 | 0.70028
2018-04-16 15:00 | 4 | 14 | 2 | 0 | 1 | 0.21723 | 1.0053 | 2.0106 | 1.7378 | 25.1898 | 15.5798 | 17.0341 | 17.0341 | 50.6453 | 1.7378 | 0 | 6.8694 | 43.776 | 0 | 29.6028 | 0 | 10.0358 | 0.2727 | 0.2727 | 0 | 0 | 50.6453 | 0 | 29.6028 | 0 | 0 | 0.21723 | 0.58506
2018-04-16 16:00 | 4 | 15 | 2 | 0 | 1 | 0.12532 | 1.0285 | 2.057 | 1.0025 | 25.1898 | 15.5798 | 17.0341 | 17.0341 | 51.8163 | 1.0025 | 0 | 26.5628 | 25.2534 | 0 | 17.0772 | 0 | 9.7394 | 1.0545 | 1.0545 | 0 | 0 | 51.8163 | 0 | 17.0772 | 0 | 0 | 0.12532 | 0.42619
2018-04-16 17:00 | 4 | 16 | 2 | 0 | 1 | 0.11291 | 1.0703 | 2.1407 | 0.90329 | 25.1898 | 15.5798 | 17.0341 | 17.0341 | 53.9229 | 0.90329 | 0 | 31.1693 | 22.7536 | 0 | 15.3867 | 0 | 8.5932 | 1.2374 | 1.2374 | 0 | 0 | 53.9229 | 0 | 15.3867 | 0 | 0 | 0.11291 | 0.22155
2018-04-16 18:00 | 4 | 17 | 2 | 0 | 1 | 0.03083 | 1.1163 | 2.2327 | 0.24664 | 25.1898 | 15.5798 | 17.0341 | 17.0341 | 56.2407 | 0.24664 | 0 | 50.028 | 6.2128 | 0 | 4.2013 | 0 | 7.2482 | 1.986 | 1.986 | 0 | 0 | 56.2407 | 0 | 4.2013 | 0 | 0 | 0.03083 | 0.040498
2018-04-16 19:00 | 4 | 18 | 2 | 0 | 1 | 0 | 1.1831 | 2.3663 | 0 | 25.1898 | 15.5798 | 17.0341 | 17.0341 | 59.6062 | 0 | 0 | 59.6062 | 0 | 0 | 0 | 0 | 5.0895 | 2.3663 | 2.3663 | 0 | 0 | 59.6062 | 0 | 0 | 0 | 0 | 0 | 0
2018-04-16 20:00 | 4 | 19 | 2 | 0 | 0 | 0 | 1.2392 | 2.4784 | 0 | 16.5561 | 6.9461 | 17.0341 | 17.0341 | 41.0326 | 0 | 0 | 41.0326 | 0 | 0 | 0 | 0 | 2.5174 | 2.4784 | 2.3161 | 0 | 2.688 | 38.3447 | 0 | 0 | 0 | 0 | 0 | 0
2018-04-16 21:00 | 4 | 20 | 2 | 0 | 0 | 0 | 1.0325 | 2.065 | 0 | 16.5561 | 6.9461 | 17.0341 | 17.0341 | 34.1889 | 0 | 0 | 34.1889 | 0 | 0 | 0 | 0 | 0 | 2.065 | 0 | 0 | 34.1889 | 0 | 0 | 0 | 0 | 0 | 0 | 0
2018-04-16 22:00 | 4 | 21 | 2 | 0 | 0 | 0 | 0.81631 | 1.6326 | 0 | 16.5561 | 6.9461 | 17.0341 | 17.0341 | 27.0297 | 0 | 0 | 27.0297 | 0 | 0 | 0 | 0 | 0 | 1.6326 | 0 | 0 | 27.0297 | 0 | 0 | 0 | 0 | 0 | 0 | 0
2018-04-16 23:00 | 4 | 22 | 2 | 0 | 0 | 0 | 0.71612 | 1.4322 | 0 | 16.5561 | 6.9461 | 17.0341 | 17.0341 | 23.7122 | 0 | 0 | 23.7122 | 0 | 0 | 0 | 0 | 0 | 1.4322 | 0 | 0 | 23.7122 | 0 | 0 | 0 | 0 | 0 | 0 | 0
2018-04-17 | 4 | 23 | 2 | 0 | 0 | 0 | 0.66688 | 1.3338 | 0 | 16.5561 | 6.9461 | 17.0341 | 17.0341 | 22.0818 | 0 | 0 | 22.0818 | 0 | 0 | 0 | 0 | 0 | 1.3338 | 0 | 0 | 22.0818 | 0 | 0 | 0 | 0 | 0 | 0 | 0
2018-04-17 01:00 | 4 | 0 | 3 | 0 | 0 | 0 | 0.63867 | 1.2773 | 0 | 16.5561 | 6.9461 | 17.0341 | 17.0341 | 21.1476 | 0 | 0 | 21.1476 | 0 | 0 | 0 | 0 | 0 | 1.2773 | 0 | 0 | 21.1476 | 0 | 0 | 0 | 0 | 0 | 0 | 0
2018-04-17 02:00 | 4 | 1 | 3 | 0 | 0 | 0 | 0.66611 | 1.3322 | 0 | 16.5561 | 6.9461 | 17.0341 | 17.0341 | 22.0563 | 0 | 0 | 22.0563 | 0 | 0 | 0 | 0 | 0 | 1.3322 | 0 | 0 | 22.0563 | 0 | 0 | 0 | 0 | 0 | 0 | 0
2018-04-17 03:00 | 4 | 2 | 3 | 0 | 0 | 0 | 0.68164 | 1.3633 | 0 | 16.5561 | 6.9461 | 17.0341 | 17.0341 | 22.5705 | 0 | 0 | 22.5705 | 0 | 0 | 0 | 0 | 0 | 1.3633 | 0 | 0 | 22.5705 | 0 | 0 | 0 | 0 | 0 | 0 | 0
2018-04-17 04:00 | 4 | 3 | 3 | 0 | 0 | 0 | 0.71997 | 1.4399 | 0 | 16.5561 | 6.9461 | 17.0341 | 17.0341 | 23.8396 | 0 | 0 | 23.8396 | 0 | 0 | 0 | 0 | 0 | 1.4399 | 0 | 0 | 23.8396 | 0 | 0 | 0 | 0 | 0 | 0 | 0
2018-04-17 05:00 | 4 | 4 | 3 | 0 | 0 | 0 | 0.86041 | 1.7208 | 0 | 16.5561 | 6.9461 | 17.0341 | 17.0341 | 28.4899 | 0 | 0 | 28.4899 | 0 | 0 | 0 | 0 | 0 | 1.7208 | 0 | 0 | 28.4899 | 0 | 0 | 0 | 0 | 0 | 0 | 0
2018-04-17 06:00 | 4 | 5 | 3 | 0 | 0 | 0.025782 | 0.99914 | 1.9983 | 0.20626 | 16.5561 | 6.9461 | 17.0341 | 17.0341 | 33.0835 | 0.20626 | 0 | 29.6687 | 3.4148 | 0 | 3.5134 | 0 | 0 | 1.792 | 0 | 0 | 29.6687 | 3.4148 | 0 | 3.5134 | 0 | 0 | 0.025782 | 0.026348
2018-04-17 07:00 | 4 | 6 | 3 | 0 | 0 | 0.048235 | 0.97467 | 1.9493 | 0.38588 | 16.5561 | 6.9461 | 17.0341 | 17.0341 | 32.2734 | 0.38588 | 0 | 25.8847 | 6.3887 | 0 | 6.5732 | 0 | 0 | 1.5635 | 0 | 0 | 25.8847 | 6.3887 | 0 | 6.5732 | 0 | 0 | 0.048235 | 0.19881
2018-04-17 08:00 | 4 | 7 | 3 | 0 | 0 | 0.28293 | 1.0123 | 2.0247 | 2.2634 | 16.5561 | 6.9461 | 17.0341 | 17.0341 | 33.521 | 2.0247 | 0.23872 | 0 | 33.521 | 1.6582 | 38.5554 | 0.23872 | 0.23872 | 0 | 0 | 0 | 0 | 33.521 | 0 | 38.5554 | 0.23872 | 0 | 0.28293 | 0.41245
2018-04-17 09:00 | 4 | 8 | 3 | 0 | 0 | 0.24103 | 0.90838 | 1.8168 | 1.9283 | 16.5561 | 6.9461 | 17.0341 | 17.0341 | 30.0783 | 1.8168 | 0.11151 | 0 | 30.0783 | 0.77456 | 32.8463 | 0.11151 | 0.35023 | 0 | 0 | 0 | 0 | 30.0783 | 0 | 32.8463 | 0.11151 | 0 | 0.24103 | 0.56587
2018-04-17 10:00 | 4 | 9 | 3 | 0 | 0 | 0.32809 | 0.88424 | 1.7685 | 2.6247 | 16.5561 | 6.9461 | 17.0341 | 17.0341 | 29.279 | 1.7685 | 0.85622 | 0 | 29.279 | 5.9474 | 44.7095 | 0.85622 | 1.2064 | 0 | 0 | 0 | 0 | 29.279 | 0 | 44.7095 | 0.85622 | 0 | 0.32809 | 0.66795
2018-04-17 11:00 | 4 | 10 | 3 | 0 | 0 | 0.31718 | 0.89388 | 1.7878 | 2.5374 | 16.5561 | 6.9461 | 17.0341 | 17.0341 | 29.5981 | 1.7878 | 0.74965 | 0 | 29.5981 | 5.2072 | 43.2226 | 0.74965 | 1.9561 | 0 | 0 | 0 | 0 | 29.5981 | 0 | 43.2226 | 0.74965 | 0 | 0.31718 | 0.72336
2018-04-17 12:00 | 4 | 11 | 3 | 0 | 1 | 0.3908 | 0.83911 | 1.6782 | 3.1264 | 25.1898 | 15.5798 | 17.0341 | 17.0341 | 42.2742 | 1.6782 | 1.4482 | 0 | 42.2742 | 22.5622 | 53.2555 | 1.4482 | 3.4043 | 0 | 0 | 0 | 0 | 42.2742 | 0 | 53.2555 | 1.4482 | 0 | 0.3908 | 0.74333
2018-04-17 13:00 | 4 | 12 | 3 | 0 | 1 | 0.28713 | 0.78694 | 1.5739 | 2.297 | 25.1898 | 15.5798 | 17.0341 | 17.0341 | 39.6457 | 1.5739 | 0.72317 | 0 | 39.6457 | 11.2668 | 39.1282 | 0.72317 | 4.1274 | 0 | 0 | 0 | 0 | 39.6457 | 0 | 39.1282 | 0.72317 | 0 | 0.28713 | 0.72044
2018-04-17 14:00 | 4 | 13 | 3 | 0 | 1 | 0.27566 | 0.84773 | 1.6955 | 2.2053 | 25.1898 | 15.5798 | 17.0341 | 17.0341 | 42.7084 | 1.6955 | 0.50984 | 0 | 42.7084 | 7.9433 | 37.5656 | 0.50984 | 4.6373 | 0 | 0 | 0 | 0 | 42.7084 | 0 | 37.5656 | 0.50984 | 0 | 0.27566 | 0.65753
2018-04-17 15:00 | 4 | 14 | 3 | 0 | 1 | 0.23664 | 0.88207 | 1.7641 | 1.8932 | 25.1898 | 15.5798 | 17.0341 | 17.0341 | 44.4384 | 1.7641 | 0.12901 | 0 | 44.4384 | 2.01 | 32.2484 | 0.12901 | 4.7663 | 0 | 0 | 0 | 0 | 44.4384 | 0 | 32.2484 | 0.12901 | 0 | 0.23664 | 0.55949
2018-04-17 16:00 | 4 | 15 | 3 | 0 | 1 | 0.11645 | 0.88968 | 1.7794 | 0.93163 | 25.1898 | 15.5798 | 17.0341 | 17.0341 | 44.8217 | 0.93163 | 0 | 21.3541 | 23.4676 | 0 | 15.8696 | 0 | 4.7663 | 0.84773 | 0.84773 | 0 | 0 | 44.8217 | 0 | 15.8696 | 0 | 0 | 0.11645 | 0.41194
2018-04-17 17:00 | 4 | 16 | 3 | 0 | 1 | 0.03644 | 0.99149 | 1.983 | 0.29152 | 25.1898 | 15.5798 | 17.0341 | 17.0341 | 49.9507 | 0.29152 | 0 | 42.6074 | 7.3434 | 0 | 4.9658 | 0 | 3.8449 | 1.6915 | 1.6915 | 0 | 0 | 49.9507 | 0 | 4.9658 | 0 | 0 | 0.03644 | 0.21609
2018-04-17 18:00 | 4 | 17 | 3 | 0 | 1 | 0.015894 | 1.0504 | 2.1009 | 0.12715 | 25.1898 | 15.5798 | 17.0341 | 17.0341 | 52.9203 | 0.12715 | 0 | 49.7174 | 3.2029 | 0 | 2.1659 | 0 | 2.0063 | 1.9737 | 1.8458 | 0 | 3.2219 | 49.6984 | 0 | 2.1659 | 0 | 0 | 0.015894 | 0.04112
2018-04-17 19:00 | 4 | 18 | 3 | 0 | 1 | 0 | 1.161 | 2.3219 | 0 | 25.1898 | 15.5798 | 17.0341 | 17.0341 | 58.4882 | 0 | 0 | 58.4882 | 0 | 0 | 0 | 0 | 0 | 2.3219 | 0 | 0 | 58.4882 | 0 | 0 | 0 | 0 | 0 | 0 | 0
2018-04-17 20:00 | 4 | 19 | 3 | 0 | 0 | 0 | 1.1386 | 2.2771 | 0 | 16.5561 | 6.9461 | 17.0341 | 17.0341 | 37.7001 | 0 | 0 | 37.7001 | 0 | 0 | 0 | 0 | 0 | 2.2771 | 0 | 0 | 37.7001 | 0 | 0 | 0 | 0 | 0 | 0 | 0
2018-04-17 21:00 | 4 | 20 | 3 | 0 | 0 | 0 | 0.94399 | 1.888 | 0 | 16.5561 | 6.9461 | 17.0341 | 17.0341 | 31.2577 | 0 | 0 | 31.2577 | 0 | 0 | 0 | 0 | 0 | 1.888 | 0 | 0 | 31.2577 | 0 | 0 | 0 | 0 | 0 | 0 | 0
2018-04-17 22:00 | 4 | 21 | 3 | 0 | 0 | 0 | 0.77932 | 1.5586 | 0 | 16.5561 | 6.9461 | 17.0341 | 17.0341 | 25.8048 | 0 | 0 | 25.8048 | 0 | 0 | 0 | 0 | 0 | 1.5586 | 0 | 0 | 25.8048 | 0 | 0 | 0 | 0 | 0 | 0 | 0
2018-04-17 23:00 | 4 | 22 | 3 | 0 | 0 | 0 | 0.69178 | 1.3836 | 0 | 16.5561 | 6.9461 | 17.0341 | 17.0341 | 22.9062 | 0 | 0 | 22.9062 | 0 | 0 | 0 | 0 | 0 | 1.3836 | 0 | 0 | 22.9062 | 0 | 0 | 0 | 0 | 0 | 0 | 0
2018-04-18 | 4 | 23 | 3 | 0 | 0 | 0 | 0.68845 | 1.3769 | 0 | 16.5561 | 6.9461 | 17.0341 | 17.0341 | 22.7961 | 0 | 0 | 22.7961 | 0 | 0 | 0 | 0 | 0 | 1.3769 | 0 | 0 | 22.7961 | 0 | 0 | 0 | 0 | 0 | 0 | 0
2018-04-18 01:00 | 4 | 0 | 4 | 0 | 0 | 0 | 0.67684 | 1.3537 | 0 | 16.5561 | 6.9461 | 17.0341 | 17.0341 | 22.4116 | 0 | 0 | 22.4116 | 0 | 0 | 0 | 0 | 0 | 1.3537 | 0 | 0 | 22.4116 | 0 | 0 | 0 | 0 | 0 | 0 | 0
2018-04-18 02:00 | 4 | 1 | 4 | 0 | 0 | 0 | 0.68397 | 1.3679 | 0 | 16.5561 | 6.9461 | 17.0341 | 17.0341 | 22.6478 | 0 | 0 | 22.6478 | 0 | 0 | 0 | 0 | 0 | 1.3679 | 0 | 0 | 22.6478 | 0 | 0 | 0 | 0 | 0 | 0 | 0
2018-04-18 03:00 | 4 | 2 | 4 | 0 | 0 | 0 | 0.70251 | 1.405 | 0 | 16.5561 | 6.9461 | 17.0341 | 17.0341 | 23.2616 | 0 | 0 | 23.2616 | 0 | 0 | 0 | 0 | 0 | 1.405 | 0 | 0 | 23.2616 | 0 | 0 | 0 | 0 | 0 | 0 | 0
2018-04-18 04:00 | 4 | 3 | 4 | 0 | 0 | 0 | 0.74659 | 1.4932 | 0 | 16.5561 | 6.9461 | 17.0341 | 17.0341 | 24.7211 | 0 | 0 | 24.7211 | 0 | 0 | 0 | 0 | 0 | 1.4932 | 0 | 0 | 24.7211 | 0 | 0 | 0 | 0 | 0 | 0 | 0
2018-04-18 05:00 | 4 | 4 | 4 | 0 | 0 | 0 | 0.8808 | 1.7616 | 0 | 16.5561 | 6.9461 | 17.0341 | 17.0341 | 29.165 | 0 | 0 | 29.165 | 0 | 0 | 0 | 0 | 0 | 1.7616 | 0 | 0 | 29.165 | 0 | 0 | 0 | 0 | 0 | 0 | 0
2018-04-18 06:00 | 4 | 5 | 4 | 0 | 0 | 0.028646 | 1.0009 | 2.0019 | 0.22916 | 16.5561 | 6.9461 | 17.0341 | 17.0341 | 33.1428 | 0.22916 | 0 | 29.3488 | 3.7941 | 0 | 3.9036 | 0 | 0 | 1.7727 | 0 | 0 | 29.3488 | 3.7941 | 0 | 3.9036 | 0 | 0 | 0.028646 | 0.028071
2018-04-18 07:00 | 4 | 6 | 4 | 0 | 0 | 0.16959 | 1.013 | 2.0259 | 1.3567 | 16.5561 | 6.9461 | 17.0341 | 17.0341 | 33.5412 | 1.3567 | 0 | 11.0794 | 22.4618 | 0 | 23.1104 | 0 | 0 | 0.66921 | 0 | 0 | 11.0794 | 22.4618 | 0 | 23.1104 | 0 | 0 | 0.16959 | 0.19052
2018-04-18 08:00 | 4 | 7 | 4 | 0 | 0 | 0.13339 | 1.0088 | 2.0176 | 1.0671 | 16.5561 | 6.9461 | 17.0341 | 17.0341 | 33.4037 | 1.0671 | 0 | 15.7364 | 17.6673 | 0 | 18.1775 | 0 | 0 | 0.95049 | 0 | 0 | 15.7364 | 17.6673 | 0 | 18.1775 | 0 | 0 | 0.13339 | 0.39409
2018-04-18 09:00 | 4 | 8 | 4 | 0 | 0 | 0.24564 | 0.9145 | 1.829 | 1.9651 | 16.5561 | 6.9461 | 17.0341 | 17.0341 | 30.281 | 1.829 | 0.13611 | 0 | 30.281 | 0.9454 | 33.4739 | 0.13611 | 0.13611 | 0 | 0 | 0 | 0 | 30.281 | 0 | 33.4739 | 0.13611 | 0 | 0.24564 | 0.54786
2018-04-18 10:00 | 4 | 9 | 4 | 0 | 0 | 0.26491 | 0.93554 | 1.8711 | 2.1193 | 16.5561 | 6.9461 | 17.0341 | 17.0341 | 30.9778 | 1.8711 | 0.2482 | 0 | 30.9778 | 1.724 | 36.1003 | 0.2482 | 0.38431 | 0 | 0 | 0 | 0 | 30.9778 | 0 | 36.1003 | 0.2482 | 0 | 0.26491 | 0.65676
2018-04-18 11:00 | 4 | 10 | 4 | 0 | 0 | 0.24934 | 0.94405 | 1.8881 | 1.9947 | 16.5561 | 6.9461 | 17.0341 | 17.0341 | 31.2595 | 1.8881 | 0.10661 | 0 | 31.2595 | 0.74051 | 33.9782 | 0.10661 | 0.49091 | 0 | 0 | 0 | 0 | 31.2595 | 0 | 33.9782 | 0.10661 | 0 | 0.24934 | 0.72715
2018-04-18 12:00 | 4 | 11 | 4 | 0 | 1 | 0.44442 | 0.91713 | 1.8343 | 3.5553 | 25.1898 | 15.5798 | 17.0341 | 17.0341 | 46.2045 | 1.8343 | 1.7211 | 0 | 46.2045 | 26.8141 | 60.5622 | 1.7211 | 2.212 | 0 | 0 | 0 | 0 | 46.2045 | 0 | 60.5622 | 1.7211 | 0 | 0.44442 | 0.73226
2018-04-18 13:00 | 4 | 12 | 4 | 0 | 1 | 0.47043 | 0.79308 | 1.5862 | 3.7634 | 25.1898 | 15.5798 | 17.0341 | 17.0341 | 39.9549 | 1.5862 | 2.1773 | 0 | 39.9549 | 33.9211 | 64.1064 | 2.1773 | 4.3893 | 0 | 0 | 0 | 0 | 39.9549 | 0 | 64.1064 | 2.1773 | 0 | 0.47043 | 0.68141
2018-04-18 14:00 | 4 | 13 | 4 | 0 | 1 | 0.5953 | 0.7862 | 1.5724 | 4.7624 | 25.1898 | 15.5798 | 17.0341 | 17.0341 | 39.6086 | 1.5724 | 3.19 | 0 | 39.6086 | 49.6993 | 81.1234 | 3.19 | 7.5792 | 0 | 0 | 0 | 0 | 39.6086 | 0 | 81.1234 | 3.19 | 0 | 0.5953 | 0.64552
2018-04-18 15:00 | 4 | 14 | 4 | 0 | 1 | 0.5 | 0.833 | 1.666 | 4 | 25.1898 | 15.5798 | 17.0341 | 17.0341 | 41.966 | 1.666 | 2.334 | 0 | 41.966 | 36.3628 | 68.136 | 2.334 | 9.9132 | 0 | 0 | 0 | 0 | 41.966 | 0 | 68.136 | 2.334 | 0 | 0.5 | 0.54525
2018-04-18 16:00 | 4 | 15 | 4 | 0 | 1 | 0.36542 | 0.90699 | 1.814 | 2.9233 | 25.1898 | 15.5798 | 17.0341 | 17.0341 | 45.6938 | 1.814 | 1.1094 | 0 | 45.6938 | 17.2836 | 49.7967 | 1.1094 | 11.0226 | 0 | 0 | 0 | 0 | 45.6938 | 0 | 49.7967 | 1.1094 | 0 | 0.36542 | 0.39172
2018-04-18 17:00 | 4 | 16 | 4 | 0 | 1 | 0.19228 | 0.92893 | 1.8579 | 1.5382 | 25.1898 | 15.5798 | 17.0341 | 17.0341 | 46.7992 | 1.5382 | 0 | 8.0515 | 38.7477 | 0 | 26.2025 | 0 | 11.0226 | 0.31963 | 0.31963 | 0 | 0 | 46.7992 | 0 | 26.2025 | 0 | 0 | 0.19228 | 0.19884
2018-04-18 18:00 | 4 | 17 | 4 | 0 | 1 | 0.039351 | 1.0437 | 2.0874 | 0.31481 | 25.1898 | 15.5798 | 17.0341 | 17.0341 | 52.5819 | 0.31481 | 0 | 44.6519 | 7.93 | 0 | 5.3625 | 0 | 10.6752 | 1.7726 | 1.7726 | 0 | 0 | 52.5819 | 0 | 5.3625 | 0 | 0 | 0.039351 | 0.041661
2018-04-18 19:00 | 4 | 18 | 4 | 0 | 1 | 0 | 1.0984 | 2.1968 | 0 | 25.1898 | 15.5798 | 17.0341 | 17.0341 | 55.3362 | 0 | 0 | 55.3362 | 0 | 0 | 0 | 0 | 8.7484 | 2.1968 | 2.1968 | 0 | 0 | 55.3362 | 0 | 0 | 0 | 0 | 0 | 0
2018-04-18 20:00 | 4 | 19 | 4 | 0 | 0 | 0 | 1.0674 | 2.1349 | 0 | 16.5561 | 6.9461 | 17.0341 | 17.0341 | 35.3454 | 0 | 0 | 35.3454 | 0 | 0 | 0 | 0 | 6.3606 | 2.1349 | 2.1349 | 0 | 0 | 35.3454 | 0 | 0 | 0 | 0 | 0 | 0
2018-04-18 21:00 | 4 | 20 | 4 | 0 | 0 | 0 | 0.8498 | 1.6996 | 0 | 16.5561 | 6.9461 | 17.0341 | 17.0341 | 28.1386 | 0 | 0 | 28.1386 | 0 | 0 | 0 | 0 | 4.0401 | 1.6996 | 1.6996 | 0 | 0 | 28.1386 | 0 | 0 | 0 | 0 | 0 | 0
2018-04-18 22:00 | 4 | 21 | 4 | 0 | 0 | 0 | 0.70562 | 1.4112 | 0 | 16.5561 | 6.9461 | 17.0341 | 17.0341 | 23.3646 | 0 | 0 | 23.3646 | 0 | 0 | 0 | 0 | 2.1927 | 1.4112 | 1.4112 | 0 | 0 | 23.3646 | 0 | 0 | 0 | 0 | 0 | 0
2018-04-18 23:00 | 4 | 22 | 4 | 0 | 0 | 0 | 0.62731 | 1.2546 | 0 | 16.5561 | 6.9461 | 17.0341 | 17.0341 | 20.7717 | 0 | 0 | 20.7717 | 0 | 0 | 0 | 0 | 0.65871 | 1.2546 | 0.60601 | 0 | 10.7385 | 10.0332 | 0 | 0 | 0 | 0 | 0 | 0
2018-04-19 | 4 | 23 | 4 | 0 | 0 | 0 | 0.60289 | 1.2058 | 0 | 16.5561 | 6.9461 | 17.0341 | 17.0341 | 19.9629 | 0 | 0 | 19.9629 | 0 | 0 | 0 | 0 | 0 | 1.2058 | 0 | 0 | 19.9629 | 0 | 0 | 0 | 0 | 0 | 0 | 0
2018-04-19 01:00 | 4 | 0 | 5 | 0 | 0 | 0 | 0.61067 | 1.2213 | 0 | 16.5561 | 6.9461 | 17.0341 | 17.0341 | 20.2204 | 0 | 0 | 20.2204 | 0 | 0 | 0 | 0 | 0 | 1.2213 | 0 | 0 | 20.2204 | 0 | 0 | 0 | 0 | 0 | 0 | 0
2018-04-19 02:00 | 4 | 1 | 5 | 0 | 0 | 0 | 0.67836 | 1.3567 | 0 | 16.5561 | 6.9461 | 17.0341 | 17.0341 | 22.4618 | 0 | 0 | 22.4618 | 0 | 0 | 0 | 0 | 0 | 1.3567 | 0 | 0 | 22.4618 | 0 | 0 | 0 | 0 | 0 | 0 | 0
2018-04-19 03:00 | 4 | 2 | 5 | 0 | 0 | 0 | 0.70041 | 1.4008 | 0 | 16.5561 | 6.9461 | 17.0341 | 17.0341 | 23.1921 | 0 | 0 | 23.1921 | 0 | 0 | 0 | 0 | 0 | 1.4008 | 0 | 0 | 23.1921 | 0 | 0 | 0 | 0 | 0 | 0 | 0
2018-04-19 04:00 | 4 | 3 | 5 | 0 | 0 | 0 | 0.71242 | 1.4248 | 0 | 16.5561 | 6.9461 | 17.0341 | 17.0341 | 23.5899 | 0 | 0 | 23.5899 | 0 | 0 | 0 | 0 | 0 | 1.4248 | 0 | 0 | 23.5899 | 0 | 0 | 0 | 0 | 0 | 0 | 0
2018-04-19 05:00 | 4 | 4 | 5 | 0 | 0 | 0 | 0.83973 | 1.6795 | 0 | 16.5561 | 6.9461 | 17.0341 | 17.0341 | 27.8052 | 0 | 0 | 27.8052 | 0 | 0 | 0 | 0 | 0 | 1.6795 | 0 | 0 | 27.8052 | 0 | 0 | 0 | 0 | 0 | 0 | 0
2018-04-19 06:00 | 4 | 5 | 5 | 0 | 0 | 0.01572 | 0.9608 | 1.9216 | 0.12576 | 16.5561 | 6.9461 | 17.0341 | 17.0341 | 31.8141 | 0.12576 | 0 | 29.732 | 2.082 | 0 | 2.1422 | 0 | 0 | 1.7958 | 0 | 0 | 29.732 | 2.082 | 0 | 2.1422 | 0 | 0 | 0.01572 | 0.02328
2018-04-19 07:00 | 4 | 6 | 5 | 0 | 0 | 0.020114 | 0.93537 | 1.8707 | 0.16091 | 16.5561 | 6.9461 | 17.0341 | 17.0341 | 30.972 | 0.16091 | 0 | 28.3079 | 2.6641 | 0 | 2.741 | 0 | 0 | 1.7098 | 0 | 0 | 28.3079 | 2.6641 | 0 | 2.741 | 0 | 0 | 0.020114 | 0.11149
2018-04-19 08:00 | 4 | 7 | 5 | 0 | 0 | 0.10531 | 0.92914 | 1.8583 | 0.84249 | 16.5561 | 6.9461 | 17.0341 | 17.0341 | 30.7657 | 0.84249 | 0 | 16.8174 | 13.9483 | 0 | 14.3511 | 0 | 0 | 1.0158 | 0 | 0 | 16.8174 | 13.9483 | 0 | 14.3511 | 0 | 0 | 0.10531 | 0.17735
2018-04-19 09:00 | 4 | 8 | 5 | 0 | 0 | 0.23182 | 0.84868 | 1.6974 | 1.8546 | 16.5561 | 6.9461 | 17.0341 | 17.0341 | 28.1016 | 1.6974 | 0.15719 | 0 | 28.1016 | 1.0918 | 31.5907 | 0.15719 | 0.15719 | 0 | 0 | 0 | 0 | 28.1016 | 0 | 31.5907 | 0.15719 | 0 | 0.23182 | 0.22203
2018-04-19 10:00 | 4 | 9 | 5 | 0 | 0 | 0.37553 | 0.79942 | 1.5988 | 3.0042 | 16.5561 | 6.9461 | 17.0341 | 17.0341 | 26.4706 | 1.5988 | 1.4054 | 0 | 26.4706 | 9.7619 | 51.1744 | 1.4054 | 1.5626 | 0 | 0 | 0 | 0 | 26.4706 | 0 | 51.1744 | 1.4054 | 0 | 0.37553 | 0.25199
2018-04-19 11:00 | 4 | 10 | 5 | 0 | 0 | 0.38203 | 0.76885 | 1.5377 | 3.0563 | 16.5561 | 6.9461 | 17.0341 | 17.0341 | 25.4582 | 1.5377 | 1.5186 | 0 | 25.4582 | 10.548 | 52.0607 | 1.5186 | 3.0811 | 0 | 0 | 0 | 0 | 25.4582 | 0 | 52.0607 | 1.5186 | 0 | 0.38203 | 0.45936
2018-04-19 12:00 | 4 | 11 | 5 | 0 | 1 | 0.30955 | 0.8066 | 1.6132 | 2.4764 | 25.1898 | 15.5798 | 17.0341 | 17.0341 | 40.6359 | 1.6132 | 0.86319 | 0 | 40.6359 | 13.4483 | 42.1831 | 0.86319 | 3.9443 | 0 | 0 | 0 | 0 | 40.6359 | 0 | 42.1831 | 0.86319 | 0 | 0.30955 | 0.42487
2018-04-19 13:00 | 4 | 12 | 5 | 0 | 1 | 0.28231 | 0.73336 | 1.4667 | 2.2585 | 25.1898 | 15.5798 | 17.0341 | 17.0341 | 36.9464 | 1.4667 | 0.79175 | 0 | 36.9464 | 12.3353 | 38.4711 | 0.79175 | 4.7361 | 0 | 0 | 0 | 0 | 36.9464 | 0 | 38.4711 | 0.79175 | 0 | 0.28231 | 0.35835
2018-04-19 14:00 | 4 | 13 | 5 | 0 | 1 | 0.28193 | 0.76813 | 1.5363 | 2.2554 | 25.1898 | 15.5798 | 17.0341 | 17.0341 | 38.698 | 1.5363 | 0.71916 | 0 | 38.698 | 11.2043 | 38.4191 | 0.71916 | 5.4552 | 0 | 0 | 0 | 0 | 38.698 | 0 | 38.4191 | 0.71916 | 0 | 0.28193 | 0.36402
2018-04-19 15:00 | 4 | 14 | 5 | 0 | 1 | 0.16388 | 0.83871 | 1.6774 | 1.311 | 25.1898 | 15.5798 | 17.0341 | 17.0341 | 42.2539 | 1.311 | 0 | 9.2299 | 33.024 | 0 | 22.3319 | 0 | 5.4552 | 0.36642 | 0.36642 | 0 | 0 | 42.2539 | 0 | 22.3319 | 0 | 0 | 0.16388 | 0.42505
2018-04-19 16:00 | 4 | 15 | 5 | 0 | 1 | 0.094712 | 0.88799 | 1.776 | 0.75769 | 25.1898 | 15.5798 | 17.0341 | 17.0341 | 44.7367 | 0.75769 | 0 | 25.6506 | 19.0861 | 0 | 12.9066 | 0 | 5.0569 | 1.0183 | 1.0183 | 0 | 0 | 44.7367 | 0 | 12.9066 | 0 | 0 | 0.094712 | 0.4106
2018-04-19 17:00 | 4 | 16 | 5 | 0 | 1 | 0.087994 | 0.96014 | 1.9203 | 0.70395 | 25.1898 | 15.5798 | 17.0341 | 17.0341 | 48.3714 | 0.70395 | 0 | 30.6389 | 17.7324 | 0 | 11.9913 | 0 | 3.9501 | 1.2163 | 1.2163 | 0 | 0 | 48.3714 | 0 | 11.9913 | 0 | 0 | 0.087994 | 0.16309
2018-04-19 18:00 | 4 | 17 | 5 | 0 | 1 | 0.024208 | 0.99424 | 1.9885 | 0.19367 | 25.1898 | 15.5798 | 17.0341 | 17.0341 | 50.0894 | 0.19367 | 0 | 45.211 | 4.8784 | 0 | 3.299 | 0 | 2.628 | 1.7948 | 1.7948 | 0 | 0 | 50.0894 | 0 | 3.299 | 0 | 0 | 0.024208 | 0.040233
2018-04-19 19:00 | 4 | 18 | 5 | 0 | 1 | 0 | 1.0674 | 2.1348 | 0 | 25.1898 | 15.5798 | 17.0341 | 17.0341 | 53.7747 | 0 | 0 | 53.7747 | 0 | 0 | 0 | 0 | 0.67713 | 2.1348 | 0.62296 | 0 | 38.0826 | 15.6921 | 0 | 0 | 0 | 0 | 0 | 0
2018-04-19 20:00 | 4 | 19 | 5 | 0 | 0 | 0 | 1.0471 | 2.0942 | 0 | 16.5561 | 6.9461 | 17.0341 | 17.0341 | 34.6723 | 0 | 0 | 34.6723 | 0 | 0 | 0 | 0 | 0 | 2.0942 | 0 | 0 | 34.6723 | 0 | 0 | 0 | 0 | 0 | 0 | 0
2018-04-19 21:00 | 4 | 20 | 5 | 0 | 0 | 0 | 0.88207 | 1.7641 | 0 | 16.5561 | 6.9461 | 17.0341 | 17.0341 | 29.2071 | 0 | 0 | 29.2071 | 0 | 0 | 0 | 0 | 0 | 1.7641 | 0 | 0 | 29.2071 | 0 | 0 | 0 | 0 | 0 | 0 | 0
2018-04-19 22:00 | 4 | 21 | 5 | 0 | 0 | 0 | 0.70232 | 1.4046 | 0 | 16.5561 | 6.9461 | 17.0341 | 17.0341 | 23.2552 | 0 | 0 | 23.2552 | 0 | 0 | 0 | 0 | 0 | 1.4046 | 0 | 0 | 23.2552 | 0 | 0 | 0 | 0 | 0 | 0 | 0
2018-04-19 23:00 | 4 | 22 | 5 | 0 | 0 | 0 | 0.65866 | 1.3173 | 0 | 16.5561 | 6.9461 | 17.0341 | 17.0341 | 21.8096 | 0 | 0 | 21.8096 | 0 | 0 | 0 | 0 | 0 | 1.3173 | 0 | 0 | 21.8096 | 0 | 0 | 0 | 0 | 0 | 0 | 0
2018-04-20 | 4 | 23 | 5 | 0 | 0 | 0 | 0.59134 | 1.1827 | 0 | 16.5561 | 6.9461 | 17.0341 | 17.0341 | 19.5806 | 0 | 0 | 19.5806 | 0 | 0 | 0 | 0 | 0 | 1.1827 | 0 | 0 | 19.5806 | 0 | 0 | 0 | 0 | 0 | 0 | 0
2018-04-20 01:00 | 4 | 0 | 6 | 0 | 0 | 0 | 0.56959 | 1.1392 | 0 | 16.5561 | 6.9461 | 17.0341 | 17.0341 | 18.8602 | 0 | 0 | 18.8602 | 0 | 0 | 0 | 0 | 0 | 1.1392 | 0 | 0 | 18.8602 | 0 | 0 | 0 | 0 | 0 | 0 | 0
2018-04-20 02:00 | 4 | 1 | 6 | 0 | 0 | 0 | 0.60132 | 1.2026 | 0 | 16.5561 | 6.9461 | 17.0341 | 17.0341 | 19.9111 | 0 | 0 | 19.9111 | 0 | 0 | 0 | 0 | 0 | 1.2026 | 0 | 0 | 19.9111 | 0 | 0 | 0 | 0 | 0 | 0 | 0
2018-04-20 03:00 | 4 | 2 | 6 | 0 | 0 | 0 | 0.60458 | 1.2092 | 0 | 16.5561 | 6.9461 | 17.0341 | 17.0341 | 20.0189 | 0 | 0 | 20.0189 | 0 | 0 | 0 | 0 | 0 | 1.2092 | 0 | 0 | 20.0189 | 0 | 0 | 0 | 0 | 0 | 0 | 0
2018-04-20 04:00 | 4 | 3 | 6 | 0 | 0 | 0 | 0.6596 | 1.3192 | 0 | 16.5561 | 6.9461 | 17.0341 | 17.0341 | 21.8407 | 0 | 0 | 21.8407 | 0 | 0 | 0 | 0 | 0 | 1.3192 | 0 | 0 | 21.8407 | 0 | 0 | 0 | 0 | 0 | 0 | 0
2018-04-20 05:00 | 4 | 4 | 6 | 0 | 0 | 0 | 0.79693 | 1.5939 | 0 | 16.5561 | 6.9461 | 17.0341 | 17.0341 | 26.388 | 0 | 0 | 26.388 | 0 | 0 | 0 | 0 | 0 | 1.5939 | 0 | 0 | 26.388 | 0 | 0 | 0 | 0 | 0 | 0 | 0
2018-04-20 06:00 | 4 | 5 | 6 | 0 | 0 | 0.0023838 | 0.92069 | 1.8414 | 0.01907 | 16.5561 | 6.9461 | 17.0341 | 17.0341 | 30.4859 | 0.01907 | 0 | 30.1702 | 0.31572 | 0 | 0.32484 | 0 | 0 | 1.8223 | 0 | 0 | 30.1702 | 0.31572 | 0 | 0.32484 | 0 | 0 | 0.0023838 | 0.031858
2018-04-20 07:00 | 4 | 6 | 6 | 0 | 0 | 0.033887 | 0.88746 | 1.7749 | 0.27109 | 16.5561 | 6.9461 | 17.0341 | 17.0341 | 29.3856 | 0.27109 | 0 | 24.8974 | 4.4882 | 0 | 4.6178 | 0 | 0 | 1.5038 | 0 | 0 | 24.8974 | 4.4882 | 0 | 4.6178 | 0 | 0 | 0.033887 | 0.20345
2018-04-20 08:00 | 4 | 7 | 6 | 0 | 0 | 0.066023 | 0.89898 | 1.798 | 0.52819 | 16.5561 | 6.9461 | 17.0341 | 17.0341 | 29.7672 | 0.52819 | 0 | 21.0225 | 8.7447 | 0 | 8.9972 | 0 | 0 | 1.2698 | 0 | 0 | 21.0225 | 8.7447 | 0 | 8.9972 | 0 | 0 | 0.066023 | 0.38387
2018-04-20 09:00 | 4 | 8 | 6 | 0 | 0 | 0.040575 | 0.82303 | 1.6461 | 0.3246 | 16.5561 | 6.9461 | 17.0341 | 17.0341 | 27.2523 | 0.3246 | 0 | 21.8782 | 5.3741 | 0 | 5.5293 | 0 | 0 | 1.3215 | 0 | 0 | 21.8782 | 5.3741 | 0 | 5.5293 | 0 | 0 | 0.040575 | 0.57088
2018-04-20 10:00 | 4 | 9 | 6 | 0 | 0 | 0.067746 | 0.83378 | 1.6676 | 0.54197 | 16.5561 | 6.9461 | 17.0341 | 17.0341 | 27.6082 | 0.54197 | 0 | 18.6354 | 8.9728 | 0 | 9.2319 | 0 | 0 | 1.1256 | 0 | 0 | 18.6354 | 8.9728 | 0 | 9.2319 | 0 | 0 | 0.067746 | 0.70268
2018-04-20 11:00 | 4 | 10 | 6 | 0 | 0 | 0.1726 | 0.79678 | 1.5936 | 1.3808 | 16.5561 | 6.9461 | 17.0341 | 17.0341 | 26.3832 | 1.3808 | 0 | 3.5222 | 22.861 | 0 | 23.5212 | 0 | 0 | 0.21274 | 0 | 0 | 3.5222 | 22.861 | 0 | 23.5212 | 0 | 0 | 0.1726 | 0.76923
2018-04-20 12:00 | 4 | 11 | 6 | 0 | 1 | 0.25869 | 0.7542 | 1.5084 | 2.0695 | 25.1898 | 15.5798 | 17.0341 | 17.0341 | 37.996 | 1.5084 | 0.56114 | 0 | 37.996 | 8.7425 | 35.2528 | 0.56114 | 0.56114 | 0 | 0 | 0 | 0 | 37.996 | 0 | 35.2528 | 0.56114 | 0 | 0.25869 | 0.67362
2018-04-20 13:00 | 4 | 12 | 6 | 0 | 1 | 0.13784 | 0.70071 | 1.4014 | 1.1027 | 25.1898 | 15.5798 | 17.0341 | 17.0341 | 35.3014 | 1.1027 | 0 | 7.5235 | 27.7778 | 0 | 18.7843 | 0 | 0.56114 | 0.29867 | 0.29867 | 0 | 0 | 35.3014 | 0 | 18.7843 | 0 | 0 | 0.13784 | 0.2495
2018-04-20 14:00 | 4 | 13 | 6 | 0 | 1 | 0.29663 | 0.75158 | 1.5032 | 2.373 | 25.1898 | 15.5798 | 17.0341 | 17.0341 | 37.8642 | 1.5032 | 0.86985 | 0 | 37.8642 | 13.5521 | 40.4222 | 0.86985 | 1.1063 | 0 | 0 | 0 | 0 | 37.8642 | 0 | 40.4222 | 0.86985 | 0 | 0.29663 | 0.59105
2018-04-20 15:00 | 4 | 14 | 6 | 0 | 1 | 0.11984 | 0.81459 | 1.6292 | 0.9587 | 25.1898 | 15.5798 | 17.0341 | 17.0341 | 41.0387 | 0.9587 | 0 | 16.8892 | 24.1495 | 0 | 16.3307 | 0 | 1.1063 | 0.67048 | 0.67048 | 0 | 0 | 41.0387 | 0 | 16.3307 | 0 | 0 | 0.11984 | 0.5011
2018-04-20 16:00 | 4 | 15 | 6 | 0 | 1 | 0.037925 | 0.91349 | 1.827 | 0.3034 | 25.1898 | 15.5798 | 17.0341 | 17.0341 | 46.0212 | 0.3034 | 0 | 38.3786 | 7.6426 | 0 | 5.1681 | 0 | 0.37757 | 1.5236 | 0.34736 | 0 | 29.6287 | 16.3925 | 0 | 5.1681 | 0 | 0 | 0.037925 | 0.29249
2018-04-20 17:00 | 4 | 16 | 6 | 0 | 1 | 0.045549 | 0.98065 | 1.9613 | 0.36439 | 25.1898 | 15.5798 | 17.0341 | 17.0341 | 49.4049 | 0.36439 | 0 | 40.226 | 9.1789 | 0 | 6.2071 | 0 | 0 | 1.5969 | 0 | 0 | 40.226 | 9.1789 | 0 | 6.2071 | 0 | 0 | 0.045549 | 0.11803
2018-04-20 18:00 | 4 | 17 | 6 | 0 | 1 | 0.020223 | 0.97997 | 1.9599 | 0.16179 | 25.1898 | 15.5798 | 17.0341 | 17.0341 | 49.3702 | 0.16179 | 0 | 45.2948 | 4.0753 | 0 | 2.7559 | 0 | 0 | 1.7981 | 0 | 0 | 45.2948 | 4.0753 | 0 | 2.7559 | 0 | 0 | 0.020223 | 0.034343
2018-04-20 19:00 | 4 | 18 | 6 | 0 | 1 | 0 | 1.0557 | 2.1115 | 0 | 25.1898 | 15.5798 | 17.0341 | 17.0341 | 53.187 | 0 | 0 | 53.187 | 0 | 0 | 0 | 0 | 0 | 2.1115 | 0 | 0 | 53.187 | 0 | 0 | 0 | 0 | 0 | 0 | 0
2018-04-20 20:00 | 4 | 19 | 6 | 0 | 0 | 0 | 1.0473 | 2.0945 | 0 | 16.5561 | 6.9461 | 17.0341 | 17.0341 | 34.6772 | 0 | 0 | 34.6772 | 0 | 0 | 0 | 0 | 0 | 2.0945 | 0 | 0 | 34.6772 | 0 | 0 | 0 | 0 | 0 | 0 | 0
2018-04-20 21:00 | 4 | 20 | 6 | 0 | 0 | 0 | 0.77446 | 1.5489 | 0 | 16.5561 | 6.9461 | 17.0341 | 17.0341 | 25.6438 | 0 | 0 | 25.6438 | 0 | 0 | 0 | 0 | 0 | 1.5489 | 0 | 0 | 25.6438 | 0 | 0 | 0 | 0 | 0 | 0 | 0
2018-04-20 22:00 | 4 | 21 | 6 | 0 | 0 | 0 | 0.65702 | 1.314 | 0 | 16.5561 | 6.9461 | 17.0341 | 17.0341 | 21.7552 | 0 | 0 | 21.7552 | 0 | 0 | 0 | 0 | 0 | 1.314 | 0 | 0 | 21.7552 | 0 | 0 | 0 | 0 | 0 | 0 | 0
2018-04-20 23:00 | 4 | 22 | 6 | 0 | 0 | 0 | 0.58555 | 1.1711 | 0 | 16.5561 | 6.9461 | 17.0341 | 17.0341 | 19.3887 | 0 | 0 | 19.3887 | 0 | 0 | 0 | 0 | 0 | 1.1711 | 0 | 0 | 19.3887 | 0 | 0 | 0 | 0 | 0 | 0 | 0
2018-04-21 | 4 | 23 | 6 | 0 | 0 | 0 | 0.53148 | 1.063 | 0 | 16.5561 | 6.9461 | 17.0341 | 17.0341 | 17.5984 | 0 | 0 | 17.5984 | 0 | 0 | 0 | 0 | 0 | 1.063 | 0 | 0 | 17.5984 | 0 | 0 | 0 | 0 | 0 | 0 | 0
2018-04-21 01:00 | 4 | 0 | 7 | 0 | 0 | 0 | 0.5196 | 1.0392 | 0 | 16.5561 | 6.9461 | 17.0341 | 17.0341 | 17.2051 | 0 | 0 | 17.2051 | 0 | 0 | 0 | 0 | 0 | 1.0392 | 0 | 0 | 17.2051 | 0 | 0 | 0 | 0 | 0 | 0 | 0
2018-04-21 02:00 | 4 | 1 | 7 | 0 | 0 | 0 | 0.52368 | 1.0474 | 0 | 16.5561 | 6.9461 | 17.0341 | 17.0341 | 17.3401 | 0 | 0 | 17.3401 | 0 | 0 | 0 | 0 | 0 | 1.0474 | 0 | 0 | 17.3401 | 0 | 0 | 0 | 0 | 0 | 0 | 0
2018-04-21 03:00 | 4 | 2 | 7 | 0 | 0 | 0 | 0.55594 | 1.1119 | 0 | 16.5561 | 6.9461 | 17.0341 | 17.0341 | 18.4084 | 0 | 0 | 18.4084 | 0 | 0 | 0 | 0 | 0 | 1.1119 | 0 | 0 | 18.4084 | 0 | 0 | 0 | 0 | 0 | 0 | 0
2018-04-21 04:00 | 4 | 3 | 7 | 0 | 0 | 0 | 0.58545 | 1.1709 | 0 | 16.5561 | 6.9461 | 17.0341 | 17.0341 | 19.3856 | 0 | 0 | 19.3856 | 0 | 0 | 0 | 0 | 0 | 1.1709 | 0 | 0 | 19.3856 | 0 | 0 | 0 | 0 | 0 | 0 | 0
2018-04-21 05:00 | 4 | 4 | 7 | 0 | 0 | 0 | 0.64897 | 1.2979 | 0 | 16.5561 | 6.9461 | 17.0341 | 17.0341 | 21.4887 | 0 | 0 | 21.4887 | 0 | 0 | 0 | 0 | 0 | 1.2979 | 0 | 0 | 21.4887 | 0 | 0 | 0 | 0 | 0 | 0 | 0
2018-04-21 06:00 | 4 | 5 | 7 | 0 | 0 | 0.0097468 | 0.77912 | 1.5582 | 0.077974 | 16.5561 | 6.9461 | 17.0341 | 17.0341 | 25.7982 | 0.077974 | 0 | 24.5072 | 1.2909 | 0 | 1.3282 | 0 | 0 | 1.4803 | 0 | 0 | 24.5072 | 1.2909 | 0 | 1.3282 | 0 | 0 | 0.0097468 | 0.0030243
2018-04-21 07:00 | 4 | 6 | 7 | 0 | 0 | 0.047472 | 0.90615 | 1.8123 | 0.37978 | 16.5561 | 6.9461 | 17.0341 | 17.0341 | 30.0044 | 0.37978 | 0 | 23.7168 | 6.2876 | 0 | 6.4691 | 0 | 0 | 1.4325 | 0 | 0 | 23.7168 | 6.2876 | 0 | 6.4691 | 0 | 0 | 0.047472 | 0.024105
2018-04-21 08:00 | 4 | 7 | 7 | 0 | 0 | 0.085309 | 1.0067 | 2.0134 | 0.68248 | 16.5561 | 6.9461 | 17.0341 | 17.0341 | 33.3335 | 0.68248 | 0 | 22.0344 | 11.2991 | 0 | 11.6254 | 0 | 0 | 1.3309 | 0 | 0 | 22.0344 | 11.2991 | 0 | 11.6254 | 0 | 0 | 0.085309 | 0.088884
2018-04-21 09:00 | 4 | 8 | 7 | 0 | 0 | 0.073304 | 1.0044 | 2.0088 | 0.58644 | 16.5561 | 6.9461 | 17.0341 | 17.0341 | 33.257 | 0.58644 | 0 | 23.5479 | 9.7091 | 0 | 9.9894 | 0 | 0 | 1.4223 | 0 | 0 | 23.5479 | 9.7091 | 0 | 9.9894 | 0 | 0 | 0.073304 | 0.14428
2018-04-21 10:00 | 4 | 9 | 7 | 0 | 0 | 0.15448 | 0.98522 | 1.9704 | 1.2358 | 16.5561 | 6.9461 | 17.0341 | 17.0341 | 32.6228 | 1.2358 | 0 | 12.1626 | 20.4602 | 0 | 21.0511 | 0 | 0 | 0.73463 | 0 | 0 | 12.1626 | 20.4602 | 0 | 21.0511 | 0 | 0 | 0.15448 | 0.10174
2018-04-21 11:00 | 4 | 10 | 7 | 0 | 0 | 0.15739 | 0.96397 | 1.9279 | 1.2591 | 16.5561 | 6.9461 | 17.0341 | 17.0341 | 31.9189 | 1.2591 | 0 | 11.0729 | 20.8461 | 0 | 21.448 | 0 | 0 | 0.66881 | 0 | 0 | 11.0729 | 20.8461 | 0 | 21.448 | 0 | 0 | 0.15739 | 0.26635
2018-04-21 12:00 | 4 | 11 | 7 | 0 | 1 | 0.15399 | 0.88876 | 1.7775 | 1.2319 | 25.1898 | 15.5798 | 17.0341 | 17.0341 | 44.7751 | 1.2319 | 0 | 13.7444 | 31.0308 | 0 | 20.984 | 0 | 0 | 0.54563 | 0 | 0 | 13.7444 | 31.0308 | 0 | 20.984 | 0 | 0 | 0.15399 | 0.17729
2018-04-21 13:00 | 4 | 12 | 7 | 0 | 1 | 0.13381 | 0.85144 | 1.7029 | 1.0705 | 25.1898 | 15.5798 | 17.0341 | 17.0341 | 42.8952 | 1.0705 | 0 | 15.9293 | 26.9659 | 0 | 18.2353 | 0 | 0 | 0.63237 | 0 | 0 | 15.9293 | 26.9659 | 0 | 18.2353 | 0 | 0 | 0.13381 | 0.11598
2018-04-21 14:00 | 4 | 13 | 7 | 0 | 1 | 0.17911 | 0.90864 | 1.8173 | 1.4329 | 25.1898 | 15.5798 | 17.0341 | 17.0341 | 45.7767 | 1.4329 | 0 | 9.683 | 36.0937 | 0 | 24.4077 | 0 | 0 | 0.3844 | 0 | 0 | 9.683 | 36.0937 | 0 | 24.4077 | 0 | 0 | 0.17911 | 0.16309
2018-04-21 15:00 | 4 | 14 | 7 | 0 | 1 | 0.10681 | 0.90631 | 1.8126 | 0.85448 | 25.1898 | 15.5798 | 17.0341 | 17.0341 | 45.6594 | 0.85448 | 0 | 24.1353 | 21.5241 | 0 | 14.5553 | 0 | 0 | 0.95814 | 0 | 0 | 24.1353 | 21.5241 | 0 | 14.5553 | 0 | 0 | 0.10681 | 0.13478
2018-04-21 16:00 | 4 | 15 | 7 | 0 | 1 | 0.055299 | 1.0098 | 2.0197 | 0.44239 | 25.1898 | 15.5798 | 17.0341 | 17.0341 | 50.8748 | 0.44239 | 0 | 39.7311 | 11.1437 | 0 | 7.5357 | 0 | 0 | 1.5773 | 0 | 0 | 39.7311 | 11.1437 | 0 | 7.5357 | 0 | 0 | 0.055299 | 0.27593
2018-04-21 17:00 | 4 | 16 | 7 | 0 | 1 | 0.02182 | 1.0335 | 2.0671 | 0.17456 | 25.1898 | 15.5798 | 17.0341 | 17.0341 | 52.0697 | 0.17456 | 0 | 47.6724 | 4.3972 | 0 | 2.9735 | 0 | 0 | 1.8925 | 0 | 0 | 47.6724 | 4.3972 | 0 | 2.9735 | 0 | 0 | 0.02182 | 0.09431
2018-04-21 18:00 | 4 | 17 | 7 | 0 | 1 | 0.0052692 | 1.0164 | 2.0327 | 0.042154 | 25.1898 | 15.5798 | 17.0341 | 17.0341 | 51.2039 | 0.042154 | 0 | 50.1421 | 1.0618 | 0 | 0.71805 | 0 | 0 | 1.9906 | 0 | 0 | 50.1421 | 1.0618 | 0 | 0.71805 | 0 | 0 | 0.0052692 | 0.02868
2018-04-21 19:00 | 4 | 18 | 7 | 0 | 1 | 0 | 1.1218 | 2.2436 | 0 | 25.1898 | 15.5798 | 17.0341 | 17.0341 | 56.5149 | 0 | 0 | 56.5149 | 0 | 0 | 0 | 0 | 0 | 2.2436 | 0 | 0 | 56.5149 | 0 | 0 | 0 | 0 | 0 | 0 | 0
2018-04-21 20:00 | 4 | 19 | 7 | 0 | 0 | 0 | 1.0412 | 2.0825 | 0 | 16.5561 | 6.9461 | 17.0341 | 17.0341 | 34.4777 | 0 | 0 | 34.4777 | 0 | 0 | 0 | 0 | 0 | 2.0825 | 0 | 0 | 34.4777 | 0 | 0 | 0 | 0 | 0 | 0 | 0
2018-04-21 21:00 | 4 | 20 | 7 | 0 | 0 | 0 | 0.80644 | 1.6129 | 0 | 16.5561 | 6.9461 | 17.0341 | 17.0341 | 26.7028 | 0 | 0 | 26.7028 | 0 | 0 | 0 | 0 | 0 | 1.6129 | 0 | 0 | 26.7028 | 0 | 0 | 0 | 0 | 0 | 0 | 0
2018-04-21 22:00 | 4 | 21 | 7 | 0 | 0 | 0 | 0.66341 | 1.3268 | 0 | 16.5561 | 6.9461 | 17.0341 | 17.0341 | 21.9668 | 0 | 0 | 21.9668 | 0 | 0 | 0 | 0 | 0 | 1.3268 | 0 | 0 | 21.9668 | 0 | 0 | 0 | 0 | 0 | 0 | 0
2018-04-21 23:00 | 4 | 22 | 7 | 0 | 0 | 0 | 0.58899 | 1.178 | 0 | 16.5561 | 6.9461 | 17.0341 | 17.0341 | 19.5026 | 0 | 0 | 19.5026 | 0 | 0 | 0 | 0 | 0 | 1.178 | 0 | 0 | 19.5026 | 0 | 0 | 0 | 0 | 0 | 0 | 0
2018-04-22 | 4 | 23 | 7 | 0 | 0 | 0 | 0.53357 | 1.0671 | 0 | 16.5561 | 6.9461 | 17.0341 | 17.0341 | 17.6676 | 0 | 0 | 17.6676 | 0 | 0 | 0 | 0 | 0 | 1.0671 | 0 | 0 | 17.6676 | 0 | 0 | 0 | 0 | 0 | 0 | 0
2018-04-22 01:00 | 4 | 0 | 1 | 0 | 0 | 0 | 0.52712 | 1.0542 | 0 | 16.5561 | 6.9461 | 17.0341 | 17.0341 | 17.454 | 0 | 0 | 17.454 | 0 | 0 | 0 | 0 | 0 | 1.0542 | 0 | 0 | 17.454 | 0 | 0 | 0 | 0 | 0 | 0 | 0
2018-04-22 02:00 | 4 | 1 | 1 | 0 | 0 | 0 | 0.56676 | 1.1335 | 0 | 16.5561 | 6.9461 | 17.0341 | 17.0341 | 18.7667 | 0 | 0 | 18.7667 | 0 | 0 | 0 | 0 | 0 | 1.1335 | 0 | 0 | 18.7667 | 0 | 0 | 0 | 0 | 0 | 0 | 0
2018-04-22 03:00 | 4 | 2 | 1 | 0 | 0 | 0 | 0.57317 | 1.1463 | 0 | 16.5561 | 6.9461 | 17.0341 | 17.0341 | 18.979 | 0 | 0 | 18.979 | 0 | 0 | 0 | 0 | 0 | 1.1463 | 0 | 0 | 18.979 | 0 | 0 | 0 | 0 | 0 | 0 | 0
2018-04-22 04:00 | 4 | 3 | 1 | 0 | 0 | 0 | 0.59733 | 1.1947 | 0 | 16.5561 | 6.9461 | 17.0341 | 17.0341 | 19.7789 | 0 | 0 | 19.7789 | 0 | 0 | 0 | 0 | 0 | 1.1947 | 0 | 0 | 19.7789 | 0 | 0 | 0 | 0 | 0 | 0 | 0
2018-04-22 05:00 | 4 | 4 | 1 | 0 | 0 | 0 | 0.65044 | 1.3009 | 0 | 16.5561 | 6.9461 | 17.0341 | 17.0341 | 21.5375 | 0 | 0 | 21.5375 | 0 | 0 | 0 | 0 | 0 | 1.3009 | 0 | 0 | 21.5375 | 0 | 0 | 0 | 0 | 0 | 0 | 0
2018-04-22 06:00 | 4 | 5 | 1 | 0 | 0 | 0.033005 | 0.78161 | 1.5632 | 0.26404 | 16.5561 | 6.9461 | 17.0341 | 17.0341 | 25.8809 | 0.26404 | 0 | 21.5095 | 4.3714 | 0 | 4.4977 | 0 | 0 | 1.2992 | 0 | 0 | 21.5095 | 4.3714 | 0 | 4.4977 | 0 | 0 | 0.033005 | 0.033547
2018-04-22 07:00 | 4 | 6 | 1 | 0 | 0 | 0.093056 | 0.903 | 1.806 | 0.74445 | 16.5561 | 6.9461 | 17.0341 | 17.0341 | 29.9002 | 0.74445 | 0 | 17.5751 | 12.3251 | 0 | 12.681 | 0 | 0 | 1.0615 | 0 | 0 | 17.5751 | 12.3251 | 0 | 12.681 | 0 | 0 | 0.093056 | 0.14585
2018-04-22 08:00 | 4 | 7 | 1 | 0 | 0 | 0.24474 | 1.0327 | 2.0654 | 1.9579 | 16.5561 | 6.9461 | 17.0341 | 17.0341 | 34.1951 | 1.9579 | 0 | 1.7797 | 32.4154 | 0 | 33.3515 | 0 | 0 | 0.10749 | 0 | 0 | 1.7797 | 32.4154 | 0 | 33.3515 | 0 | 0 | 0.24474 | 0.19116
2018-04-22 09:00 | 4 | 8 | 1 | 0 | 0 | 0.33716 | 1.1388 | 2.2775 | 2.6973 | 16.5561 | 6.9461 | 17.0341 | 17.0341 | 37.7071 | 2.2775 | 0.41972 | 0 | 37.7071 | 2.9154 | 45.9456 | 0.41972 | 0.41972 | 0 | 0 | 0 | 0 | 37.7071 | 0 | 45.9456 | 0.41972 | 0 | 0.33716 | 0.11317
2018-04-22 10:00 | 4 | 9 | 1 | 0 | 0 | 0.47437 | 1.1985 | 2.3969 | 3.795 | 16.5561 | 6.9461 | 17.0341 | 17.0341 | 39.6835 | 2.3969 | 1.398 | 0 | 39.6835 | 9.7109 | 64.6438 | 1.398 | 1.8178 | 0 | 0 | 0 | 0 | 39.6835 | 0 | 64.6438 | 1.398 | 0 | 0.47437 | 0.20684
2018-04-22 11:00 | 4 | 10 | 1 | 0 | 0 | 0.28886 | 1.0838 | 2.1676 | 2.3109 | 16.5561 | 6.9461 | 17.0341 | 17.0341 | 35.8874 | 2.1676 | 0.14325 | 0 | 35.8874 | 0.99501 | 39.3639 | 0.14325 | 1.961 | 0 | 0 | 0 | 0 | 35.8874 | 0 | 39.3639 | 0.14325 | 0 | 0.28886 | 0.32691
2018-04-22 12:00 | 4 | 11 | 1 | 0 | 1 | 0.31367 | 0.91342 | 1.8268 | 2.5094 | 25.1898 | 15.5798 | 17.0341 | 17.0341 | 46.0178 | 1.8268 | 0.68253 | 0 | 46.0178 | 10.6337 | 42.7451 | 0.68253 | 2.6435 | 0 | 0 | 0 | 0 | 46.0178 | 0 | 42.7451 | 0.68253 | 0 | 0.31367 | 0.27067
2018-04-22 13:00 | 4 | 12 | 1 | 0 | 1 | 0.43793 | 0.91217 | 1.8243 | 3.5035 | 25.1898 | 15.5798 | 17.0341 | 17.0341 | 45.9545 | 1.8243 | 1.6791 | 0 | 45.9545 | 26.1606 | 59.6786 | 1.6791 | 4.3227 | 0 | 0 | 0 | 0 | 45.9545 | 0 | 59.6786 | 1.6791 | 0 | 0.43793 | 0.38031
2018-04-22 14:00 | 4 | 13 | 1 | 0 | 1 | 0.41643 | 0.95653 | 1.9131 | 3.3315 | 25.1898 | 15.5798 | 17.0341 | 17.0341 | 48.1893 | 1.9131 | 1.4184 | 0 | 48.1893 | 22.0985 | 56.7486 | 1.4184 | 5.7411 | 0 | 0 | 0 | 0 | 48.1893 | 0 | 56.7486 | 1.4184 | 0 | 0.41643 | 0.39576
2018-04-22 15:00 | 4 | 14 | 1 | 0 | 1 | 0.54369 | 0.97705 | 1.9541 | 4.3495 | 25.1898 | 15.5798 | 17.0341 | 17.0341 | 49.2231 | 1.9541 | 2.3954 | 0 | 49.2231 | 37.3204 | 74.0905 | 2.3954 | 8.1365 | 0 | 0 | 0 | 0 | 49.2231 | 0 | 74.0905 | 2.3954 | 0 | 0.54369 | 0.39494
2018-04-22 16:00 | 4 | 15 | 1 | 0 | 1 | 0.39815 | 1.0191 | 2.0383 | 3.1852 | 25.1898 | 15.5798 | 17.0341 | 17.0341 | 51.3436 | 2.0383 | 1.1469 | 0 | 51.3436 | 17.8683 | 54.2566 | 1.1469 | 9.2834 | 0 | 0 | 0 | 0 | 51.3436 | 0 | 54.2566 | 1.1469 | 0 | 0.39815 | 0.31639
2018-04-22 17:00 | 4 | 16 | 1 | 0 | 1 | 0.21065 | 1.0436 | 2.0873 | 1.6852 | 25.1898 | 15.5798 | 17.0341 | 17.0341 | 52.5782 | 1.6852 | 0 | 10.128 | 42.4502 | 0 | 28.7062 | 0 | 9.2834 | 0.40207 | 0.40207 | 0 | 0 | 52.5782 | 0 | 28.7062 | 0 | 0 | 0.21065 | 0.18342
2018-04-22 18:00 | 4 | 17 | 1 | 0 | 1 | 0.04094 | 1.0856 | 2.1711 | 0.32752 | 25.1898 | 15.5798 | 17.0341 | 17.0341 | 54.6907 | 0.32752 | 0 | 46.4406 | 8.2501 | 0 | 5.579 | 0 | 8.8464 | 1.8436 | 1.8436 | 0 | 0 | 54.6907 | 0 | 5.579 | 0 | 0 | 0.04094 | 0.051915
2018-04-22 19:00 | 4 | 18 | 1 | 0 | 1 | 0 | 1.1941 | 2.3881 | 0 | 25.1898 | 15.5798 | 17.0341 | 17.0341 | 60.1565 | 0 | 0 | 60.1565 | 0 | 0 | 0 | 0 | 6.8424 | 2.3881 | 2.3881 | 0 | 0 | 60.1565 | 0 | 0 | 0 | 0 | 0 | 0
2018-04-22 20:00 | 4 | 19 | 1 | 0 | 0 | 0 | 1.187 | 2.3739 | 0 | 16.5561 | 6.9461 | 17.0341 | 17.0341 | 39.3025 | 0 | 0 | 39.3025 | 0 | 0 | 0 | 0 | 4.2466 | 2.3739 | 2.3739 | 0 | 0 | 39.3025 | 0 | 0 | 0 | 0 | 0 | 0
2018-04-22 21:00 | 4 | 20 | 1 | 0 | 0 | 0 | 0.93368 | 1.8674 | 0 | 16.5561 | 6.9461 | 17.0341 | 17.0341 | 30.9161 | 0 | 0 | 30.9161 | 0 | 0 | 0 | 0 | 1.6663 | 1.8674 | 1.533 | 0 | 5.5357 | 25.3804 | 0 | 0 | 0 | 0 | 0 | 0
2018-04-22 22:00 | 4 | 21 | 1 | 0 | 0 | 0 | 0.78374 | 1.5675 | 0 | 16.5561 | 6.9461 | 17.0341 | 17.0341 | 25.9511 | 0 | 0 | 25.9511 | 0 | 0 | 0 | 0 | 0 | 1.5675 | 0 | 0 | 25.9511 | 0 | 0 | 0 | 0 | 0 | 0 | 0
2018-04-22 23:00 | 4 | 22 | 1 | 0 | 0 | 0 | 0.64837 | 1.2967 | 0 | 16.5561 | 6.9461 | 17.0341 | 17.0341 | 21.469 | 0 | 0 | 21.469 | 0 | 0 | 0 | 0 | 0 | 1.2967 | 0 | 0 | 21.469 | 0 | 0 | 0 | 0 | 0 | 0 | 0
2018-04-23 | 4 | 23 | 1 | 0 | 0 | 0 | 0.59078 | 1.1816 | 0 | 16.5561 | 6.9461 | 17.0341 | 17.0341 | 19.5621 | 0 | 0 | 19.5621 | 0 | 0 | 0 | 0 | 0 | 1.1816 | 0 | 0 | 19.5621 | 0 | 0 | 0 | 0 | 0 | 0 | 0
2018-04-23 01:00 | 4 | 0 | 2 | 0 | 0 | 0 | 0.58915 | 1.1783 | 0 | 16.5561 | 6.9461 | 17.0341 | 17.0341 | 19.5079 | 0 | 0 | 19.5079 | 0 | 0 | 0 | 0 | 0 | 1.1783 | 0 | 0 | 19.5079 | 0 | 0 | 0 | 0 | 0 | 0 | 0
2018-04-23 02:00 | 4 | 1 | 2 | 0 | 0 | 0 | 0.59345 | 1.1869 | 0 | 16.5561 | 6.9461 | 17.0341 | 17.0341 | 19.6504 | 0 | 0 | 19.6504 | 0 | 0 | 0 | 0 | 0 | 1.1869 | 0 | 0 | 19.6504 | 0 | 0 | 0 | 0 | 0 | 0 | 0
2018-04-23 03:00 | 4 | 2 | 2 | 0 | 0 | 0 | 0.6127 | 1.2254 | 0 | 16.5561 | 6.9461 | 17.0341 | 17.0341 | 20.2877 | 0 | 0 | 20.2877 | 0 | 0 | 0 | 0 | 0 | 1.2254 | 0 | 0 | 20.2877 | 0 | 0 | 0 | 0 | 0 | 0 | 0
2018-04-23 04:00 | 4 | 3 | 2 | 0 | 0 | 0 | 0.66754 | 1.3351 | 0 | 16.5561 | 6.9461 | 17.0341 | 17.0341 | 22.1038 | 0 | 0 | 22.1038 | 0 | 0 | 0 | 0 | 0 | 1.3351 | 0 | 0 | 22.1038 | 0 | 0 | 0 | 0 | 0 | 0 | 0
2018-04-23 05:00 | 4 | 4 | 2 | 0 | 0 | 0 | 0.82289 | 1.6458 | 0 | 16.5561 | 6.9461 | 17.0341 | 17.0341 | 27.2477 | 0 | 0 | 27.2477 | 0 | 0 | 0 | 0 | 0 | 1.6458 | 0 | 0 | 27.2477 | 0 | 0 | 0 | 0 | 0 | 0 | 0
2018-04-23 06:00 | 4 | 5 | 2 | 0 | 0 | 0.03322 | 0.92024 | 1.8405 | 0.26576 | 16.5561 | 6.9461 | 17.0341 | 17.0341 | 30.4712 | 0.26576 | 0 | 26.0713 | 4.3999 | 0 | 4.527 | 0 | 0 | 1.5747 | 0 | 0 | 26.0713 | 4.3999 | 0 | 4.527 | 0 | 0 | 0.03322 | 0.038463
2018-04-23 07:00 | 4 | 6 | 2 | 0 | 0 | 0.11142 | 0.99038 | 1.9808 | 0.89137 | 16.5561 | 6.9461 | 17.0341 | 17.0341 | 32.7935 | 0.89137 | 0 | 18.0359 | 14.7575 | 0 | 15.1837 | 0 | 0 | 1.0894 | 0 | 0 | 18.0359 | 14.7575 | 0 | 15.1837 | 0 | 0 | 0.11142 | 0.21843
2018-04-23 08:00 | 4 | 7 | 2 | 0 | 0 | 0.26725 | 1.0065 | 2.0129 | 2.138 | 16.5561 | 6.9461 | 17.0341 | 17.0341 | 33.326 | 2.0129 | 0.12504 | 0 | 33.326 | 0.86855 | 36.4183 | 0.12504 | 0.12504 | 0 | 0 | 0 | 0 | 33.326 | 0 | 36.4183 | 0.12504 | 0 | 0.26725 | 0.43477
2018-04-23 09:00 | 4 | 8 | 2 | 0 | 0 | 0.46068 | 0.98201 | 1.964 | 3.6855 | 16.5561 | 6.9461 | 17.0341 | 17.0341 | 32.5165 | 1.964 | 1.7214 | 0 | 32.5165 | 11.9573 | 62.7787 | 1.7214 | 1.8465 | 0 | 0 | 0 | 0 | 32.5165 | 0 | 62.7787 | 1.7214 | 0 | 0.46068 | 0.5993
2018-04-23 10:00 | 4 | 9 | 2 | 0 | 0 | 0.5388 | 1.0451 | 2.0901 | 4.3104 | 16.5561 | 6.9461 | 17.0341 | 17.0341 | 34.6043 | 2.0901 | 2.2202 | 0 | 34.6043 | 15.422 | 73.4234 | 2.2202 | 4.0667 | 0 | 0 | 0 | 0 | 34.6043 | 0 | 73.4234 | 2.2202 | 0 | 0.5388 | 0.71412
2018-04-23 11:00 | 4 | 10 | 2 | 0 | 0 | 0.52075 | 1.1265 | 2.253 | 4.166 | 16.5561 | 6.9461 | 17.0341 | 17.0341 | 37.3015 | 2.253 | 1.9129 | 0 | 37.3015 | 13.2875 | 70.9641 | 1.9129 | 5.9797 | 0 | 0 | 0 | 0 | 37.3015 | 0 | 70.9641 | 1.9129 | 0 | 0.52075 | 0.76923
2018-04-23 12:00 | 4 | 11 | 2 | 0 | 1 | 0.57622 | 1.0344 | 2.0688 | 4.6098 | 25.1898 | 15.5798 | 17.0341 | 17.0341 | 52.1123 | 2.0688 | 2.541 | 0 | 52.1123 | 39.5879 | 78.5235 | 2.541 | 8.5206 | 0 | 0 | 0 | 0 | 52.1123 | 0 | 78.5235 | 2.541 | 0 | 0.57622 | 0.76923
2018-04-23 13:00 | 4 | 12 | 2 | 0 | 1 | 0.55841 | 0.9731 | 1.9462 | 4.4673 | 25.1898 | 15.5798 | 17.0341 | 17.0341 | 49.0242 | 1.9462 | 2.5211 | 0 | 49.0242 | 39.2783 | 76.0967 | 2.5211 | 11.0418 | 0 | 0 | 0 | 0 | 49.0242 | 0 | 76.0967 | 2.5211 | 0 | 0.55841 | 0.76923
2018-04-23 14:00 | 4 | 13 | 2 | 0 | 1 | 0.52804 | 0.97034 | 1.9407 | 4.2243 | 25.1898 | 15.5798 | 17.0341 | 17.0341 | 48.8852 | 1.9407 | 2.2836 | 0 | 48.8852 | 35.5786 | 71.9577 | 1.4582 | 12.5 | 0 | 0 | 0.8254 | 0 | 48.8852 | 12.8595 | 71.9577 | 2.2836 | 1.6508 | 0.52804 | 0.70459
2018-04-23 15:00 | 4 | 14 | 2 | 0 | 1 | 0.43263 | 0.99103 | 1.9821 | 3.4611 | 25.1898 | 15.5798 | 17.0341 | 17.0341 | 49.9276 | 1.9821 | 1.479 | 0 | 49.9276 | 23.0426 | 58.9563 | 0 | 12.5 | 0 | 0 | 1.479 | 0 | 49.9276 | 23.0426 | 58.9563 | 1.479 | 2.958 | 0.43263 | 0.58692
2018-04-23 16:00 | 4 | 15 | 2 | 0 | 1 | 0.26173 | 1.0694 | 2.1388 | 2.0939 | 25.1898 | 15.5798 | 17.0341 | 17.0341 | 53.8757 | 2.0939 | 0 | 1.1318 | 52.7439 | 0 | 35.6672 | 0 | 12.5 | 0.044929 | 0.044929 | 0 | 0 | 53.8757 | 0 | 35.6672 | 0 | 0 | 0.26173 | 0.42884
2018-04-23 17:00 | 4 | 16 | 2 | 0 | 1 | 0.16912 | 1.1032 | 2.2063 | 1.353 | 25.1898 | 15.5798 | 17.0341 | 17.0341 | 55.5764 | 1.353 | 0 | 21.4957 | 34.0807 | 0 | 23.0465 | 0 | 12.4512 | 0.85335 | 0.85335 | 0 | 0 | 55.5764 | 0 | 23.0465 | 0 | 0 | 0.16912 | 0.22648
2018-04-23 18:00 | 4 | 17 | 2 | 0 | 1 | 0.038515 | 1.1137 | 2.2274 | 0.30812 | 25.1898 | 15.5798 | 17.0341 | 17.0341 | 56.1064 | 0.30812 | 0 | 48.345 | 7.7614 | 0 | 5.2485 | 0 | 11.5236 | 1.9192 | 1.9192 | 0 | 0 | 56.1064 | 0 | 5.2485 | 0 | 0 | 0.038515 | 0.050372
2018-04-23 19:00 | 4 | 18 | 2 | 0 | 1 | 0 | 1.1932 | 2.3863 | 0 | 25.1898 | 15.5798 | 17.0341 | 17.0341 | 60.1113 | 0 | 0 | 60.1113 | 0 | 0 | 0 | 0 | 9.4375 | 2.3863 | 2.3863 | 0 | 0 | 60.1113 | 0 | 0 | 0 | 0 | 0 | 0
2018-04-23 20:00 | 4 | 19 | 2 | 0 | 0 | 0 | 1.2115 | 2.4231 | 0 | 16.5561 | 6.9461 | 17.0341 | 17.0341 | 40.1169 | 0 | 0 | 40.1169 | 0 | 0 | 0 | 0 | 6.8436 | 2.4231 | 2.4231 | 0 | 0 | 40.1169 | 0 | 0 | 0 | 0 | 0 | 0
2018-04-23 21:00 | 4 | 20 | 2 | 0 | 0 | 0 | 1.0553 | 2.1105 | 0 | 16.5561 | 6.9461 | 17.0341 | 17.0341 | 34.9416 | 0 | 0 | 34.9416 | 0 | 0 | 0 | 0 | 4.2098 | 2.1105 | 2.1105 | 0 | 0 | 34.9416 | 0 | 0 | 0 | 0 | 0 | 0
2018-04-23 22:00 | 4 | 21 | 2 | 0 | 0 | 0 | 0.9043 | 1.8086 | 0 | 16.5561 | 6.9461 | 17.0341 | 17.0341 | 29.9433 | 0 | 0 | 29.9433 | 0 | 0 | 0 | 0 | 1.9158 | 1.8086 | 1.7626 | 0 | 0.76244 | 29.1809 | 0 | 0 | 0 | 0 | 0 | 0
2018-04-23 23:00 | 4 | 22 | 2 | 0 | 0 | 0 | 0.78131 | 1.5626 | 0 | 16.5561 | 6.9461 | 17.0341 | 17.0341 | 25.8707 | 0 | 0 | 25.8707 | 0 | 0 | 0 | 0 | 0 | 1.5626 | 0 | 0 | 25.8707 | 0 | 0 | 0 | 0 | 0 | 0 | 0
2018-04-24 | 4 | 23 | 2 | 0 | 0 | 0 | 0.75913 | 1.5183 | 0 | 16.5561 | 6.9461 | 17.0341 | 17.0341 | 25.1365 | 0 | 0 | 25.1365 | 0 | 0 | 0 | 0 | 0 | 1.5183 | 0 | 0 | 25.1365 | 0 | 0 | 0 | 0 | 0 | 0 | 0
2018-04-24 01:00 | 4 | 0 | 3 | 0 | 0 | 0 | 0.73413 | 1.4683 | 0 | 16.5561 | 6.9461 | 17.0341 | 17.0341 | 24.3085 | 0 | 0 | 24.3085 | 0 | 0 | 0 | 0 | 0 | 1.4683 | 0 | 0 | 24.3085 | 0 | 0 | 0 | 0 | 0 | 0 | 0
2018-04-24 02:00 | 4 | 1 | 3 | 0 | 0 | 0 | 0.74114 | 1.4823 | 0 | 16.5561 | 6.9461 | 17.0341 | 17.0341 | 24.5406 | 0 | 0 | 24.5406 | 0 | 0 | 0 | 0 | 0 | 1.4823 | 0 | 0 | 24.5406 | 0 | 0 | 0 | 0 | 0 | 0 | 0
2018-04-24 03:00 | 4 | 2 | 3 | 0 | 0 | 0 | 0.77429 | 1.5486 | 0 | 16.5561 | 6.9461 | 17.0341 | 17.0341 | 25.6384 | 0 | 0 | 25.6384 | 0 | 0 | 0 | 0 | 0 | 1.5486 | 0 | 0 | 25.6384 | 0 | 0 | 0 | 0 | 0 | 0 | 0
2018-04-24 04:00 | 4 | 3 | 3 | 0 | 0 | 0 | 0.81367 | 1.6273 | 0 | 16.5561 | 6.9461 | 17.0341 | 17.0341 | 26.9425 | 0 | 0 | 26.9425 | 0 | 0 | 0 | 0 | 0 | 1.6273 | 0 | 0 | 26.9425 | 0 | 0 | 0 | 0 | 0 | 0 | 0
2018-04-24 05:00 | 4 | 4 | 3 | 0 | 0 | 0 | 0.96558 | 1.9312 | 0 | 16.5561 | 6.9461 | 17.0341 | 17.0341 | 31.9725 | 0 | 0 | 31.9725 | 0 | 0 | 0 | 0 | 0 | 1.9312 | 0 | 0 | 31.9725 | 0 | 0 | 0 | 0 | 0 | 0 | 0
2018-04-24 06:00 | 4 | 5 | 3 | 0 | 0 | 0.032139 | 1.1104 | 2.2208 | 0.25711 | 16.5561 | 6.9461 | 17.0341 | 17.0341 | 36.767 | 0.25711 | 0 | 32.5103 | 4.2567 | 0 | 4.3796 | 0 | 0 | 1.9636 | 0 | 0 | 32.5103 | 4.2567 | 0 | 4.3796 | 0 | 0 | 0.032139 | 0.039831
2018-04-24 07:00 | 4 | 6 | 3 | 0 | 0 | 0.19828 | 1.1473 | 2.2945 | 1.5862 | 16.5561 | 6.9461 | 17.0341 | 17.0341 | 37.9884 | 1.5862 | 0 | 11.7265 | 26.2619 | 0 | 27.0202 | 0 | 0 | 0.70829 | 0 | 0 | 11.7265 | 26.2619 | 0 | 27.0202 | 0 | 0 | 0.19828 | 0.21764
2018-04-24 08:00 | 4 | 7 | 3 | 0 | 0 | 0.39357 | 1.0645 | 2.129 | 3.1485 | 16.5561 | 6.9461 | 17.0341 | 17.0341 | 35.248 | 2.129 | 1.0195 | 0 | 35.248 | 7.0818 | 53.6328 | 1.0195 | 1.0195 | 0 | 0 | 0 | 0 | 35.248 | 0 | 53.6328 | 1.0195 | 0 | 0.39357 | 0.42777
2018-04-24 09:00 | 4 | 8 | 3 | 0 | 0 | 0.54147 | 0.94767 | 1.8953 | 4.3318 | 16.5561 | 6.9461 | 17.0341 | 17.0341 | 31.3793 | 1.8953 | 2.4364 | 0 | 31.3793 | 16.9236 | 73.788 | 2.4364 | 3.456 | 0 | 0 | 0 | 0 | 31.3793 | 0 | 73.788 | 2.4364 | 0 | 0.54147 | 0.58722
2018-04-24 10:00 | 4 | 9 | 3 | 0 | 0 | 0.65609 | 0.88998 | 1.78 | 5.2487 | 16.5561 | 6.9461 | 17.0341 | 17.0341 | 29.4692 | 1.78 | 3.4688 | 0 | 29.4692 | 24.0943 | 89.4076 | 3.4688 | 6.9247 | 0 | 0 | 0 | 0 | 29.4692 | 0 | 89.4076 | 3.4688 | 0 | 0.65609 | 0.70459
2018-04-24 11:00 | 4 | 10 | 3 | 0 | 0 | 0.72705 | 0.9138 | 1.8276 | 5.8164 | 16.5561 | 6.9461 | 17.0341 | 17.0341 | 30.2577 | 1.8276 | 3.9888 | 0 | 30.2577 | 27.7066 | 99.0774 | 3.9888 | 10.9135 | 0 | 0 | 0 | 0 | 30.2577 | 0 | 99.0774 | 3.9888 | 0 | 0.72705 | 0.76818
2018-04-24 12:00 | 4 | 11 | 3 | 0 | 1 | 0.75525 | 0.83503 | 1.6701 | 6.042 | 25.1898 | 15.5798 | 17.0341 | 17.0341 | 42.0682 | 1.6701 | 4.3719 | 0 | 42.0682 | 68.1137 | 102.92 | 1.5865 | 12.5 | 0 | 0 | 2.7855 | 0 | 42.0682 | 43.3969 | 102.92 | 4.3719 | 5.5709 | 0.75525 | 0.76923
2018-04-24 13:00 | 4 | 12 | 3 | 0 | 1 | 0.73509 | 0.77854 | 1.5571 | 5.8807 | 25.1898 | 15.5798 | 17.0341 | 17.0341 | 39.2223 | 1.5571 | 4.3236 | 0 | 39.2223 | 67.3614 | 100.173 | 0 | 12.5 | 0 | 0 | 4.3236 | 0 | 39.2223 | 67.3614 | 100.173 | 4.3236 | 8.6473 | 0.73509 | 0.74939
2018-04-24 14:00 | 4 | 13 | 3 | 0 | 1 | 0.67164 | 0.74887 | 1.4977 | 5.3731 | 25.1898 | 15.5798 | 17.0341 | 17.0341 | 37.7278 | 1.4977 | 3.8754 | 0 | 37.7278 | 60.3773 | 91.5262 | 0 | 12.5 | 0 | 0 | 3.8754 | 0 | 37.7278 | 60.3773 | 91.5262 | 3.8754 | 7.7507 | 0.67164 | 0.68071
2018-04-24 15:00 | 4 | 14 | 3 | 0 | 1 | 0.56769 | 0.79506 | 1.5901 | 4.5415 | 25.1898 | 15.5798 | 17.0341 | 17.0341 | 40.0545 | 1.5901 | 2.9514 | 0 | 40.0545 | 45.9825 | 77.3612 | 0 | 12.5 | 0 | 0 | 2.9514 | 0 | 40.0545 | 45.9825 | 77.3612 | 2.9514 | 5.9028 | 0.56769 | 0.57048
2018-04-24 16:00 | 4 | 15 | 3 | 0 | 1 | 0.41688 | 0.94175 | 1.8835 | 3.335 | 25.1898 | 15.5798 | 17.0341 | 17.0341 | 47.4451 | 1.8835 | 1.4515 | 0 | 47.4451 | 22.6144 | 56.8094 | 0 | 12.5 | 0 | 0 | 1.4515 | 0 | 47.4451 | 22.6144 | 56.8094 | 1.4515 | 2.903 | 0.41688 | 0.42138
2018-04-24 17:00 | 4 | 16 | 3 | 0 | 1 | 0.22465 | 0.9627 | 1.9254 | 1.7972 | 25.1898 | 15.5798 | 17.0341 | 17.0341 | 48.5003 | 1.7972 | 0 | 3.2299 | 45.2704 | 0 | 30.6134 | 0 | 12.5 | 0.12822 | 0.12822 | 0 | 0 | 48.5003 | 0 | 30.6134 | 0 | 0 | 0.22465 | 0.22503
2018-04-24 18:00 | 4 | 17 | 3 | 0 | 1 | 0.04594 | 1.0106 | 2.0213 | 0.36752 | 25.1898 | 15.5798 | 17.0341 | 17.0341 | 50.9148 | 0.36752 | 0 | 41.6571 | 9.2577 | 0 | 6.2603 | 0 | 12.3606 | 1.6537 | 1.6537 | 0 | 0 | 50.9148 | 0 | 6.2603 | 0 | 0 | 0.04594 | 0.049739
2018-04-24 19:00 | 4 | 18 | 3 | 0 | 1 | 0 | 1.0281 | 2.0563 | 0 | 25.1898 | 15.5798 | 17.0341 | 17.0341 | 51.797 | 0 | 0 | 51.797 | 0 | 0 | 0 | 0 | 10.5631 | 2.0563 | 2.0563 | 0 | 0 | 51.797 | 0 | 0 | 0 | 0 | 0 | 0
2018-04-24 20:00 | 4 | 19 | 3 | 0 | 0 | 0 | 1.0978 | 2.1955 | 0 | 16.5561 | 6.9461 | 17.0341 | 17.0341 | 36.3488 | 0 | 0 | 36.3488 | 0 | 0 | 0 | 0 | 8.328 | 2.1955 | 2.1955 | 0 | 0 | 36.3488 | 0 | 0 | 0 | 0 | 0 | 0
2018-04-24 21:00 | 4 | 20 | 3 | 0 | 0 | 0 | 0.95479 | 1.9096 | 0 | 16.5561 | 6.9461 | 17.0341 | 17.0341 | 31.6151 | 0 | 0 | 31.6151 | 0 | 0 | 0 | 0 | 5.9416 | 1.9096 | 1.9096 | 0 | 0 | 31.6151 | 0 | 0 | 0 | 0 | 0 | 0
2018-04-24 22:00 | 4 | 21 | 3 | 0 | 0 | 0 | 0.74917 | 1.4983 | 0 | 16.5561 | 6.9461 | 17.0341 | 17.0341 | 24.8066 | 0 | 0 | 24.8066 | 0 | 0 | 0 | 0 | 3.866 | 1.4983 | 1.4983 | 0 | 0 | 24.8066 | 0 | 0 | 0 | 0 | 0 | 0
2018-04-24 23:00 | 4 | 22 | 3 | 0 | 0 | 0 | 0.6527 | 1.3054 | 0 | 16.5561 | 6.9461 | 17.0341 | 17.0341 | 21.6122 | 0 | 0 | 21.6122 | 0 | 0 | 0 | 0 | 2.2373 | 1.3054 | 1.3054 | 0 | 0 | 21.6122 | 0 | 0 | 0 | 0 | 0 | 0
2018-04-25 | 4 | 23 | 3 | 0 | 0 | 0 | 0.63742 | 1.2748 | 0 | 16.5561 | 6.9461 | 17.0341 | 17.0341 | 21.1062 | 0 | 0 | 21.1062 | 0 | 0 | 0 | 0 | 0.81843 | 1.2748 | 0.75296 | 0 | 8.6402 | 12.466 | 0 | 0 | 0 | 0 | 0 | 0
2018-04-25 01:00 | 4 | 0 | 4 | 0 | 0 | 0 | 0.65558 | 1.3112 | 0 | 16.5561 | 6.9461 | 17.0341 | 17.0341 | 21.7076 | 0 | 0 | 21.7076 | 0 | 0 | 0 | 0 | 0 | 1.3112 | 0 | 0 | 21.7076 | 0 | 0 | 0 | 0 | 0 | 0 | 0
2018-04-25 02:00 | 4 | 1 | 4 | 0 | 0 | 0 | 0.69617 | 1.3923 | 0 | 16.5561 | 6.9461 | 17.0341 | 17.0341 | 23.0517 | 0 | 0 | 23.0517 | 0 | 0 | 0 | 0 | 0 | 1.3923 | 0 | 0 | 23.0517 | 0 | 0 | 0 | 0 | 0 | 0 | 0
2018-04-25 03:00 | 4 | 2 | 4 | 0 | 0 | 0 | 0.74321 | 1.4864 | 0 | 16.5561 | 6.9461 | 17.0341 | 17.0341 | 24.6092 | 0 | 0 | 24.6092 | 0 | 0 | 0 | 0 | 0 | 1.4864 | 0 | 0 | 24.6092 | 0 | 0 | 0 | 0 | 0 | 0 | 0
2018-04-25 04:00 | 4 | 3 | 4 | 0 | 0 | 0 | 0.80978 | 1.6196 | 0 | 16.5561 | 6.9461 | 17.0341 | 17.0341 | 26.8134 | 0 | 0 | 26.8134 | 0 | 0 | 0 | 0 | 0 | 1.6196 | 0 | 0 | 26.8134 | 0 | 0 | 0 | 0 | 0 | 0 | 0
2018-04-25 05:00 | 4 | 4 | 4 | 0 | 0 | 0 | 0.99624 | 1.9925 | 0 | 16.5561 | 6.9461 | 17.0341 | 17.0341 | 32.9877 | 0 | 0 | 32.9877 | 0 | 0 | 0 | 0 | 0 | 1.9925 | 0 | 0 | 32.9877 | 0 | 0 | 0 | 0 | 0 | 0 | 0
2018-04-25 06:00 | 4 | 5 | 4 | 0 | 0 | 0.036339 | 1.0941 | 2.1881 | 0.29071 | 16.5561 | 6.9461 | 17.0341 | 17.0341 | 36.2271 | 0.29071 | 0 | 31.4141 | 4.813 | 0 | 4.952 | 0 | 0 | 1.8974 | 0 | 0 | 31.4141 | 4.813 | 0 | 4.952 | 0 | 0 | 0.036339 | 0.044857
2018-04-25 07:00 | 4 | 6 | 4 | 0 | 0 | 0.21268 | 0.98848 | 1.977 | 1.7015 | 16.5561 | 6.9461 | 17.0341 | 17.0341 | 32.7308 | 1.7015 | 0 | 4.5614 | 28.1694 | 0 | 28.9828 | 0 | 0 | 0.27551 | 0 | 0 | 4.5614 | 28.1694 | 0 | 28.9828 | 0 | 0 | 0.21268 | 0.17407
2018-04-25 08:00 | 4 | 7 | 4 | 0 | 0 | 0.41449 | 0.94973 | 1.8995 | 3.316 | 16.5561 | 6.9461 | 17.0341 | 17.0341 | 31.4477 | 1.8995 | 1.4165 | 0 | 31.4477 | 9.839 | 56.4844 | 1.4165 | 1.4165 | 0 | 0 | 0 | 0 | 31.4477 | 0 | 56.4844 | 1.4165 | 0 | 0.41449 | 0.39533
2018-04-25 09:00 | 4 | 8 | 4 | 0 | 0 | 0.56351 | 0.91985 | 1.8397 | 4.508 | 16.5561 | 6.9461 | 17.0341 | 17.0341 | 30.4582 | 1.8397 | 2.6683 | 0 | 30.4582 | 18.5345 | 76.7906 | 2.6683 | 4.0848 | 0 | 0 | 0 | 0 | 30.4582 | 0 | 76.7906 | 2.6683 | 0 | 0.56351 | 0.48116
2018-04-25 10:00 | 4 | 9 | 4 | 0 | 0 | 0.67622 | 0.84374 | 1.6875 | 5.4097 | 16.5561 | 6.9461 | 17.0341 | 17.0341 | 27.938 | 1.6875 | 3.7223 | 0 | 27.938 | 25.8551 | 92.1502 | 3.7223 | 7.8071 | 0 | 0 | 0 | 0 | 27.938 | 0 | 92.1502 | 3.7223 | 0 | 0.67622 | 0.44056
2018-04-25 11:00 | 4 | 10 | 4 | 0 | 0 | 0.7461 | 0.79996 | 1.5999 | 5.9688 | 16.5561 | 6.9461 | 17.0341 | 17.0341 | 26.4883 | 1.5999 | 4.3689 | 0 | 26.4883 | 30.3468 | 101.6738 | 4.3689 | 12.176 | 0 | 0 | 0 | 0 | 26.4883 | 0 | 101.6738 | 4.3689 | 0 | 0.7461 | 0.68579
2018-04-25 12:00 | 4 | 11 | 4 | 0 | 1 | 0.77107 | 0.79789 | 1.5958 | 6.1686 | 25.1898 | 15.5798 | 17.0341 | 17.0341 | 40.1974 | 1.5958 | 4.5728 | 0 | 40.1974 | 71.2429 | 105.0763 | 0.32401 | 12.5 | 0 | 0 | 4.2488 | 0 | 40.1974 | 66.1949 | 105.0763 | 4.5728 | 8.4975 | 0.77107 | 0.47678
2018-04-25 13:00 | 4 | 12 | 4 | 0 | 1 | 0.75038 | 0.80908 | 1.6182 | 6.003 | 25.1898 | 15.5798 | 17.0341 | 17.0341 | 40.7611 | 1.6182 | 4.3849 | 0 | 40.7611 | 68.3154 | 102.2566 | 0 | 12.5 | 0 | 0 | 4.3849 | 0 | 40.7611 | 68.3154 | 102.2566 | 4.3849 | 8.7698 | 0.75038 | 0.41274
2018-04-25 14:00 | 4 | 13 | 4 | 0 | 1 | 0.68515 | 0.78055 | 1.5611 | 5.4812 | 25.1898 | 15.5798 | 17.0341 | 17.0341 | 39.3235 | 1.5611 | 3.9201 | 0 | 39.3235 | 61.0744 | 93.3676 | 0 | 12.5 | 0 | 0 | 3.9201 | 0 | 39.3235 | 61.0744 | 93.3676 | 3.9201 | 7.8402 | 0.68515 | 0.54723
2018-04-25 15:00 | 4 | 14 | 4 | 0 | 1 | 0.57476 | 0.84644 | 1.6929 | 4.5981 | 25.1898 | 15.5798 | 17.0341 | 17.0341 | 42.6434 | 1.6929 | 2.9052 | 0 | 42.6434 | 45.2626 | 78.3248 | 0 | 12.5 | 0 | 0 | 2.9052 | 0 | 42.6434 | 45.2626 | 78.3248 | 2.9052 | 5.8104 | 0.57476 | 0.30992
2018-04-25 16:00 | 4 | 15 | 4 | 0 | 1 | 0.42292 | 0.98841 | 1.9768 | 3.3833 | 25.1898 | 15.5798 | 17.0341 | 17.0341 | 49.7955 | 1.9768 | 1.4065 | 0 | 49.7955 | 21.9133 | 57.6322 | 0 | 12.5 | 0 | 0 | 1.4065 | 0 | 49.7955 | 21.9133 | 57.6322 | 1.4065 | 2.813 | 0.42292 | 0.30165
2018-04-25 17:00 | 4 | 16 | 4 | 0 | 1 | 0.22711 | 1.053 | 2.106 | 1.8169 | 25.1898 | 15.5798 | 17.0341 | 17.0341 | 53.0496 | 1.8169 | 0 | 7.2823 | 45.7674 | 0 | 30.9494 | 0 | 12.5 | 0.2891 | 0.2891 | 0 | 0 | 53.0496 | 0 | 30.9494 | 0 | 0 | 0.22711 | 0.12468
2018-04-25 18:00 | 4 | 17 | 4 | 0 | 1 | 0.048925 | 1.008 | 2.016 | 0.3914 | 25.1898 | 15.5798 | 17.0341 | 17.0341 | 50.7818 | 0.3914 | 0 | 40.9226 | 9.8592 | 0 | 6.6671 | 0 | 12.1858 | 1.6246 | 1.6246 | 0 | 0 | 50.7818 | 0 | 6.6671 | 0 | 0 | 0.048925 | 0.040002
2018-04-25 19:00 | 4 | 18 | 4 | 0 | 1 | 0 | 1.0186 | 2.0372 | 0 | 25.1898 | 15.5798 | 17.0341 | 17.0341 | 51.3158 | 0 | 0 | 51.3158 | 0 | 0 | 0 | 0 | 10.4199 | 2.0372 | 2.0372 | 0 | 0 | 51.3158 | 0 | 0 | 0 | 0 | 0 | 0
2018-04-25 20:00 | 4 | 19 | 4 | 0 | 0 | 0 | 1.0465 | 2.0931 | 0 | 16.5561 | 6.9461 | 17.0341 | 17.0341 | 34.653 | 0 | 0 | 34.653 | 0 | 0 | 0 | 0 | 8.2056 | 2.0931 | 2.0931 | 0 | 0 | 34.653 | 0 | 0 | 0 | 0 | 0 | 0
2018-04-25 21:00 | 4 | 20 | 4 | 0 | 0 | 0 | 0.81953 | 1.6391 | 0 | 16.5561 | 6.9461 | 17.0341 | 17.0341 | 27.1363 | 0 | 0 | 27.1363 | 0 | 0 | 0 | 0 | 5.9305 | 1.6391 | 1.6391 | 0 | 0 | 27.1363 | 0 | 0 | 0 | 0 | 0 | 0
2018-04-25 22:00 | 4 | 21 | 4 | 0 | 0 | 0 | 0.66246 | 1.3249 | 0 | 16.5561 | 6.9461 | 17.0341 | 17.0341 | 21.9356 | 0 | 0 | 21.9356 | 0 | 0 | 0 | 0 | 4.1489 | 1.3249 | 1.3249 | 0 | 0 | 21.9356 | 0 | 0 | 0 | 0 | 0 | 0
2018-04-25 23:00 | 4 | 22 | 4 | 0 | 0 | 0 | 0.6212 | 1.2424 | 0 | 16.5561 | 6.9461 | 17.0341 | 17.0341 | 20.5691 | 0 | 0 | 20.5691 | 0 | 0 | 0 | 0 | 2.7088 | 1.2424 | 1.2424 | 0 | 0 | 20.5691 | 0 | 0 | 0 | 0 | 0 | 0
2018-04-26 | 4 | 23 | 4 | 0 | 0 | 0 | 0.56562 | 1.1312 | 0 | 16.5561 | 6.9461 | 17.0341 | 17.0341 | 18.7289 | 0 | 0 | 18.7289 | 0 | 0 | 0 | 0 | 1.3584 | 1.1312 | 1.1312 | 0 | 0 | 18.7289 | 0 | 0 | 0 | 0 | 0 | 0
2018-04-26 01:00 | 4 | 0 | 5 | 0 | 0 | 0 | 0.56833 | 1.1367 | 0 | 16.5561 | 6.9461 | 17.0341 | 17.0341 | 18.8186 | 0 | 0 | 18.8186 | 0 | 0 | 0 | 0 | 0.12877 | 1.1367 | 0.11846 | 0 | 16.8573 | 1.9613 | 0 | 0 | 0 | 0 | 0 | 0
2018-04-26 02:00 | 4 | 1 | 5 | 0 | 0 | 0 | 0.61518 | 1.2304 | 0 | 16.5561 | 6.9461 | 17.0341 | 17.0341 | 20.37 | 0 | 0 | 20.37 | 0 | 0 | 0 | 0 | 0 | 1.2304 | 0 | 0 | 20.37 | 0 | 0 | 0 | 0 | 0 | 0 | 0
2018-04-26 03:00 | 4 | 2 | 5 | 0 | 0 | 0 | 0.6465 | 1.293 | 0 | 16.5561 | 6.9461 | 17.0341 | 17.0341 | 21.4069 | 0 | 0 | 21.4069 | 0 | 0 | 0 | 0 | 0 | 1.293 | 0 | 0 | 21.4069 | 0 | 0 | 0 | 0 | 0 | 0 | 0
2018-04-26 04:00 | 4 | 3 | 5 | 0 | 0 | 0 | 0.70654 | 1.4131 | 0 | 16.5561 | 6.9461 | 17.0341 | 17.0341 | 23.3949 | 0 | 0 | 23.3949 | 0 | 0 | 0 | 0 | 0 | 1.4131 | 0 | 0 | 23.3949 | 0 | 0 | 0 | 0 | 0 | 0 | 0
2018-04-26 05:00 | 4 | 4 | 5 | 0 | 0 | 0 | 0.84314 | 1.6863 | 0 | 16.5561 | 6.9461 | 17.0341 | 17.0341 | 27.9182 | 0 | 0 | 27.9182 | 0 | 0 | 0 | 0 | 0 | 1.6863 | 0 | 0 | 27.9182 | 0 | 0 | 0 | 0 | 0 | 0 | 0
2018-04-26 06:00 | 4 | 5 | 5 | 0 | 0 | 0.039514 | 0.94182 | 1.8836 | 0.31611 | 16.5561 | 6.9461 | 17.0341 | 17.0341 | 31.1858 | 0.31611 | 0 | 25.9522 | 5.2336 | 0 | 5.3847 | 0 | 0 | 1.5675 | 0 | 0 | 25.9522 | 5.2336 | 0 | 5.3847 | 0 | 0 | 0.039514 | 0.043386
2018-04-26 07:00 | 4 | 6 | 5 | 0 | 0 | 0.20914 | 0.94164 | 1.8833 | 1.6731 | 16.5561 | 6.9461 | 17.0341 | 17.0341 | 31.1797 | 1.6731 | 0 | 3.4794 | 27.7003 | 0 | 28.5002 | 0 | 0 | 0.21016 | 0 | 0 | 3.4794 | 27.7003 | 0 | 28.5002 | 0 | 0 | 0.20914 | 0.0317
2018-04-26 08:00 | 4 | 7 | 5 | 0 | 0 | 0.40089 | 0.94427 | 1.8885 | 3.2071 | 16.5561 | 6.9461 | 17.0341 | 17.0341 | 31.2669 | 1.8885 | 1.3186 | 0 | 31.2669 | 9.1588 | 54.6304 | 1.3186 | 1.3186 | 0 | 0 | 0 | 0 | 31.2669 | 0 | 54.6304 | 1.3186 | 0 | 0.40089 | 0.081458
2018-04-26 09:00 | 4 | 8 | 5 | 0 | 0 | 0.54721 | 0.87983 | 1.7597 | 4.3777 | 16.5561 | 6.9461 | 17.0341 | 17.0341 | 29.133 | 1.7597 | 2.618 | 0 | 29.133 | 18.185 | 74.57 | 2.618 | 3.9366 | 0 | 0 | 0 | 0 | 29.133 | 0 | 74.57 | 2.618 | 0 | 0.54721 | 0.14976
2018-04-26 10:00 | 4 | 9 | 5 | 0 | 0 | 0.65029 | 0.78345 | 1.5669 | 5.2023 | 16.5561 | 6.9461 | 17.0341 | 17.0341 | 25.9418 | 1.5669 | 3.6354 | 0 | 25.9418 | 25.2518 | 88.6168 | 3.6354 | 7.572 | 0 | 0 | 0 | 0 | 25.9418 | 0 | 88.6168 | 3.6354 | 0 | 0.65029 | 0.22454
2018-04-26 11:00 | 4 | 10 | 5 | 0 | 0 | 0.7152 | 0.79549 | 1.591 | 5.7216 | 16.5561 | 6.9461 | 17.0341 | 17.0341 | 26.3402 | 1.591 | 4.1306 | 0 | 26.3402 | 28.6914 | 97.462 | 4.1306 | 11.7026 | 0 | 0 | 0 | 0 | 26.3402 | 0 | 97.462 | 4.1306 | 0 | 0.7152 | 0.25177
2018-04-26 12:00 | 4 | 11 | 5 | 0 | 1 | 0.73499 | 0.76114 | 1.5223 | 5.8799 | 25.1898 | 15.5798 | 17.0341 | 17.0341 | 38.346 | 1.5223 | 4.3577 | 0 | 38.346 | 67.8912 | 100.1597 | 0.79742 | 12.5 | 0 | 0 | 3.5602 | 0 | 38.346 | 55.4675 | 100.1597 | 4.3577 | 7.1205 | 0.73499 | 0.33256
2018-04-26 13:00 | 4 | 12 | 5 | 0 | 1 | 0.71322 | 0.78772 | 1.5754 | 5.7057 | 25.1898 | 15.5798 | 17.0341 | 17.0341 | 39.6851 | 1.5754 | 4.1303 | 0 | 39.6851 | 64.349 | 97.1923 | 0 | 12.5 | 0 | 0 | 4.1303 | 0 | 39.6851 | 64.349 | 97.1923 | 4.1303 | 8.2606 | 0.71322 | 0.28023
2018-04-26 14:00 | 4 | 13 | 5 | 0 | 1 | 0.65078 | 0.86707 | 1.7341 | 5.2063 | 25.1898 | 15.5798 | 17.0341 | 17.0341 | 43.6826 | 1.7341 | 3.4721 | 0 | 43.6826 | 54.095 | 88.6844 | 0 | 12.5 | 0 | 0 | 3.4721 | 0 | 43.6826 | 54.095 | 88.6844 | 3.4721 | 6.9443 | 0.65078 | 0.26391
2018-04-26 15:00 | 4 | 14 | 5 | 0 | 1 | 0.54837 | 0.98748 | 1.975 | 4.3869 | 25.1898 | 15.5798 | 17.0341 | 17.0341 | 49.7487 | 1.975 | 2.412 | 0 | 49.7487 | 37.578 | 74.7276 | 0 | 12.5 | 0 | 0 | 2.412 | 0 | 49.7487 | 37.578 | 74.7276 | 2.412 | 4.8239 | 0.54837 | 0.25585
2018-04-26 16:00 | 4 | 15 | 5 | 0 | 1 | 0.40002 | 1.1273 | 2.2546 | 3.2002 | 25.1898 | 15.5798 | 17.0341 | 17.0341 | 56.793 | 2.2546 | 0.94556 | 0 | 56.793 | 14.7316 | 54.5121 | 0 | 12.5 | 0 | 0 | 0.94556 | 0 | 56.793 | 14.7316 | 54.5121 | 0.94556 | 1.8911 | 0.40002 | 0.17106
2018-04-26 17:00 | 4 | 16 | 5 | 0 | 1 | 0.21645 | 1.2506 | 2.5012 | 1.7316 | 25.1898 | 15.5798 | 17.0341 | 17.0341 | 63.0038 | 1.7316 | 0 | 19.3848 | 43.619 | 0 | 29.4966 | 0 | 12.5 | 0.76955 | 0.76955 | 0 | 0 | 63.0038 | 0 | 29.4966 | 0 | 0 | 0.21645 | 0.043382
2018-04-26 18:00 | 4 | 17 | 5 | 0 | 1 | 0.048274 | 1.2237 | 2.4475 | 0.38619 | 25.1898 | 15.5798 | 17.0341 | 17.0341 | 61.6514 | 0.38619 | 0 | 51.9232 | 9.7281 | 0 | 6.5785 | 0 | 11.6635 | 2.0613 | 2.0613 | 0 | 0 | 61.6514 | 0 | 6.5785 | 0 | 0 | 0.048274 | 0.01255
2018-04-26 19:00 | 4 | 18 | 5 | 0 | 1 | 0 | 1.125 | 2.2501 | 0 | 25.1898 | 15.5798 | 17.0341 | 17.0341 | 56.6784 | 0 | 0 | 56.6784 | 0 | 0 | 0 | 0 | 9.423 | 2.2501 | 2.2501 | 0 | 0 | 56.6784 | 0 | 0 | 0 | 0 | 0 | 0
2018-04-26 20:00 | 4 | 19 | 5 | 0 | 0 | 0 | 1.0743 | 2.1486 | 0 | 16.5561 | 6.9461 | 17.0341 | 17.0341 | 35.572 | 0 | 0 | 35.572 | 0 | 0 | 0 | 0 | 6.9773 | 2.1486 | 2.1486 | 0 | 0 | 35.572 | 0 | 0 | 0 | 0 | 0 | 0
2018-04-26 21:00 | 4 | 20 | 5 | 0 | 0 | 0 | 0.82007 | 1.6401 | 0 | 16.5561 | 6.9461 | 17.0341 | 17.0341 | 27.1542 | 0 | 0 | 27.1542 | 0 | 0 | 0 | 0 | 4.6419 | 1.6401 | 1.6401 | 0 | 0 | 27.1542 | 0 | 0 | 0 | 0 | 0 | 0
2018-04-26 22:00 | 4 | 21 | 5 | 0 | 0 | 0 | 0.64432 | 1.2886 | 0 | 16.5561 | 6.9461 | 17.0341 | 17.0341 | 21.3349 | 0 | 0 | 21.3349 | 0 | 0 | 0 | 0 | 2.8591 | 1.2886 | 1.2886 | 0 | 0 | 21.3349 | 0 | 0 | 0 | 0 | 0 | 0
2018-04-26 23:00 | 4 | 22 | 5 | 0 | 0 | 0 | 0.52528 | 1.0506 | 0 | 16.5561 | 6.9461 | 17.0341 | 17.0341 | 17.3933 | 0 | 0 | 17.3933 | 0 | 0 | 0 | 0 | 1.4584 | 1.0506 | 1.0506 | 0 | 0 | 17.3933 | 0 | 0 | 0 | 0 | 0 | 0
2018-04-27 | 4 | 23 | 5 | 0 | 0 | 0 | 0.47923 | 0.95845 | 0 | 16.5561 | 6.9461 | 17.0341 | 17.0341 | 15.8682 | 0 | 0 | 15.8682 | 0 | 0 | 0 | 0 | 0.3165 | 0.95845 | 0.29118 | 0 | 11.0475 | 4.8208 | 0 | 0 | 0 | 0 | 0 | 0
2018-04-27 01:00 | 4 | 0 | 6 | 0 | 0 | 0 | 0.46662 | 0.93323 | 0 | 16.5561 | 6.9461 | 17.0341 | 17.0341 | 15.4506 | 0 | 0 | 15.4506 | 0 | 0 | 0 | 0 | 0 | 0.93323 | 0 | 0 | 15.4506 | 0 | 0 | 0 | 0 | 0 | 0 | 0
2018-04-27 02:00 | 4 | 1 | 6 | 0 | 0 | 0 | 0.48806 | 0.97612 | 0 | 16.5561 | 6.9461 | 17.0341 | 17.0341 | 16.1606 | 0 | 0 | 16.1606 | 0 | 0 | 0 | 0 | 0 | 0.97612 | 0 | 0 | 16.1606 | 0 | 0 | 0 | 0 | 0 | 0 | 0
2018-04-27 03:00 | 4 | 2 | 6 | 0 | 0 | 0 | 0.53483 | 1.0697 | 0 | 16.5561 | 6.9461 | 17.0341 | 17.0341 | 17.7094 | 0 | 0 | 17.7094 | 0 | 0 | 0 | 0 | 0 | 1.0697 | 0 | 0 | 17.7094 | 0 | 0 | 0 | 0 | 0 | 0 | 0
2018-04-27 04:00 | 4 | 3 | 6 | 0 | 0 | 0 | 0.57986 | 1.1597 | 0 | 16.5561 | 6.9461 | 17.0341 | 17.0341 | 19.2005 | 0 | 0 | 19.2005 | 0 | 0 | 0 | 0 | 0 | 1.1597 | 0 | 0 | 19.2005 | 0 | 0 | 0 | 0 | 0 | 0 | 0
2018-04-27 05:00 | 4 | 4 | 6 | 0 | 0 | 0 | 0.76414 | 1.5283 | 0 | 16.5561 | 6.9461 | 17.0341 | 17.0341 | 25.3023 | 0 | 0 | 25.3023 | 0 | 0 | 0 | 0 | 0 | 1.5283 | 0 | 0 | 25.3023 | 0 | 0 | 0 | 0 | 0 | 0 | 0
2018-04-27 06:00 | 4 | 5 | 6 | 0 | 0 | 0.039907 | 0.87179 | 1.7436 | 0.31925 | 16.5561 | 6.9461 | 17.0341 | 17.0341 | 28.8667 | 0.31925 | 0 | 23.5811 | 5.2856 | 0 | 5.4382 | 0 | 0 | 1.4243 | 0 | 0 | 23.5811 | 5.2856 | 0 | 5.4382 | 0 | 0 | 0.039907 | 0.0444
2018-04-27 07:00 | 4 | 6 | 6 | 0 | 0 | 0.21275 | 0.86384 | 1.7277 | 1.702 | 16.5561 | 6.9461 | 17.0341 | 17.0341 | 28.6037 | 1.702 | 0 | 0.42513 | 28.1785 | 0 | 28.9922 | 0 | 0 | 0.025678 | 0 | 0 | 0.42513 | 28.1785 | 0 | 28.9922 | 0 | 0 | 0.21275 | 0.23056
2018-04-27 08:00 | 4 | 7 | 6 | 0 | 0 | 0.40616 | 0.8147 | 1.6294 | 3.2493 | 16.5561 | 6.9461 | 17.0341 | 17.0341 | 26.9765 | 1.6294 | 1.6199 | 0 | 26.9765 | 11.2519 | 55.3488 | 1.6199 | 1.6199 | 0 | 0 | 0 | 0 | 26.9765 | 0 | 55.3488 | 1.6199 | 0 | 0.40616 | 0.44868
2018-04-27 09:00 | 4 | 8 | 6 | 0 | 0 | 0.55048 | 0.89378 | 1.7876 | 4.4039 | 16.5561 | 6.9461 | 17.0341 | 17.0341 | 29.5949 | 1.7876 | 2.6163 | 0 | 29.5949 | 18.1731 | 75.0162 | 2.6163 | 4.2362 | 0 | 0 | 0 | 0 | 29.5949 | 0 | 75.0162 | 2.6163 | 0 | 0.55048 | 0.61311
2018-04-27 10:00 | 4 | 9 | 6 | 0 | 0 | 0.65655 | 0.95577 | 1.9115 | 5.2524 | 16.5561 | 6.9461 | 17.0341 | 17.0341 | 31.6477 | 1.9115 | 3.3409 | 0 | 31.6477 | 23.206 | 89.4705 | 3.3409 | 7.5771 | 0 | 0 | 0 | 0 | 31.6477 | 0 | 89.4705 | 3.3409 | 0 | 0.65655 | 0.73273
2018-04-27 11:00 | 4 | 10 | 6 | 0 | 0 | 0.71968 | 0.82412 | 1.6482 | 5.7574 | 16.5561 | 6.9461 | 17.0341 | 17.0341 | 27.2883 | 1.6482 | 4.1092 | 0 | 27.2883 | 28.5428 | 98.0731 | 4.1092 | 11.6863 | 0 | 0 | 0 | 0 | 27.2883 | 0 | 98.0731 | 4.1092 | 0 | 0.71968 | 0.76923
2018-04-27 12:00 | 4 | 11 | 6 | 0 | 1 | 0.73562 | 0.78029 | 1.5606 | 5.885 | 25.1898 | 15.5798 | 17.0341 | 17.0341 | 39.3105 | 1.5606 | 4.3244 | 0 | 39.3105 | 67.3731 | 100.2454 | 0.81372 | 12.5 | 0 | 0 | 3.5107 | 0 | 39.3105 | 54.6954 | 100.2454 | 4.3244 | 7.0213 | 0.73562 | 0.75966
2018-04-27 13:00 | 4 | 12 | 6 | 0 | 1 | 0.70983 | 0.72373 | 1.4475 | 5.6786 | 25.1898 | 15.5798 | 17.0341 | 17.0341 | 36.4614 | 1.4475 | 4.2312 | 0 | 36.4614 | 65.9207 | 96.7308 | 0 | 12.5 | 0 | 0 | 4.2312 | 0 | 36.4614 | 65.9207 | 96.7308 | 4.2312 | 8.4623 | 0.70983 | 0.75667
2018-04-27 14:00 | 4 | 13 | 6 | 0 | 1 | 0.6464 | 0.69942 | 1.3988 | 5.1712 | 25.1898 | 15.5798 | 17.0341 | 17.0341 | 35.2364 | 1.3988 | 3.7724 | 0 | 35.2364 | 58.7728 | 88.0872 | 0 | 12.5 | 0 | 0 | 3.7724 | 0 | 35.2364 | 58.7728 | 88.0872 | 3.7724 | 7.5448 | 0.6464 | 0.65701
2018-04-27 15:00 | 4 | 14 | 6 | 0 | 1 | 0.54513 | 0.76419 | 1.5284 | 4.3611 | 25.1898 | 15.5798 | 17.0341 | 17.0341 | 38.4995 | 1.5284 | 2.8327 | 0 | 38.4995 | 44.1325 | 74.2869 | 0 | 12.5 | 0 | 0 | 2.8327 | 0 | 38.4995 | 44.1325 | 74.2869 | 2.8327 | 5.6654 | 0.54513 | 0.49952
2018-04-27 16:00 | 4 | 15 | 6 | 0 | 1 | 0.40215 | 0.88495 | 1.7699 | 3.2172 | 25.1898 | 15.5798 | 17.0341 | 17.0341 | 44.5833 | 1.7699 | 1.4473 | 0 | 44.5833 | 22.5493 | 54.8029 | 0 | 12.5 | 0 | 0 | 1.4473 | 0 | 44.5833 | 22.5493 | 54.8029 | 1.4473 | 2.8947 | 0.40215 | 0.41665
2018-04-27 17:00 | 4 | 16 | 6 | 0 | 1 | 0.21869 | 0.92392 | 1.8478 | 1.7495 | 25.1898 | 15.5798 | 17.0341 | 17.0341 | 46.5464 | 1.7495 | 0 | 2.4762 | 44.0702 | 0 | 29.8017 | 0 | 12.5 | 0.098303 | 0.098303 | 0 | 0 | 46.5464 | 0 | 29.8017 | 0 | 0 | 0.21869 | 0.20128
2018-04-27 18:00 | 4 | 17 | 6 | 0 | 1 | 0.050721 | 0.96452 | 1.929 | 0.40576 | 25.1898 | 15.5798 | 17.0341 | 17.0341 | 48.5922 | 0.40576 | 0 | 38.3711 | 10.2211 | 0 | 6.9119 | 0 | 12.3931 | 1.5233 | 1.5233 | 0 | 0 | 48.5922 | 0 | 6.9119 | 0 | 0 | 0.050721 | 0.054616
2018-04-27 19:00 | 4 | 18 | 6 | 0 | 1 | 0 | 1.0065 | 2.013 | 0 | 25.1898 | 15.5798 | 17.0341 | 17.0341 | 50.7065 | 0 | 0 | 50.7065 | 0 | 0 | 0 | 0 | 10.7374 | 2.013 | 2.013 | 0 | 0 | 50.7065 | 0 | 0 | 0 | 0 | 0 | 0
2018-04-27 20:00 | 4 | 19 | 6 | 0 | 0 | 0 | 1.0811 | 2.1622 | 0 | 16.5561 | 6.9461 | 17.0341 | 17.0341 | 35.7978 | 0 | 0 | 35.7978 | 0 | 0 | 0 | 0 | 8.5494 | 2.1622 | 2.1622 | 0 | 0 | 35.7978 | 0 | 0 | 0 | 0 | 0 | 0
2018-04-27 21:00 | 4 | 20 | 6 | 0 | 0 | 0 | 0.91803 | 1.8361 | 0 | 16.5561 | 6.9461 | 17.0341 | 17.0341 | 30.398 | 0 | 0 | 30.398 | 0 | 0 | 0 | 0 | 6.1991 | 1.8361 | 1.8361 | 0 | 0 | 30.398 | 0 | 0 | 0 | 0 | 0 | 0
2018-04-27 22:00 | 4 | 21 | 6 | 0 | 0 | 0 | 0.70072 | 1.4014 | 0 | 16.5561 | 6.9461 | 17.0341 | 17.0341 | 23.2022 | 0 | 0 | 23.2022 | 0 | 0 | 0 | 0 | 4.2034 | 1.4014 | 1.4014 | 0 | 0 | 23.2022 | 0 | 0 | 0 | 0 | 0 | 0
2018-04-27 23:00 | 4 | 22 | 6 | 0 | 0 | 0 | 0.61109 | 1.2222 | 0 | 16.5561 | 6.9461 | 17.0341 | 17.0341 | 20.2345 | 0 | 0 | 20.2345 | 0 | 0 | 0 | 0 | 2.6801 | 1.2222 | 1.2222 | 0 | 0 | 20.2345 | 0 | 0 | 0 | 0 | 0 | 0
2018-04-28 | 4 | 23 | 6 | 0 | 0 | 0 | 0.55666 | 1.1133 | 0 | 16.5561 | 6.9461 | 17.0341 | 17.0341 | 18.432 | 0 | 0 | 18.432 | 0 | 0 | 0 | 0 | 1.3517 | 1.1133 | 1.1133 | 0 | 0 | 18.432 | 0 | 0 | 0 | 0 | 0 | 0
2018-04-28 01:00 | 4 | 0 | 7 | 0 | 0 | 0 | 0.54333 | 1.0867 | 0 | 16.5561 | 6.9461 | 17.0341 | 17.0341 | 17.9907 | 0 | 0 | 17.9907 | 0 | 0 | 0 | 0 | 0.14155 | 1.0867 | 0.13023 | 0 | 15.8347 | 2.1561 | 0 | 0 | 0 | 0 | 0 | 0
2018-04-28 02:00 | 4 | 1 | 7 | 0 | 0 | 0 | 0.55207 | 1.1041 | 0 | 16.5561 | 6.9461 | 17.0341 | 17.0341 | 18.2801 | 0 | 0 | 18.2801 | 0 | 0 | 0 | 0 | 0 | 1.1041 | 0 | 0 | 18.2801 | 0 | 0 | 0 | 0 | 0 | 0 | 0
2018-04-28 03:00 | 4 | 2 | 7 | 0 | 0 | 0 | 0.56057 | 1.1211 | 0 | 16.5561 | 6.9461 | 17.0341 | 17.0341 | 18.5616 | 0 | 0 | 18.5616 | 0 | 0 | 0 | 0 | 0 | 1.1211 | 0 | 0 | 18.5616 | 0 | 0 | 0 | 0 | 0 | 0 | 0
2018-04-28 04:00 | 4 | 3 | 7 | 0 | 0 | 0 | 0.61664 | 1.2333 | 0 | 16.5561 | 6.9461 | 17.0341 | 17.0341 | 20.4181 | 0 | 0 | 20.4181 | 0 | 0 | 0 | 0 | 0 | 1.2333 | 0 | 0 | 20.4181 | 0 | 0 | 0 | 0 | 0 | 0 | 0
2018-04-28 05:00 | 4 | 4 | 7 | 0 | 0 | 0 | 0.68578 | 1.3716 | 0 | 16.5561 | 6.9461 | 17.0341 | 17.0341 | 22.7077 | 0 | 0 | 22.7077 | 0 | 0 | 0 | 0 | 0 | 1.3716 | 0 | 0 | 22.7077 | 0 | 0 | 0 | 0 | 0 | 0 | 0
2018-04-28 06:00 | 4 | 5 | 7 | 0 | 0 | 0.041132 | 0.81279 | 1.6256 | 0.32905 | 16.5561 | 6.9461 | 17.0341 | 17.0341 | 26.9133 | 0.32905 | 0 | 21.4654 | 5.4478 | 0 | 5.6052 | 0 | 0 | 1.2965 | 0 | 0 | 21.4654 | 5.4478 | 0 | 5.6052 | 0 | 0 | 0.041132 | 0.020561
2018-04-28 07:00 | 4 | 6 | 7 | 0 | 0 | 0.2064 | 0.93181 | 1.8636 | 1.6512 | 16.5561 | 6.9461 | 17.0341 | 17.0341 | 30.8542 | 1.6512 | 0 | 3.5168 | 27.3374 | 0 | 28.1268 | 0 | 0 | 0.21242 | 0 | 0 | 3.5168 | 27.3374 | 0 | 28.1268 | 0 | 0 | 0.2064 | 0.066675
2018-04-28 08:00 | 4 | 7 | 7 | 0 | 0 | 0.39133 | 1.0353 | 2.0705 | 3.1306 | 16.5561 | 6.9461 | 17.0341 | 17.0341 | 34.28 | 2.0705 | 1.0601 | 0 | 34.28 | 7.3634 | 53.3275 | 1.0601 | 1.0601 | 0 | 0 | 0 | 0 | 34.28 | 0 | 53.3275 | 1.0601 | 0 | 0.39133 | 0.094338
2018-04-28 09:00 | 4 | 8 | 7 | 0 | 0 | 0.53277 | 0.94909 | 1.8982 | 4.2622 | 16.5561 | 6.9461 | 17.0341 | 17.0341 | 31.4262 | 1.8982 | 2.364 | 0 | 31.4262 | 16.4205 | 72.6024 | 2.364 | 3.4241 | 0 | 0 | 0 | 0 | 31.4262 | 0 | 72.6024 | 2.364 | 0 | 0.53277 | 0.20834
2018-04-28 10:00 | 4 | 9 | 7 | 0 | 0 | 0.63442 | 0.91419 | 1.8284 | 5.0753 | 16.5561 | 6.9461 | 17.0341 | 17.0341 | 30.2708 | 1.8284 | 3.2469 | 0 | 30.2708 | 22.5535 | 86.4539 | 3.2469 | 6.671 | 0 | 0 | 0 | 0 | 30.2708 | 0 | 86.4539 | 3.2469 | 0 | 0.63442 | 0.1827
2018-04-28 11:00 | 4 | 10 | 7 | 0 | 0 | 0.61494 | 0.88582 | 1.7716 | 4.9195 | 16.5561 | 6.9461 | 17.0341 | 17.0341 | 29.3314 | 1.7716 | 3.1479 | 0 | 29.3314 | 21.8652 | 83.7994 | 3.1479 | 9.8189 | 0 | 0 | 0 | 0 | 29.3314 | 0 | 83.7994 | 3.1479 | 0 | 0.61494 | 0.27403
2018-04-28 12:00 | 4 | 11 | 7 | 0 | 1 | 0.57377 | 0.84074 | 1.6815 | 4.5902 | 25.1898 | 15.5798 | 17.0341 | 17.0341 | 42.3559 | 1.6815 | 2.9087 | 0 | 42.3559 | 45.3169 | 78.1897 | 2.6811 | 12.5 | 0 | 0 | 0.22758 | 0 | 42.3559 | 3.5456 | 78.1897 | 2.9087 | 0.45515 | 0.57377 | 0.14266
2018-04-28 13:00 | 4 | 12 | 7 | 0 | 1 | 0.60702 | 0.87263 | 1.7453 | 4.8562 | 25.1898 | 15.5798 | 17.0341 | 17.0341 | 43.9626 | 1.7453 | 3.1109 | 0 | 43.9626 | 48.4673 | 82.7207 | 0 | 12.5 | 0 | 0 | 3.1109 | 0 | 43.9626 | 48.4673 | 82.7207 | 3.1109 | 6.2218 | 0.60702 | 0.17673
2018-04-28 14:00 | 4 | 13 | 7 | 0 | 1 | 0.56405 | 0.89415 | 1.7883 | 4.5124 | 25.1898 | 15.5798 | 17.0341 | 17.0341 | 45.0466 | 1.7883 | 2.7241 | 0 | 45.0466 | 42.4409 | 76.8647 | 0 | 12.5 | 0 | 0 | 2.7241 | 0 | 45.0466 | 42.4409 | 76.8647 | 2.7241 | 5.4482 | 0.56405 | 0.25523
2018-04-28 15:00 | 4 | 14 | 7 | 0 | 1 | 0.5309 | 0.95764 | 1.9153 | 4.2472 | 25.1898 | 15.5798 | 17.0341 | 17.0341 | 48.2455 | 1.9153 | 2.3319 | 0 | 48.2455 | 36.3313 | 72.348 | 0 | 12.5 | 0 | 0 | 2.3319 | 0 | 48.2455 | 36.3313 | 72.348 | 2.3319 | 4.6639 | 0.5309 | 0.075807
2018-04-28 16:00 | 4 | 15 | 7 | 0 | 1 | 0.39255 | 0.99241 | 1.9848 | 3.1404 | 25.1898 | 15.5798 | 17.0341 | 17.0341 | 49.9972 | 1.9848 | 1.1556 | 0 | 49.9972 | 18.0038 | 53.4942 | 0 | 12.5 | 0 | 0 | 1.1556 | 0 | 49.9972 | 18.0038 | 53.4942 | 1.1556 | 2.3112 | 0.39255 | 0.076265
2018-04-28 17:00 | 4 | 16 | 7 | 0 | 1 | 0.21441 | 1.0889 | 2.1778 | 1.7153 | 25.1898 | 15.5798 | 17.0341 | 17.0341 | 54.8574 | 1.7153 | 0 | 11.6489 | 43.2085 | 0 | 29.219 | 0 | 12.5 | 0.46244 | 0.46244 | 0 | 0 | 54.8574 | 0 | 29.219 | 0 | 0 | 0.21441 | 0.12997
2018-04-28 18:00 | 4 | 17 | 7 | 0 | 1 | 0.043826 | 1.0764 | 2.1527 | 0.35061 | 25.1898 | 15.5798 | 17.0341 | 17.0341 | 54.2264 | 0.35061 | 0 | 45.3946 | 8.8318 | 0 | 5.9724 | 0 | 11.9973 | 1.8021 | 1.8021 | 0 | 0 | 54.2264 | 0 | 5.9724 | 0 | 0 | 0.043826 | 0.057729
2018-04-28 19:00 | 4 | 18 | 7 | 0 | 1 | 0 | 1.0879 | 2.1757 | 0 | 25.1898 | 15.5798 | 17.0341 | 17.0341 | 54.8063 | 0 | 0 | 54.8063 | 0 | 0 | 0 | 0 | 10.0385 | 2.1757 | 2.1757 | 0 | 0 | 54.8063 | 0 | 0 | 0 | 0 | 0 | 0
2018-04-28 20:00 | 4 | 19 | 7 | 0 | 0 | 0 | 1.15 | 2.3 | 0 | 16.5561 | 6.9461 | 17.0341 | 17.0341 | 38.0793 | 0 | 0 | 38.0793 | 0 | 0 | 0 | 0 | 7.6736 | 2.3 | 2.3 | 0 | 0 | 38.0793 | 0 | 0 | 0 | 0 | 0 | 0
2018-04-28 21:00 | 4 | 20 | 7 | 0 | 0 | 0 | 0.83185 | 1.6637 | 0 | 16.5561 | 6.9461 | 17.0341 | 17.0341 | 27.5443 | 0 | 0 | 27.5443 | 0 | 0 | 0 | 0 | 5.1736 | 1.6637 | 1.6637 | 0 | 0 | 27.5443 | 0 | 0 | 0 | 0 | 0 | 0
2018-04-28 22:00 | 4 | 21 | 7 | 0 | 0 | 0 | 0.62802 | 1.256 | 0 | 16.5561 | 6.9461 | 17.0341 | 17.0341 | 20.7951 | 0 | 0 | 20.7951 | 0 | 0 | 0 | 0 | 3.3652 | 1.256 | 1.256 | 0 | 0 | 20.7951 | 0 | 0 | 0 | 0 | 0 | 0
2018-04-28 23:00 | 4 | 22 | 7 | 0 | 0 | 0 | 0.55542 | 1.1108 | 0 | 16.5561 | 6.9461 | 17.0341 | 17.0341 | 18.391 | 0 | 0 | 18.391 | 0 | 0 | 0 | 0 | 1.9999 | 1.1108 | 1.1108 | 0 | 0 | 18.391 | 0 | 0 | 0 | 0 | 0 | 0
2018-04-29 | 4 | 23 | 7 | 0 | 0 | 0 | 0.49033 | 0.98066 | 0 | 16.5561 | 6.9461 | 17.0341 | 17.0341 | 16.2359 | 0 | 0 | 16.2359 | 0 | 0 | 0 | 0 | 0.79252 | 0.98066 | 0.72912 | 0 | 4.1646 | 12.0713 | 0 | 0 | 0 | 0 | 0 | 0
2018-04-29 01:00 | 4 | 0 | 1 | 0 | 0 | 0 | 0.48064 | 0.96129 | 0 | 16.5561 | 6.9461 | 17.0341 | 17.0341 | 15.9152 | 0 | 0 | 15.9152 | 0 | 0 | 0 | 0 | 0 | 0.96129 | 0 | 0 | 15.9152 | 0 | 0 | 0 | 0 | 0 | 0 | 0
2018-04-29 02:00 | 4 | 1 | 1 | 0 | 0 | 0 | 0.50875 | 1.0175 | 0 | 16.5561 | 6.9461 | 17.0341 | 17.0341 | 16.8458 | 0 | 0 | 16.8458 | 0 | 0 | 0 | 0 | 0 | 1.0175 | 0 | 0 | 16.8458 | 0 | 0 | 0 | 0 | 0 | 0 | 0
2018-04-29 03:00 | 4 | 2 | 1 | 0 | 0 | 0 | 0.53919 | 1.0784 | 0 | 16.5561 | 6.9461 | 17.0341 | 17.0341 | 17.8538 | 0 | 0 | 17.8538 | 0 | 0 | 0 | 0 | 0 | 1.0784 | 0 | 0 | 17.8538 | 0 | 0 | 0 | 0 | 0 | 0 | 0
2018-04-29 04:00 | 4 | 3 | 1 | 0 | 0 | 0 | 0.57449 | 1.149 | 0 | 16.5561 | 6.9461 | 17.0341 | 17.0341 | 19.0226 | 0 | 0 | 19.0226 | 0 | 0 | 0 | 0 | 0 | 1.149 | 0 | 0 | 19.0226 | 0 | 0 | 0 | 0 | 0 | 0 | 0
2018-04-29 05:00 | 4 | 4 | 1 | 0 | 0 | 0 | 0.65322 | 1.3064 | 0 | 16.5561 | 6.9461 | 17.0341 | 17.0341 | 21.6293 | 0 | 0 | 21.6293 | 0 | 0 | 0 | 0 | 0 | 1.3064 | 0 | 0 | 21.6293 | 0 | 0 | 0 | 0 | 0 | 0 | 0
2018-04-29 06:00 | 4 | 5 | 1 | 0 | 0 | 0.037321 | 0.73306 | 1.4661 | 0.29856 | 16.5561 | 6.9461 | 17.0341 | 17.0341 | 24.2733 | 0.29856 | 0 | 19.3302 | 4.9431 | 0 | 5.0858 | 0 | 0 | 1.1676 | 0 | 0 | 19.3302 | 4.9431 | 0 | 5.0858 | 0 | 0 | 0.037321 | 0.031051
2018-04-29 07:00 | 4 | 6 | 1 | 0 | 0 | 0.2067 | 0.85402 | 1.708 | 1.6536 | 16.5561 | 6.9461 | 17.0341 | 17.0341 | 28.2784 | 1.6536 | 0 | 0.90159 | 27.3768 | 0 | 28.1674 | 0 | 0 | 0.054457 | 0 | 0 | 0.90159 | 27.3768 | 0 | 28.1674 | 0 | 0 | 0.2067 | 0.096552
2018-04-29 08:00 | 4 | 7 | 1 | 0 | 0 | 0.39274 | 0.88024 | 1.7605 | 3.1419 | 16.5561 | 6.9461 | 17.0341 | 17.0341 | 29.1468 | 1.7605 | 1.3814 | 0 | 29.1468 | 9.5956 | 53.5201 | 1.3814 | 1.3814 | 0 | 0 | 0 | 0 | 29.1468 | 0 | 53.5201 | 1.3814 | 0 | 0.39274 | 0.084728
2018-04-29 09:00 | 4 | 8 | 1 | 0 | 0 | 0.53378 | 0.88405 | 1.7681 | 4.2702 | 16.5561 | 6.9461 | 17.0341 | 17.0341 | 29.2728 | 1.7681 | 2.5021 | 0 | 29.2728 | 17.3801 | 72.7399 | 2.5021 | 3.8836 | 0 | 0 | 0 | 0 | 29.2728 | 0 | 72.7399 | 2.5021 | 0 | 0.53378 | 0.21783
2018-04-29 10:00 | 4 | 9 | 1 | 0 | 0 | 0.63576 | 0.85291 | 1.7058 | 5.0861 | 16.5561 | 6.9461 | 17.0341 | 17.0341 | 28.2415 | 1.7058 | 3.3803 | 0 | 28.2415 | 23.4798 | 86.6374 | 3.3803 | 7.2639 | 0 | 0 | 0 | 0 | 28.2415 | 0 | 86.6374 | 3.3803 | 0 | 0.63576 | 0.16967
2018-04-29 11:00 | 4 | 10 | 1 | 0 | 0 | 0.69466 | 0.89004 | 1.7801 | 5.5573 | 16.5561 | 6.9461 | 17.0341 | 17.0341 | 29.4709 | 1.7801 | 3.7772 | 0 | 29.4709 | 26.2367 | 94.6632 | 3.7772 | 11.0411 | 0 | 0 | 0 | 0 | 29.4709 | 0 | 94.6632 | 3.7772 | 0 | 0.69466 | 0.44575
2018-04-29 12:00 | 4 | 11 | 1 | 0 | 1 | 0.71591 | 0.9506 | 1.9012 | 5.7273 | 25.1898 | 15.5798 | 17.0341 | 17.0341 | 47.8906 | 1.9012 | 3.8261 | 0 | 47.8906 | 59.6093 | 97.559 | 1.4589 | 12.5 | 0 | 0 | 2.3671 | 0 | 47.8906 | 36.8794 | 97.559 | 3.8261 | 4.7343 | 0.71591 | 0.5582
2018-04-29 13:00 | 4 | 12 | 1 | 0 | 1 | 0.69533 | 0.86002 | 1.72 | 5.5627 | 25.1898 | 15.5798 | 17.0341 | 17.0341 | 43.3272 | 1.72 | 3.8426 | 0 | 43.3272 | 59.8674 | 94.7554 | 0 | 12.5 | 0 | 0 | 3.8426 | 0 | 43.3272 | 59.8674 | 94.7554 | 3.8426 | 7.6853 | 0.69533 | 0.52711
2018-04-29 14:00 | 4 | 13 | 1 | 0 | 1 | 0.63122 | 0.92387 | 1.8477 | 5.0497 | 25.1898 | 15.5798 | 17.0341 | 17.0341 | 46.5443 | 1.8477 | 3.202 | 0 | 46.5443 | 49.8863 | 86.0179 | 0 | 12.5 | 0 | 0 | 3.202 | 0 | 46.5443 | 49.8863 | 86.0179 | 3.202 | 6.404 | 0.63122 | 0.27287
2018-04-29 15:00 | 4 | 14 | 1 | 0 | 1 | 0.5299 | 0.98477 | 1.9695 | 4.2392 | 25.1898 | 15.5798 | 17.0341 | 17.0341 | 49.6123 | 1.9695 | 2.2696 | 0 | 49.6123 | 35.3605 | 72.2109 | 0 | 12.5 | 0 | 0 | 2.2696 | 0 | 49.6123 | 35.3605 | 72.2109 | 2.2696 | 4.5393 | 0.5299 | 0.28013
2018-04-29 16:00 | 4 | 15 | 1 | 0 | 1 | 0.39238 | 1.0876 | 2.1753 | 3.139 | 25.1898 | 15.5798 | 17.0341 | 17.0341 | 54.7943 | 2.1753 | 0.96375 | 0 | 54.7943 | 15.015 | 53.4703 | 0 | 12.5 | 0 | 0 | 0.96375 | 0 | 54.7943 | 15.015 | 53.4703 | 0.96375 | 1.9275 | 0.39238 | 0.2217
2018-04-29 17:00 | 4 | 16 | 1 | 0 | 1 | 0.21477 | 1.1378 | 2.2756 | 1.7182 | 25.1898 | 15.5798 | 17.0341 | 17.0341 | 57.3209 | 1.7182 | 0 | 14.0409 | 43.28 | 0 | 29.2674 | 0 | 12.5 | 0.5574 | 0.5574 | 0 | 0 | 57.3209 | 0 | 29.2674 | 0 | 0 | 0.21477 | 0.12199
2018-04-29 18:00 | 4 | 17 | 1 | 0 | 1 | 0.051038 | 1.0947 | 2.1894 | 0.4083 | 25.1898 | 15.5798 | 17.0341 | 17.0341 | 55.1496 | 0.4083 | 0 | 44.8646 | 10.285 | 0 | 6.9551 | 0 | 11.8941 | 1.7811 | 1.7811 | 0 | 0 | 55.1496 | 0 | 6.9551 | 0 | 0 | 0.051038 | 0.042402
2018-04-29 19:00 | 4 | 18 | 1 | 0 | 1 | 0 | 1.078 | 2.156 | 0 | 25.1898 | 15.5798 | 17.0341 | 17.0341 | 54.3081 | 0 | 0 | 54.3081 | 0 | 0 | 0 | 0 | 9.9582 | 2.156 | 2.156 | 0 | 0 | 54.3081 | 0 | 0 | 0 | 0 | 0 | 0
2018-04-29 20:00 | 4 | 19 | 1 | 0 | 0 | 0 | 1.0852 | 2.1704 | 0 | 16.5561 | 6.9461 | 17.0341 | 17.0341 | 35.9326 | 0 | 0 | 35.9326 | 0 | 0 | 0 | 0 | 7.6147 | 2.1704 | 2.1704 | 0 | 0 | 35.9326 | 0 | 0 | 0 | 0 | 0 | 0
2018-04-29 21:00 | 4 | 20 | 1 | 0 | 0 | 0 | 0.78831 | 1.5766 | 0 | 16.5561 | 6.9461 | 17.0341 | 17.0341 | 26.1024 | 0 | 0 | 26.1024 | 0 | 0 | 0 | 0 | 5.2557 | 1.5766 | 1.5766 | 0 | 0 | 26.1024 | 0 | 0 | 0 | 0 | 0 | 0
2018-04-29 22:00 | 4 | 21 | 1 | 0 | 0 | 0 | 0.58217 | 1.1643 | 0 | 16.5561 | 6.9461 | 17.0341 | 17.0341 | 19.277 | 0 | 0 | 19.277 | 0 | 0 | 0 | 0 | 3.542 | 1.1643 | 1.1643 | 0 | 0 | 19.277 | 0 | 0 | 0 | 0 | 0 | 0
2018-04-29 23:00 | 4 | 22 | 1 | 0 | 0 | 0 | 0.55879 | 1.1176 | 0 | 16.5561 | 6.9461 | 17.0341 | 17.0341 | 18.5028 | 0 | 0 | 18.5028 | 0 | 0 | 0 | 0 | 2.2764 | 1.1176 | 1.1176 | 0 | 0 | 18.5028 | 0 | 0 | 0 | 0 | 0 | 0
2018-04-30 | 4 | 23 | 1 | 0 | 0 | 0 | 0.52936 | 1.0587 | 0 | 16.5561 | 6.9461 | 17.0341 | 17.0341 | 17.5283 | 0 | 0 | 17.5283 | 0 | 0 | 0 | 0 | 1.0616 | 1.0587 | 0.97667 | 0 | 1.3586 | 16.1697 | 0 | 0 | 0 | 0 | 0 | 0
2018-04-30 01:00 | 4 | 0 | 2 | 0 | 0 | 0 | 0.48169 | 0.96339 | 0 | 16.5561 | 6.9461 | 17.0341 | 17.0341 | 15.9499 | 0 | 0 | 15.9499 | 0 | 0 | 0 | 0 | 0 | 0.96339 | 0 | 0 | 15.9499 | 0 | 0 | 0 | 0 | 0 | 0 | 0
2018-04-30 02:00 | 4 | 1 | 2 | 0 | 0 | 0 | 0.49951 | 0.99902 | 0 | 16.5561 | 6.9461 | 17.0341 | 17.0341 | 16.5398 | 0 | 0 | 16.5398 | 0 | 0 | 0 | 0 | 0 | 0.99902 | 0 | 0 | 16.5398 | 0 | 0 | 0 | 0 | 0 | 0 | 0
2018-04-30 03:00 | 4 | 2 | 2 | 0 | 0 | 0 | 0.52298 | 1.046 | 0 | 16.5561 | 6.9461 | 17.0341 | 17.0341 | 17.3168 | 0 | 0 | 17.3168 | 0 | 0 | 0 | 0 | 0 | 1.046 | 0 | 0 | 17.3168 | 0 | 0 | 0 | 0 | 0 | 0 | 0
2018-04-30 04:00 | 4 | 3 | 2 | 0 | 0 | 0 | 0.57208 | 1.1442 | 0 | 16.5561 | 6.9461 | 17.0341 | 17.0341 | 18.9428 | 0 | 0 | 18.9428 | 0 | 0 | 0 | 0 | 0 | 1.1442 | 0 | 0 | 18.9428 | 0 | 0 | 0 | 0 | 0 | 0 | 0
2018-04-30 05:00 | 4 | 4 | 2 | 0 | 0 | 0 | 0.73187 | 1.4637 | 0 | 16.5561 | 6.9461 | 17.0341 | 17.0341 | 24.2337 | 0 | 0 | 24.2337 | 0 | 0 | 0 | 0 | 0 | 1.4637 | 0 | 0 | 24.2337 | 0 | 0 | 0 | 0 | 0 | 0 | 0
2018-04-30 06:00 | 4 | 5 | 2 | 0 | 0 | 0.045134 | 0.85093 | 1.7019 | 0.36107 | 16.5561 | 6.9461 | 17.0341 | 17.0341 | 28.1762 | 0.36107 | 0 | 22.1982 | 5.978 | 0 | 6.1506 | 0 | 0 | 1.3408 | 0 | 0 | 22.1982 | 5.978 | 0 | 6.1506 | 0 | 0 | 0.045134 | 0.04802
2018-04-30 07:00 | 4 | 6 | 2 | 0 | 0 | 0.21015 | 0.83612 | 1.6722 | 1.6812 | 16.5561 | 6.9461 | 17.0341 | 17.0341 | 27.6857 | 1.6722 | 0.0089929 | 0 | 27.6857 | 0.062466 | 28.6383 | 0.0089929 | 0.0089929 | 0 | 0 | 0 | 0 | 27.6857 | 0 | 28.6383 | 0.0089929 | 0 | 0.21015 | 0.17669
2018-04-30 08:00 | 4 | 7 | 2 | 0 | 0 | 0.39314 | 0.85599 | 1.712 | 3.1451 | 16.5561 | 6.9461 | 17.0341 | 17.0341 | 28.3436 | 1.712 | 1.4332 | 0 | 28.3436 | 9.9548 | 53.5747 | 1.4332 | 1.4422 | 0 | 0 | 0 | 0 | 28.3436 | 0 | 53.5747 | 1.4332 | 0 | 0.39314 | 0.33563
2018-04-30 09:00 | 4 | 8 | 2 | 0 | 0 | 0.52341 | 0.84377 | 1.6875 | 4.1873 | 16.5561 | 6.9461 | 17.0341 | 17.0341 | 27.9389 | 1.6875 | 2.4997 | 0 | 27.9389 | 17.3634 | 71.3266 | 2.4997 | 3.9419 | 0 | 0 | 0 | 0 | 27.9389 | 0 | 71.3266 | 2.4997 | 0 | 0.52341 | 0.44746
2018-04-30 10:00 | 4 | 9 | 2 | 0 | 0 | 0.61969 | 0.79221 | 1.5844 | 4.9576 | 16.5561 | 6.9461 | 17.0341 | 17.0341 | 26.2317 | 1.5844 | 3.3731 | 0 | 26.2317 | 23.4301 | 84.4477 | 3.3731 | 7.315 | 0 | 0 | 0 | 0 | 26.2317 | 0 | 84.4477 | 3.3731 | 0 | 0.61969 | 0.58409
2018-04-30 11:00 | 4 | 10 | 2 | 0 | 0 | 0.6809 | 0.84009 | 1.6802 | 5.4472 | 16.5561 | 6.9461 | 17.0341 | 17.0341 | 27.817 | 1.6802 | 3.767 | 0 | 27.817 | 26.1658 | 92.7877 | 3.767 | 11.082 | 0 | 0 | 0 | 0 | 27.817 | 0 | 92.7877 | 3.767 | 0 | 0.6809 | 0.45391
2018-04-30 12:00 | 4 | 11 | 2 | 0 | 1 | 0.7058 | 0.82006 | 1.6401 | 5.6464 | 25.1898 | 15.5798 | 17.0341 | 17.0341 | 41.3143 | 1.6401 | 4.0063 | 0 | 41.3143 | 62.4165 | 96.1812 | 1.418 | 12.5 | 0 | 0 | 2.5883 | 0 | 41.3143 | 40.3246 | 96.1812 | 4.0063 | 5.1765 | 0.7058 | 0.32877
2018-04-30 13:00 | 4 | 12 | 2 | 0 | 1 | 0.68908 | 0.87246 | 1.7449 | 5.5126 | 25.1898 | 15.5798 | 17.0341 | 17.0341 | 43.9542 | 1.7449 | 3.7677 | 0 | 43.9542 | 58.6998 | 93.9027 | 0 | 12.5 | 0 | 0 | 3.7677 | 0 | 43.9542 | 58.6998 | 93.9027 | 3.7677 | 7.5354 | 0.68908 | 0.23272
2018-04-30 14:00 | 4 | 13 | 2 | 0 | 1 | 0.62547 | 0.91147 | 1.8229 | 5.0038 | 25.1898 | 15.5798 | 17.0341 | 17.0341 | 45.9196 | 1.8229 | 3.1808 | 0 | 45.9196 | 49.5568 | 85.2352 | 0 | 12.5 | 0 | 0 | 3.1808 | 0 | 45.9196 | 49.5568 | 85.2352 | 3.1808 | 6.3617 | 0.62547 | 0.14134
2018-04-30 15:00 | 4 | 14 | 2 | 0 | 1 | 0.52604 | 1.0341 | 2.0682 | 4.2083 | 25.1898 | 15.5798 | 17.0341 | 17.0341 | 52.0974 | 2.0682 | 2.1401 | 0 | 52.0974 | 33.3429 | 71.6854 | 0 | 12.5 | 0 | 0 | 2.1401 | 0 | 52.0974 | 33.3429 | 71.6854 | 2.1401 | 4.2803 | 0.52604 | 0.11501
2018-04-30 16:00 | 4 | 15 | 2 | 0 | 1 | 0.39019 | 1.168 | 2.3361 | 3.1215 | 25.1898 | 15.5798 | 17.0341 | 17.0341 | 58.8445 | 2.3361 | 0.78544 | 0 | 58.8445 | 12.2369 | 53.1719 | 0 | 12.5 | 0 | 0 | 0.78544 | 0 | 58.8445 | 12.2369 | 53.1719 | 0.78544 | 1.5709 | 0.39019 | 0.059807
2018-04-30 17:00 | 4 | 16 | 2 | 0 | 1 | 0.21283 | 1.2522 | 2.5044 | 1.7026 | 25.1898 | 15.5798 | 17.0341 | 17.0341 | 63.086 | 1.7026 | 0 | 20.1972 | 42.8889 | 0 | 29.0029 | 0 | 12.5 | 0.8018 | 0.8018 | 0 | 0 | 63.086 | 0 | 29.0029 | 0 | 0 | 0.21283 | 0.02122
2018-04-30 18:00 | 4 | 17 | 2 | 0 | 1 | 0.051393 | 1.2734 | 2.5467 | 0.41114 | 25.1898 | 15.5798 | 17.0341 | 17.0341 | 64.1515 | 0.41114 | 0 | 53.7949 | 10.3566 | 0 | 7.0035 | 0 | 11.6285 | 2.1356 | 2.1356 | 0 | 0 | 64.1515 | 0 | 7.0035 | 0 | 0 | 0.051393 | 0.005314
2018-04-30 19:00 | 4 | 18 | 2 | 0 | 1 | 0 | 1.1734 | 2.3468 | 0 | 25.1898 | 15.5798 | 17.0341 | 17.0341 | 59.1165 | 0 | 0 | 59.1165 | 0 | 0 | 0 | 0 | 9.3072 | 2.3468 | 2.3468 | 0 | 0 | 59.1165 | 0 | 0 | 0 | 0 | 0 | 0
2018-04-30 20:00 | 4 | 19 | 2 | 0 | 0 | 0 | 1.0708 | 2.1415 | 0 | 16.5561 | 6.9461 | 17.0341 | 17.0341 | 35.4552 | 0 | 0 | 35.4552 | 0 | 0 | 0 | 0 | 6.7563 | 2.1415 | 2.1415 | 0 | 0 | 35.4552 | 0 | 0 | 0 | 0 | 0 | 0
2018-04-30 21:00 | 4 | 20 | 2 | 0 | 0 | 0 | 0.82448 | 1.649 | 0 | 16.5561 | 6.9461 | 17.0341 | 17.0341 | 27.3004 | 0 | 0 | 27.3004 | 0 | 0 | 0 | 0 | 4.4285 | 1.649 | 1.649 | 0 | 0 | 27.3004 | 0 | 0 | 0 | 0 | 0 | 0
2018-04-30 22:00 | 4 | 21 | 2 | 0 | 0 | 0 | 0.60025 | 1.2005 | 0 | 16.5561 | 6.9461 | 17.0341 | 17.0341 | 19.8755 | 0 | 0 | 19.8755 | 0 | 0 | 0 | 0 | 2.6362 | 1.2005 | 1.2005 | 0 | 0 | 19.8755 | 0 | 0 | 0 | 0 | 0 | 0
2018-04-30 23:00 | 4 | 22 | 2 | 0 | 0 | 0 | 0.52366 | 1.0473 | 0 | 16.5561 | 6.9461 | 17.0341 | 17.0341 | 17.3394 | 0 | 0 | 17.3394 | 0 | 0 | 0 | 0 | 1.3313 | 1.0473 | 1.0473 | 0 | 0 | 17.3394 | 0 | 0 | 0 | 0 | 0 | 0
2018-05-01 | 4 | 23 | 2 | 0 | 0 | 0 | 0.48163 | 0.96326 | 0 | 16.5561 | 6.9461 | 17.0341 | 17.0341 | 15.9478 | 0 | 0 | 15.9478 | 0 | 0 | 0 | 0 | 0.19289 | 0.96326 | 0.17746 | 0 | 13.0098 | 2.9381 | 0 | 0 | 0 | 0 | 0 | 0
2018-05-01 01:00 | 5 | 0 | 3 | 0 | 0 | 0 | 0.50013 | 1.0003 | 0 | 16.5561 | 6.9461 | 17.0341 | 17.0341 | 16.5603 | 0 | 0 | 16.5603 | 0 | 0 | 0 | 0 | 0 | 1.0003 | 0 | 0 | 16.5603 | 0 | 0 | 0 | 0 | 0 | 0 | 0
2018-05-01 02:00 | 5 | 1 | 3 | 0 | 0 | 0 | 0.54918 | 1.0984 | 0 | 16.5561 | 6.9461 | 17.0341 | 17.0341 | 18.1844 | 0 | 0 | 18.1844 | 0 | 0 | 0 | 0 | 0 | 1.0984 | 0 | 0 | 18.1844 | 0 | 0 | 0 | 0 | 0 | 0 | 0
2018-05-01 03:00 | 5 | 2 | 3 | 0 | 0 | 0 | 0.59579 | 1.1916 | 0 | 16.5561 | 6.9461 | 17.0341 | 17.0341 | 19.728 | 0 | 0 | 19.728 | 0 | 0 | 0 | 0 | 0 | 1.1916 | 0 | 0 | 19.728 | 0 | 0 | 0 | 0 | 0 | 0 | 0
2018-05-01 04:00 | 5 | 3 | 3 | 0 | 0 | 0 | 0.67609 | 1.3522 | 0 | 16.5561 | 6.9461 | 17.0341 | 17.0341 | 22.3866 | 0 | 0 | 22.3866 | 0 | 0 | 0 | 0 | 0 | 1.3522 | 0 | 0 | 22.3866 | 0 | 0 | 0 | 0 | 0 | 0 | 0
2018-05-01 05:00 | 5 | 4 | 3 | 0 | 0 | 0 | 0.80118 | 1.6024 | 0 | 16.5561 | 6.9461 | 17.0341 | 17.0341 | 26.5288 | 0 | 0 | 26.5288 | 0 | 0 | 0 | 0 | 0 | 1.6024 | 0 | 0 | 26.5288 | 0 | 0 | 0 | 0 | 0 | 0 | 0
2018-05-01 06:00 | 5 | 5 | 3 | 0 | 0 | 0.010521 | 0.9249 | 1.8498 | 0.084165 | 16.5561 | 6.9461 | 17.0341 | 17.0341 | 30.6253 | 0.084165 | 0 | 29.2318 | 1.3934 | 0 | 1.4337 | 0 | 0 | 1.7656 | 0 | 0 | 29.2318 | 1.3934 | 0 | 1.4337 | 0 | 0 | 0.010521 | 0.025019
2018-05-01 07:00 | 5 | 6 | 3 | 0 | 0 | 0.054809 | 0.88842 | 1.7768 | 0.43847 | 16.5561 | 6.9461 | 17.0341 | 17.0341 | 29.4174 | 0.43847 | 0 | 22.1581 | 7.2594 | 0 | 7.469 | 0 | 0 | 1.3384 | 0 | 0 | 22.1581 | 7.2594 | 0 | 7.469 | 0 | 0 | 0.054809 | 0.1181
2018-05-01 08:00 | 5 | 7 | 3 | 0 | 0 | 0.13573 | 0.85678 | 1.7136 | 1.0858 | 16.5561 | 6.9461 | 17.0341 | 17.0341 | 28.3699 | 1.0858 | 0 | 10.3932 | 17.9767 | 0 | 18.4958 | 0 | 0 | 0.62776 | 0 | 0 | 10.3932 | 17.9767 | 0 | 18.4958 | 0 | 0 | 0.13573 | 0.15815
2018-05-01 09:00 | 5 | 8 | 3 | 0 | 0 | 0.41105 | 0.86126 | 1.7225 | 3.2884 | 16.5561 | 6.9461 | 17.0341 | 17.0341 | 28.5181 | 1.7225 | 1.5659 | 0 | 28.5181 | 10.8768 | 56.0152 | 1.5659 | 1.5659 | 0 | 0 | 0 | 0 | 28.5181 | 0 | 56.0152 | 1.5659 | 0 | 0.41105 | 0.47481
2018-05-01 10:00 | 5 | 9 | 3 | 0 | 0 | 0.51344 | 0.84972 | 1.6994 | 4.1075 | 16.5561 | 6.9461 | 17.0341 | 17.0341 | 28.1362 | 1.6994 | 2.4081 | 0 | 28.1362 | 16.7266 | 69.968 | 2.4081 | 3.974 | 0 | 0 | 0 | 0 | 28.1362 | 0 | 69.968 | 2.4081 | 0 | 0.51344 | 0.45367
2018-05-01 11:00 | 5 | 10 | 3 | 0 | 0 | 0.54447 | 0.76951 | 1.539 | 4.3557 | 16.5561 | 6.9461 | 17.0341 | 17.0341 | 25.4801 | 1.539 | 2.8167 | 0 | 25.4801 | 19.5651 | 74.1962 | 2.8167 | 6.7907 | 0 | 0 | 0 | 0 | 25.4801 | 0 | 74.1962 | 2.8167 | 0 | 0.54447 | 0.53471
2018-05-01 12:00 | 5 | 11 | 3 | 0 | 1 | 0.27035 | 0.71212 | 1.4242 | 2.1628 | 25.1898 | 15.5798 | 17.0341 | 17.0341 | 35.8762 | 1.4242 | 0.73852 | 0 | 35.8762 | 11.506 | 36.8408 | 0.73852 | 7.5292 | 0 | 0 | 0 | 0 | 35.8762 | 0 | 36.8408 | 0.73852 | 0 | 0.27035 | 0.47886
2018-05-01 13:00 | 5 | 12 | 3 | 0 | 1 | 0.40443 | 0.70912 | 1.4182 | 3.2355 | 25.1898 | 15.5798 | 17.0341 | 17.0341 | 35.725 | 1.4182 | 1.8172 | 0 | 35.725 | 28.3121 | 55.1135 | 1.8172 | 9.3464 | 0 | 0 | 0 | 0 | 35.725 | 0 | 55.1135 | 1.8172 | 0 | 0.40443 | 0.35937
2018-05-01 14:00 | 5 | 13 | 3 | 0 | 1 | 0.45072 | 0.69184 | 1.3837 | 3.6057 | 25.1898 | 15.5798 | 17.0341 | 17.0341 | 34.8546 | 1.3837 | 2.2221 | 0 | 34.8546 | 34.6191 | 61.4206 | 2.2221 | 11.5685 | 0 | 0 | 0 | 0 | 34.8546 | 0 | 61.4206 | 2.2221 | 0 | 0.45072 | 0.43308
2018-05-01 15:00 | 5 | 14 | 3 | 0 | 1 | 0.20201 | 0.78913 | 1.5783 | 1.6161 | 25.1898 | 15.5798 | 17.0341 | 17.0341 | 39.7561 | 1.5783 | 0.037815 | 0 | 39.7561 | 0.58915 | 27.5285 | 0.037815 | 11.6063 | 0 | 0 | 0 | 0 | 39.7561 | 0 | 27.5285 | 0.037815 | 0 | 0.20201 | 0.39339
2018-05-01 16:00 | 5 | 15 | 3 | 0 | 1 | 0.22535 | 0.9046 | 1.8092 | 1.8028 | 25.1898 | 15.5798 | 17.0341 | 17.0341 | 45.5734 | 1.8028 | 0 | 0.16027 | 45.4131 | 0 | 30.7098 | 0 | 11.6063 | 0.0063626 | 0.0063626 | 0 | 0 | 45.5734 | 0 | 30.7098 | 0 | 0 | 0.22535 | 0.37252
2018-05-01 17:00 | 5 | 16 | 3 | 0 | 1 | 0.15299 | 0.96948 | 1.939 | 1.2239 | 25.1898 | 15.5798 | 17.0341 | 17.0341 | 48.8419 | 1.2239 | 0 | 18.0125 | 30.8294 | 0 | 20.8479 | 0 | 11.5994 | 0.71507 | 0.71507 | 0 | 0 | 48.8419 | 0 | 20.8479 | 0 | 0 | 0.15299 | 0.11309
2018-05-01 18:00 | 5 | 17 | 3 | 0 | 1 | 0.0029426 | 0.97865 | 1.9573 | 0.023541 | 25.1898 | 15.5798 | 17.0341 | 17.0341 | 49.3041 | 0.023541 | 0 | 48.7111 | 0.59299 | 0 | 0.401 | 0 | 10.8221 | 1.9338 | 1.9338 | 0 | 0 | 49.3041 | 0 | 0.401 | 0 | 0 | 0.0029426 | 0.00911
2018-05-01 19:00 | 5 | 18 | 3 | 0 | 1 | 0 | 0.99749 | 1.995 | 0 | 25.1898 | 15.5798 | 17.0341 | 17.0341 | 50.2529 | 0 | 0 | 50.2529 | 0 | 0 | 0 | 0 | 8.7202 | 1.995 | 1.995 | 0 | 0 | 50.2529 | 0 | 0 | 0 | 0 | 0 | 0
2018-05-01 20:00 | 5 | 19 | 3 | 0 | 0 | 0 | 1.0133 | 2.0267 | 0 | 16.5561 | 6.9461 | 17.0341 | 17.0341 | 33.5537 | 0 | 0 | 33.5537 | 0 | 0 | 0 | 0 | 6.5518 | 2.0267 | 2.0267 | 0 | 0 | 33.5537 | 0 | 0 | 0 | 0 | 0 | 0
2018-05-01 21:00 | 5 | 20 | 3 | 0 | 0 | 0 | 0.85908 | 1.7182 | 0 | 16.5561 | 6.9461 | 17.0341 | 17.0341 | 28.446 | 0 | 0 | 28.446 | 0 | 0 | 0 | 0 | 4.3488 | 1.7182 | 1.7182 | 0 | 0 | 28.446 | 0 | 0 | 0 | 0 | 0 | 0
2018-05-01 22:00 | 5 | 21 | 3 | 0 | 0 | 0 | 0.66816 | 1.3363 | 0 | 16.5561 | 6.9461 | 17.0341 | 17.0341 | 22.1242 | 0 | 0 | 22.1242 | 0 | 0 | 0 | 0 | 2.4813 | 1.3363 | 1.3363 | 0 | 0 | 22.1242 | 0 | 0 | 0 | 0 | 0 | 0
2018-05-01 23:00 | 5 | 22 | 3 | 0 | 0 | 0 | 0.60662 | 1.2132 | 0 | 16.5561 | 6.9461 | 17.0341 | 17.0341 | 20.0866 | 0 | 0 | 20.0866 | 0 | 0 | 0 | 0 | 1.0288 | 1.2132 | 0.94645 | 0 | 4.4171 | 15.6695 | 0 | 0 | 0 | 0 | 0 | 0
2018-05-02 | 5 | 23 | 3 | 0 | 0 | 0 | 0.53628 | 1.0726 | 0 | 16.5561 | 6.9461 | 17.0341 | 17.0341 | 17.7575 | 0 | 0 | 17.7575 | 0 | 0 | 0 | 0 | 0 | 1.0726 | 0 | 0 | 17.7575 | 0 | 0 | 0 | 0 | 0 | 0 | 0
2018-05-02 01:00 | 5 | 0 | 4 | 0 | 0 | 0 | 0.54187 | 1.0837 | 0 | 16.5561 | 6.9461 | 17.0341 | 17.0341 | 17.9423 | 0 | 0 | 17.9423 | 0 | 0 | 0 | 0 | 0 | 1.0837 | 0 | 0 | 17.9423 | 0 | 0 | 0 | 0 | 0 | 0 | 0
2018-05-02 02:00 | 5 | 1 | 4 | 0 | 0 | 0 | 0.5674 | 1.1348 | 0 | 16.5561 | 6.9461 | 17.0341 | 17.0341 | 18.7877 | 0 | 0 | 18.7877 | 0 | 0 | 0 | 0 | 0 | 1.1348 | 0 | 0 | 18.7877 | 0 | 0 | 0 | 0 | 0 | 0 | 0
2018-05-02 03:00 | 5 | 2 | 4 | 0 | 0 | 0 | 0.57371 | 1.1474 | 0 | 16.5561 | 6.9461 | 17.0341 | 17.0341 | 18.9967 | 0 | 0 | 18.9967 | 0 | 0 | 0 | 0 | 0 | 1.1474 | 0 | 0 | 18.9967 | 0 | 0 | 0 | 0 | 0 | 0 | 0
2018-05-02 04:00 | 5 | 3 | 4 | 0 | 0 | 0 | 0.62578 | 1.2516 | 0 | 16.5561 | 6.9461 | 17.0341 | 17.0341 | 20.7209 | 0 | 0 | 20.7209 | 0 | 0 | 0 | 0 | 0 | 1.2516 | 0 | 0 | 20.7209 | 0 | 0 | 0 | 0 | 0 | 0 | 0
2018-05-02 05:00 | 5 | 4 | 4 | 0 | 0 | 0 | 0.75869 | 1.5174 | 0 | 16.5561 | 6.9461 | 17.0341 | 17.0341 | 25.1218 | 0 | 0 | 25.1218 | 0 | 0 | 0 | 0 | 0 | 1.5174 | 0 | 0 | 25.1218 | 0 | 0 | 0 | 0 | 0 | 0 | 0
2018-05-02 06:00 | 5 | 5 | 4 | 0 | 0 | 0.022259 | 0.89199 | 1.784 | 0.17807 | 16.5561 | 6.9461 | 17.0341 | 17.0341 | 29.5357 | 0.17807 | 0 | 26.5875 | 2.9482 | 0 | 3.0333 | 0 | 0 | 1.6059 | 0 | 0 | 26.5875 | 2.9482 | 0 | 3.0333 | 0 | 0 | 0.022259 | 0.036092
2018-05-02 07:00 | 5 | 6 | 4 | 0 | 0 | 0.14303 | 0.91758 | 1.8352 | 1.1442 | 16.5561 | 6.9461 | 17.0341 | 17.0341 | 30.3829 | 1.1442 | 0 | 11.4392 | 18.9437 | 0 | 19.4907 | 0 | 0 | 0.69094 | 0 | 0 | 11.4392 | 18.9437 | 0 | 19.4907 | 0 | 0 | 0.14303 | 0.16716
2018-05-02 08:00 | 5 | 7 | 4 | 0 | 0 | 0.1569 | 0.94457 | 1.8891 | 1.2552 | 16.5561 | 6.9461 | 17.0341 | 17.0341 | 31.2768 | 1.2552 | 0 | 10.4955 | 20.7813 | 0 | 21.3814 | 0 | 0 | 0.63394 | 0 | 0 | 10.4955 | 20.7813 | 0 | 21.3814 | 0 | 0 | 0.1569 | 0.10285
2018-05-02 09:00 | 5 | 8 | 4 | 0 | 0 | 0.084081 | 0.96958 | 1.9392 | 0.67265 | 16.5561 | 6.9461 | 17.0341 | 17.0341 | 32.1048 | 0.67265 | 0 | 20.9684 | 11.1364 | 0 | 11.458 | 0 | 0 | 1.2665 | 0 | 0 | 20.9684 | 11.1364 | 0 | 11.458 | 0 | 0 | 0.084081 | 0.076916
2018-05-02 10:00 | 5 | 9 | 4 | 0 | 0 | 0.13005 | 0.87273 | 1.7455 | 1.0404 | 16.5561 | 6.9461 | 17.0341 | 17.0341 | 28.898 | 1.0404 | 0 | 11.6725 | 17.2254 | 0 | 17.7229 | 0 | 0 | 0.70503 | 0 | 0 | 11.6725 | 17.2254 | 0 | 17.7229 | 0 | 0 | 0.13005 | 0.13778
2018-05-02 11:00 | 5 | 10 | 4 | 0 | 0 | 0.13419 | 0.90649 | 1.813 | 1.0735 | 16.5561 | 6.9461 | 17.0341 | 17.0341 | 30.0158 | 1.0735 | 0 | 12.2425 | 17.7733 | 0 | 18.2865 | 0 | 0 | 0.73946 | 0 | 0 | 12.2425 | 17.7733 | 0 | 18.2865 | 0 | 0 | 0.13419 | 0.14198
2018-05-02 12:00 | 5 | 11 | 4 | 0 | 1 | 0.12256 | 0.84466 | 1.6893 | 0.98046 | 25.1898 | 15.5798 | 17.0341 | 17.0341 | 42.5537 | 0.98046 | 0 | 17.856 | 24.6976 | 0 | 16.7014 | 0 | 0 | 0.70886 | 0 | 0 | 17.856 | 24.6976 | 0 | 16.7014 | 0 | 0 | 0.12256 | 0.16801
2018-05-02 13:00 | 5 | 12 | 4 | 0 | 1 | 0.17567 | 0.78415 | 1.5683 | 1.4054 | 25.1898 | 15.5798 | 17.0341 | 17.0341 | 39.5053 | 1.4054 | 0 | 4.1036 | 35.4017 | 0 | 23.9398 | 0 | 0 | 0.16291 | 0 | 0 | 4.1036 | 35.4017 | 0 | 23.9398 | 0 | 0 | 0.17567 | 0.21712
2018-05-02 14:00 | 5 | 13 | 4 | 0 | 1 | 0.17264 | 0.78483 | 1.5697 | 1.3811 | 25.1898 | 15.5798 | 17.0341 | 17.0341 | 39.5392 | 1.3811 | 0 | 4.7489 | 34.7903 | 0 | 23.5263 | 0 | 0 | 0.18853 | 0 | 0 | 4.7489 | 34.7903 | 0 | 23.5263 | 0 | 0 | 0.17264 | 0.22387
2018-05-02 15:00 | 5 | 14 | 4 | 0 | 1 | 0.14841 | 0.91968 | 1.8394 | 1.1873 | 25.1898 | 15.5798 | 17.0341 | 17.0341 | 46.3332 | 1.1873 | 0 | 16.4255 | 29.9077 | 0 | 20.2246 | 0 | 0 | 0.65207 | 0 | 0 | 16.4255 | 29.9077 | 0 | 20.2246 | 0 | 0 | 0.14841 | 0.21128
2018-05-02 16:00 | 5 | 15 | 4 | 0 | 1 | 0.13613 | 0.97775 | 1.9555 | 1.089 | 25.1898 | 15.5798 | 17.0341 | 17.0341 | 49.2585 | 1.089 | 0 | 21.8257 | 27.4328 | 0 | 18.551 | 0 | 0 | 0.86645 | 0 | 0 | 21.8257 | 27.4328 | 0 | 18.551 | 0 | 0 | 0.13613 | 0.16552
2018-05-02 17:00 | 5 | 16 | 4 | 0 | 1 | 0.0098037 | 1.0298 | 2.0596 | 0.07843 | 25.1898 | 15.5798 | 17.0341 | 17.0341 | 51.8806 | 0.07843 | 0 | 49.905 | 1.9756 | 0 | 1.336 | 0 | 0 | 1.9812 | 0 | 0 | 49.905 | 1.9756 | 0 | 1.336 | 0 | 0 | 0.0098037 | 0.028579
2018-05-02 18:00 | 5 | 17 | 4 | 0 | 1 | 0.024714 | 1.0289 | 2.0578 | 0.19771 | 25.1898 | 15.5798 | 17.0341 | 17.0341 | 51.8367 | 0.19771 | 0 | 46.8563 | 4.9804 | 0 | 3.3679 | 0 | 0 | 1.8601 | 0 | 0 | 46.8563 | 4.9804 | 0 | 3.3679 | 0 | 0 | 0.024714 | 0.014584
2018-05-02 19:00 | 5 | 18 | 4 | 0 | 1 | 0 | 1.106 | 2.2119 | 0 | 25.1898 | 15.5798 | 17.0341 | 17.0341 | 55.7178 | 0 | 0 | 55.7178 | 0 | 0 | 0 | 0 | 0 | 2.2119 | 0 | 0 | 55.7178 | 0 | 0 | 0 | 0 | 0 | 0 | 0
2018-05-02 20:00 | 5 | 19 | 4 | 0 | 0 | 0 | 1.1564 | 2.3127 | 0 | 16.5561 | 6.9461 | 17.0341 | 17.0341 | 38.2899 | 0 | 0 | 38.2899 | 0 | 0 | 0 | 0 | 0 | 2.3127 | 0 | 0 | 38.2899 | 0 | 0 | 0 | 0 | 0 | 0 | 0
2018-05-02 21:00 | 5 | 20 | 4 | 0 | 0 | 0 | 0.9453 | 1.8906 | 0 | 16.5561 | 6.9461 | 17.0341 | 17.0341 | 31.301 | 0 | 0 | 31.301 | 0 | 0 | 0 | 0 | 0 | 1.8906 | 0 | 0 | 31.301 | 0 | 0 | 0 | 0 | 0 | 0 | 0
2018-05-02 22:00 | 5 | 21 | 4 | 0 | 0 | 0 | 0.79234 | 1.5847 | 0 | 16.5561 | 6.9461 | 17.0341 | 17.0341 | 26.2362 | 0 | 0 | 26.2362 | 0 | 0 | 0 | 0 | 0 | 1.5847 | 0 | 0 | 26.2362 | 0 | 0 | 0 | 0 | 0 | 0 | 0
2018-05-02 23:00 | 5 | 22 | 4 | 0 | 0 | 0 | 0.75685 | 1.5137 | 0 | 16.5561 | 6.9461 | 17.0341 | 17.0341 | 25.0608 | 0 | 0 | 25.0608 | 0 | 0 | 0 | 0 | 0 | 1.5137 | 0 | 0 | 25.0608 | 0 | 0 | 0 | 0 | 0 | 0 | 0
2018-05-03 | 5 | 23 | 4 | 0 | 0 | 0 | 0.70561 | 1.4112 | 0 | 16.5561 | 6.9461 | 17.0341 | 17.0341 | 23.3642 | 0 | 0 | 23.3642 | 0 | 0 | 0 | 0 | 0 | 1.4112 | 0 | 0 | 23.3642 | 0 | 0 | 0 | 0 | 0 | 0 | 0
2018-05-03 01:00 | 5 | 0 | 5 | 0 | 0 | 0 | 0.69404 | 1.3881 | 0 | 16.5561 | 6.9461 | 17.0341 | 17.0341 | 22.981 | 0 | 0 | 22.981 | 0 | 0 | 0 | 0 | 0 | 1.3881 | 0 | 0 | 22.981 | 0 | 0 | 0 | 0 | 0 | 0 | 0
2018-05-03 02:00 | 5 | 1 | 5 | 0 | 0 | 0 | 0.71981 | 1.4396 | 0 | 16.5561 | 6.9461 | 17.0341 | 17.0341 | 23.8345 | 0 | 0 | 23.8345 | 0 | 0 | 0 | 0 | 0 | 1.4396 | 0 | 0 | 23.8345 | 0 | 0 | 0 | 0 | 0 | 0 | 0
2018-05-03 03:00 | 5 | 2 | 5 | 0 | 0 | 0 | 0.76391 | 1.5278 | 0 | 16.5561 | 6.9461 | 17.0341 | 17.0341 | 25.2947 | 0 | 0 | 25.2947 | 0 | 0 | 0 | 0 | 0 | 1.5278 | 0 | 0 | 25.2947 | 0 | 0 | 0 | 0 | 0 | 0 | 0
2018-05-03 04:00 | 5 | 3 | 5 | 0 | 0 | 0 | 0.82855 | 1.6571 | 0 | 16.5561 | 6.9461 | 17.0341 | 17.0341 | 27.435 | 0 | 0 | 27.435 | 0 | 0 | 0 | 0 | 0 | 1.6571 | 0 | 0 | 27.435 | 0 | 0 | 0 | 0 | 0 | 0 | 0
2018-05-03 05:00 | 5 | 4 | 5 | 0 | 0 | 0 | 0.95892 | 1.9178 | 0 | 16.5561 | 6.9461 | 17.0341 | 17.0341 | 31.7519 | 0 | 0 | 31.7519 | 0 | 0 | 0 | 0 | 0 | 1.9178 | 0 | 0 | 31.7519 | 0 | 0 | 0 | 0 | 0 | 0 | 0
2018-05-03 06:00 | 5 | 5 | 5 | 0 | 0 | 0.046742 | 1.0447 | 2.0894 | 0.37394 | 16.5561 | 6.9461 | 17.0341 | 17.0341 | 34.5928 | 0.37394 | 0 | 28.4019 | 6.1909 | 0 | 6.3697 | 0 | 0 | 1.7155 | 0 | 0 | 28.4019 | 6.1909 | 0 | 6.3697 | 0 | 0 | 0.046742 | 0.051547
2018-05-03 07:00 | 5 | 6 | 5 | 0 | 0 | 0.11205 | 1.0027 | 2.0054 | 0.89636 | 16.5561 | 6.9461 | 17.0341 | 17.0341 | 33.2019 | 0.89636 | 0 | 18.3617 | 14.8402 | 0 | 15.2687 | 0 | 0 | 1.1091 | 0 | 0 | 18.3617 | 14.8402 | 0 | 15.2687 | 0 | 0 | 0.11205 | 0.17012
2018-05-03 08:00 | 5 | 7 | 5 | 0 | 0 | 0.38159 | 1.0075 | 2.015 | 3.0527 | 16.5561 | 6.9461 | 17.0341 | 17.0341 | 33.3603 | 2.015 | 1.0377 | 0 | 33.3603 | 7.2083 | 52.0007 | 1.0377 | 1.0377 | 0 | 0 | 0 | 0 | 33.3603 | 0 | 52.0007 | 1.0377 | 0 | 0.38159 | 0.41795
2018-05-03 09:00 | 5 | 8 | 5 | 0 | 0 | 0.51311 | 0.98811 | 1.9762 | 4.1049 | 16.5561 | 6.9461 | 17.0341 | 17.0341 | 32.7183 | 1.9762 | 2.1287 | 0 | 32.7183 | 14.7859 | 69.9231 | 2.1287 | 3.1664 | 0 | 0 | 0 | 0 | 32.7183 | 0 | 69.9231 | 2.1287 | 0 | 0.51311 | 0.56364
2018-05-03 10:00 | 5 | 9 | 5 | 0 | 0 | 0.60222 | 0.94934 | 1.8987 | 4.8177 | 16.5561 | 6.9461 | 17.0341 | 17.0341 | 31.4345 | 1.8987 | 2.9191 | 0 | 31.4345 | 20.276 | 82.0659 | 2.9191 | 6.0855 | 0 | 0 | 0 | 0 | 31.4345 | 0 | 82.0659 | 2.9191 | 0 | 0.60222 | 0.66327
2018-05-03 11:00 | 5 | 10 | 5 | 0 | 0 | 0.64867 | 0.83824 | 1.6765 | 5.1893 | 16.5561 | 6.9461 | 17.0341 | 17.0341 | 27.756 | 1.6765 | 3.5129 | 0 | 27.756 | 24.4006 | 88.396 | 3.5129 | 9.5983 | 0 | 0 | 0 | 0 | 27.756 | 0 | 88.396 | 3.5129 | 0 | 0.64867 | 0.72257
2018-05-03 12:00 | 5 | 11 | 5 | 0 | 1 | 0.67784 | 0.75635 | 1.5127 | 5.4227 | 25.1898 | 15.5798 | 17.0341 | 17.0341 | 38.1045 | 1.5127 | 3.91 | 0 | 38.1045 | 60.9176 | 92.3718 | 2.9017 | 12.5 | 0 | 0 | 1.0084 | 0 | 38.1045 | 15.7102 | 92.3718 | 3.91 | 2.0167 | 0.67784 | 0.75326
2018-05-03 13:00 | 5 | 12 | 5 | 0 | 1 | 0.46942 | 0.73818 | 1.4764 | 3.7554 | 25.1898 | 15.5798 | 17.0341 | 17.0341 | 37.1892 | 1.4764 | 2.279 | 0 | 37.1892 | 35.5069 | 63.97 | 0 | 12.5 | 0 | 0 | 2.279 | 0 | 37.1892 | 35.5069 | 63.97 | 2.279 | 4.5581 | 0.46942 | 0.6919
2018-05-03 14:00 | 5 | 13 | 5 | 0 | 1 | 0.52689 | 0.84906 | 1.6981 | 4.2151 | 25.1898 | 15.5798 | 17.0341 | 17.0341 | 42.7751 | 1.6981 | 2.517 | 0 | 42.7751 | 39.2142 | 71.8008 | 0 | 12.5 | 0 | 0 | 2.517 | 0 | 42.7751 | 39.2142 | 71.8008 | 2.517 | 5.034 | 0.52689 | 0.66484
2018-05-03 15:00 | 5 | 14 | 5 | 0 | 1 | 0.39688 | 0.85182 | 1.7036 | 3.1751 | 25.1898 | 15.5798 | 17.0341 | 17.0341 | 42.9142 | 1.7036 | 1.4714 | 0 | 42.9142 | 22.9246 | 54.0846 | 0 | 12.5 | 0 | 0 | 1.4714 | 0 | 42.9142 | 22.9246 | 54.0846 | 1.4714 | 2.9429 | 0.39688 | 0.53521
2018-05-03 16:00 | 5 | 15 | 5 | 0 | 1 | 0.31607 | 0.89989 | 1.7998 | 2.5285 | 25.1898 | 15.5798 | 17.0341 | 17.0341 | 45.3362 | 1.7998 | 0.72876 | 0 | 45.3362 | 11.3538 | 43.0716 | 0 | 12.5 | 0 | 0 | 0.72876 | 0 | 45.3362 | 11.3538 | 43.0716 | 0.72876 | 1.4575 | 0.31607 | 0.36097
2018-05-03 17:00 | 5 | 16 | 5 | 0 | 1 | 0.17168 | 0.99414 | 1.9883 | 1.3734 | 25.1898 | 15.5798 | 17.0341 | 17.0341 | 50.0845 | 1.3734 | 0 | 15.4877 | 34.5968 | 0 | 23.3955 | 0 | 12.5 | 0.61484 | 0.61484 | 0 | 0 | 50.0845 | 0 | 23.3955 | 0 | 0 | 0.17168 | 0.18934
2018-05-03 18:00 | 5 | 17 | 5 | 0 | 1 | 0.045738 | 0.95363 | 1.9073 | 0.3659 | 25.1898 | 15.5798 | 17.0341 | 17.0341 | 48.0434 | 0.3659 | 0 | 38.8264 | 9.217 | 0 | 6.2328 | 0 | 11.8317 | 1.5414 | 1.5414 | 0 | 0 | 48.0434 | 0 | 6.2328 | 0 | 0 | 0.045738 | 0.055637
2018-05-03 19:00 | 5 | 18 | 5 | 0 | 1 | 0 | 0.93363 | 1.8673 | 0 | 25.1898 | 15.5798 | 17.0341 | 17.0341 | 47.036 | 0 | 0 | 47.036 | 0 | 0 | 0 | 0 | 10.1563 | 1.8673 | 1.8673 | 0 | 0 | 47.036 | 0 | 0 | 0 | 0 | 0 | 0
2018-05-03 20:00 | 5 | 19 | 5 | 0 | 0 | 0 | 0.97271 | 1.9454 | 0 | 16.5561 | 6.9461 | 17.0341 | 17.0341 | 32.2085 | 0 | 0 | 32.2085 | 0 | 0 | 0 | 0 | 8.1267 | 1.9454 | 1.9454 | 0 | 0 | 32.2085 | 0 | 0 | 0 | 0 | 0 | 0
2018-05-03 21:00 | 5 | 20 | 5 | 0 | 0 | 0 | 0.83972 | 1.6794 | 0 | 16.5561 | 6.9461 | 17.0341 | 17.0341 | 27.805 | 0 | 0 | 27.805 | 0 | 0 | 0 | 0 | 6.0121 | 1.6794 | 1.6794 | 0 | 0 | 27.805 | 0 | 0 | 0 | 0 | 0 | 0
2018-05-03 22:00 | 5 | 21 | 5 | 0 | 0 | 0 | 0.69851 | 1.397 | 0 | 16.5561 | 6.9461 | 17.0341 | 17.0341 | 23.1291 | 0 | 0 | 23.1291 | 0 | 0 | 0 | 0 | 4.1866 | 1.397 | 1.397 | 0 | 0 | 23.1291 | 0 | 0 | 0 | 0 | 0 | 0
2018-05-03 23:00 | 5 | 22 | 5 | 0 | 0 | 0 | 0.66207 | 1.3241 | 0 | 16.5561 | 6.9461 | 17.0341 | 17.0341 | 21.9224 | 0 | 0 | 21.9224 | 0 | 0 | 0 | 0 | 2.6681 | 1.3241 | 1.3241 | 0 | 0 | 21.9224 | 0 | 0 | 0 | 0 | 0 | 0
2018-05-04 | 5 | 23 | 5 | 0 | 0 | 0 | 0.64405 | 1.2881 | 0 | 16.5561 | 6.9461 | 17.0341 | 17.0341 | 21.3258 | 0 | 0 | 21.3258 | 0 | 0 | 0 | 0 | 1.2288 | 1.2881 | 1.1305 | 0 | 2.609 | 18.7169 | 0 | 0 | 0 | 0 | 0 | 0
2018-05-04 01:00 | 5 | 0 | 6 | 0 | 0 | 0 | 0.64759 | 1.2952 | 0 | 16.5561 | 6.9461 | 17.0341 | 17.0341 | 21.4431 | 0 | 0 | 21.4431 | 0 | 0 | 0 | 0 | 0 | 1.2952 | 0 | 0 | 21.4431 | 0 | 0 | 0 | 0 | 0 | 0 | 0
2018-05-04 02:00 | 5 | 1 | 6 | 0 | 0 | 0 | 0.68302 | 1.366 | 0 | 16.5561 | 6.9461 | 17.0341 | 17.0341 | 22.6163 | 0 | 0 | 22.6163 | 0 | 0 | 0 | 0 | 0 | 1.366 | 0 | 0 | 22.6163 | 0 | 0 | 0 | 0 | 0 | 0 | 0
2018-05-04 03:00 | 5 | 2 | 6 | 0 | 0 | 0 | 0.71469 | 1.4294 | 0 | 16.5561 | 6.9461 | 17.0341 | 17.0341 | 23.665 | 0 | 0 | 23.665 | 0 | 0 | 0 | 0 | 0 | 1.4294 | 0 | 0 | 23.665 | 0 | 0 | 0 | 0 | 0 | 0 | 0
2018-05-04 04:00 | 5 | 3 | 6 | 0 | 0 | 0 | 0.78283 | 1.5657 | 0 | 16.5561 | 6.9461 | 17.0341 | 17.0341 | 25.9212 | 0 | 0 | 25.9212 | 0 | 0 | 0 | 0 | 0 | 1.5657 | 0 | 0 | 25.9212 | 0 | 0 | 0 | 0 | 0 | 0 | 0
2018-05-04 05:00 | 5 | 4 | 6 | 0 | 0 | 0 | 0.98052 | 1.961 | 0 | 16.5561 | 6.9461 | 17.0341 | 17.0341 | 32.4672 | 0 | 0 | 32.4672 | 0 | 0 | 0 | 0 | 0 | 1.961 | 0 | 0 | 32.4672 | 0 | 0 | 0 | 0 | 0 | 0 | 0
2018-05-04 06:00 | 5 | 5 | 6 | 0 | 0 | 0.028517 | 1.0198 | 2.0396 | 0.22813 | 16.5561 | 6.9461 | 17.0341 | 17.0341 | 33.7684 | 0.22813 | 0 | 29.9914 | 3.777 | 0 | 3.886 | 0 | 0 | 1.8115 | 0 | 0 | 29.9914 | 3.777 | 0 | 3.886 | 0 | 0 | 0.028517 | 0.00543
2018-05-04 07:00 | 5 | 6 | 6 | 0 | 0 | 0.053686 | 0.96502 | 1.93 | 0.42948 | 16.5561 | 6.9461 | 17.0341 | 17.0341 | 31.9539 | 0.42948 | 0 | 24.8434 | 7.1106 | 0 | 7.3159 | 0 | 0 | 1.5006 | 0 | 0 | 24.8434 | 7.1106 | 0 | 7.3159 | 0 | 0 | 0.053686 | 0.15726
2018-05-04 08:00 | 5 | 7 | 6 | 0 | 0 | 0.15538 | 0.9306 | 1.8612 | 1.243 | 16.5561 | 6.9461 | 17.0341 | 17.0341 | 30.8141 | 1.243 | 0 | 10.2343 | 20.5798 | 0 | 21.1741 | 0 | 0 | 0.61816 | 0 | 0 | 10.2343 | 20.5798 | 0 | 21.1741 | 0 | 0 | 0.15538 | 0.41458
2018-05-04 09:00 | 5 | 8 | 6 | 0 | 0 | 0.53029 | 0.96205 | 1.9241 | 4.2423 | 16.5561 | 6.9461 | 17.0341 | 17.0341 | 31.8556 | 1.9241 | 2.3182 | 0 | 31.8556 | 16.1023 | 72.2639 | 2.3182 | 2.3182 | 0 | 0 | 0 | 0 | 31.8556 | 0 | 72.2639 | 2.3182 | 0 | 0.53029 | 0.57855
2018-05-04 10:00 | 5 | 9 | 6 | 0 | 0 | 0.64034 | 0.87227 | 1.7445 | 5.1228 | 16.5561 | 6.9461 | 17.0341 | 17.0341 | 28.8827 | 1.7445 | 3.3782 | 0 | 28.8827 | 23.4653 | 87.2617 | 3.3782 | 5.6964 | 0 | 0 | 0 | 0 | 28.8827 | 0 | 87.2617 | 3.3782 | 0 | 0.64034 | 0.70614
2018-05-04 11:00 | 5 | 10 | 6 | 0 | 0 | 0.70818 | 0.82501 | 1.65 | 5.6654 | 16.5561 | 6.9461 | 17.0341 | 17.0341 | 27.3177 | 1.65 | 4.0154 | 0 | 27.3177 | 27.8912 | 96.5054 | 4.0154 | 9.7118 | 0 | 0 | 0 | 0 | 27.3177 | 0 | 96.5054 | 4.0154 | 0 | 0.70818 | 0.76923
2018-05-04 12:00 | 5 | 11 | 6 | 0 | 1 | 0.73325 | 0.79327 | 1.5865 | 5.866 | 25.1898 | 15.5798 | 17.0341 | 17.0341 | 39.9644 | 1.5865 | 4.2795 | 0 | 39.9644 | 66.6735 | 99.9227 | 2.7882 | 12.5 | 0 | 0 | 1.4913 | 0 | 39.9644 | 23.2338 | 99.9227 | 4.2795 | 2.9826 | 0.73325 | 0.76923
2018-05-04 13:00 | 5 | 12 | 6 | 0 | 1 | 0.70596 | 0.7551 | 1.5102 | 5.6477 | 25.1898 | 15.5798 | 17.0341 | 17.0341 | 38.0415 | 1.5102 | 4.1375 | 0 | 38.0415 | 64.4612 | 96.2035 | 0 | 12.5 | 0 | 0 | 4.1375 | 0 | 38.0415 | 64.4612 | 96.2035 | 4.1375 | 8.275 | 0.70596 | 0.76923
2018-05-04 14:00 | 5 | 13 | 6 | 0 | 1 | 0.64478 | 0.75127 | 1.5025 | 5.1582 | 25.1898 | 15.5798 | 17.0341 | 17.0341 | 37.8485 | 1.5025 | 3.6557 | 0 | 37.8485 | 56.9547 | 87.8658 | 0 | 12.5 | 0 | 0 | 3.6557 | 0 | 37.8485 | 56.9547 | 87.8658 | 3.6557 | 7.3114 | 0.64478 | 0.70951
2018-05-04 15:00 | 5 | 14 | 6 | 0 | 1 | 0.54415 | 0.8404 | 1.6808 | 4.3532 | 25.1898 | 15.5798 | 17.0341 | 17.0341 | 42.3387 | 1.6808 | 2.6724 | 0 | 42.3387 | 41.6357 | 74.1532 | 0 | 12.5 | 0 | 0 | 2.6724 | 0 | 42.3387 | 41.6357 | 74.1532 | 2.6724 | 5.3448 | 0.54415 | 0.59414
2018-05-04 16:00 | 5 | 15 | 6 | 0 | 1 | 0.4021 | 0.94511 | 1.8902 | 3.2168 | 25.1898 | 15.5798 | 17.0341 | 17.0341 | 47.6141 | 1.8902 | 1.3266 | 0 | 47.6141 | 20.6684 | 54.796 | 0 | 12.5 | 0 | 0 | 1.3266 | 0 | 47.6141 | 20.6684 | 54.796 | 1.3266 | 2.6532 | 0.4021 | 0.43785
2018-05-04 17:00 | 5 | 16 | 6 | 0 | 1 | 0.22187 | 0.99247 | 1.9849 | 1.775 | 25.1898 | 15.5798 | 17.0341 | 17.0341 | 50 | 1.775 | 0 | 5.2892 | 44.7108 | 0 | 30.2349 | 0 | 12.5 | 0.20997 | 0.20997 | 0 | 0 | 50 | 0 | 30.2349 | 0 | 0 | 0.22187 | 0.24199
2018-05-04 18:00 | 5 | 17 | 6 | 0 | 1 | 0.054393 | 0.98012 | 1.9602 | 0.43514 | 25.1898 | 15.5798 | 17.0341 | 17.0341 | 49.378 | 0.43514 | 0 | 38.4168 | 10.9612 | 0 | 7.4123 | 0 | 12.2718 | 1.5251 | 1.5251 | 0 | 0 | 49.378 | 0 | 7.4123 | 0 | 0 | 0.054393 | 0.062047
2018-05-04 19:00 | 5 | 18 | 6 | 0 | 1 | 0 | 0.95436 | 1.9087 | 0 | 25.1898 | 15.5798 | 17.0341 | 17.0341 | 48.0804 | 0 | 0 | 48.0804 | 0 | 0 | 0 | 0 | 10.6141 | 1.9087 | 1.9087 | 0 | 0 | 48.0804 | 0 | 0 | 0 | 0 | 0 | 0
2018-05-04 20:00 | 5 | 19 | 6 | 0 | 0 | 0 | 0.96453 | 1.9291 | 0 | 16.5561 | 6.9461 | 17.0341 | 17.0341 | 31.9378 | 0 | 0 | 31.9378 | 0 | 0 | 0 | 0 | 8.5394 | 1.9291 | 1.9291 | 0 | 0 | 31.9378 | 0 | 0 | 0 | 0 | 0 | 0
2018-05-04 21:00 | 5 | 20 | 6 | 0 | 0 | 0 | 0.776 | 1.552 | 0 | 16.5561 | 6.9461 | 17.0341 | 17.0341 | 25.695 | 0 | 0 | 25.695 | 0 | 0 | 0 | 0 | 6.4425 | 1.552 | 1.552 | 0 | 0 | 25.695 | 0 | 0 | 0 | 0 | 0 | 0
2018-05-04 22:00 | 5 | 21 | 6 | 0 | 0 | 0 | 0.62505 | 1.2501 | 0 | 16.5561 | 6.9461 | 17.0341 | 17.0341 | 20.6966 | 0 | 0 | 20.6966 | 0 | 0 | 0 | 0 | 4.7556 | 1.2501 | 1.2501 | 0 | 0 | 20.6966 | 0 | 0 | 0 | 0 | 0 | 0
2018-05-04 23:00 | 5 | 22 | 6 | 0 | 0 | 0 | 0.57649 | 1.153 | 0 | 16.5561 | 6.9461 | 17.0341 | 17.0341 | 19.0889 | 0 | 0 | 19.0889 | 0 | 0 | 0 | 0 | 3.3968 | 1.153 | 1.153 | 0 | 0 | 19.0889 | 0 | 0 | 0 | 0 | 0 | 0
2018-05-05 | 5 | 23 | 6 | 0 | 0 | 0 | 0.5543 | 1.1086 | 0 | 16.5561 | 6.9461 | 17.0341 | 17.0341 | 18.3539 | 0 | 0 | 18.3539 | 0 | 0 | 0 | 0 | 2.1435 | 1.1086 | 1.1086 | 0 | 0 | 18.3539 | 0 | 0 | 0 | 0 | 0 | 0
2018-05-05 01:00 | 5 | 0 | 7 | 0 | 0 | 0 | 0.55927 | 1.1185 | 0 | 16.5561 | 6.9461 | 17.0341 | 17.0341 | 18.5185 | 0 | 0 | 18.5185 | 0 | 0 | 0 | 0 | 0.93855 | 1.1185 | 0.86346 | 0 | 4.223 | 14.2955 | 0 | 0 | 0 | 0 | 0 | 0
2018-05-05 02:00 | 5 | 1 | 7 | 0 | 0 | 0 | 0.58219 | 1.1644 | 0 | 16.5561 | 6.9461 | 17.0341 | 17.0341 | 19.2776 | 0 | 0 | 19.2776 | 0 | 0 | 0 | 0 | 0 | 1.1644 | 0 | 0 | 19.2776 | 0 | 0 | 0 | 0 | 0 | 0 | 0
2018-05-05 03:00 | 5 | 2 | 7 | 0 | 0 | 0 | 0.58778 | 1.1756 | 0 | 16.5561 | 6.9461 | 17.0341 | 17.0341 | 19.4627 | 0 | 0 | 19.4627 | 0 | 0 | 0 | 0 | 0 | 1.1756 | 0 | 0 | 19.4627 | 0 | 0 | 0 | 0 | 0 | 0 | 0
2018-05-05 04:00 | 5 | 3 | 7 | 0 | 0 | 0 | 0.60573 | 1.2115 | 0 | 16.5561 | 6.9461 | 17.0341 | 17.0341 | 20.0569 | 0 | 0 | 20.0569 | 0 | 0 | 0 | 0 | 0 | 1.2115 | 0 | 0 | 20.0569 | 0 | 0 | 0 | 0 | 0 | 0 | 0
2018-05-05 05:00 | 5 | 4 | 7 | 0 | 0 | 0 | 0.67604 | 1.3521 | 0 | 16.5561 | 6.9461 | 17.0341 | 17.0341 | 22.385 | 0 | 0 | 22.385 | 0 | 0 | 0 | 0 | 0 | 1.3521 | 0 | 0 | 22.385 | 0 | 0 | 0 | 0 | 0 | 0 | 0
2018-05-05 06:00 | 5 | 5 | 7 | 0 | 0 | 0.048564 | 0.79203 | 1.5841 | 0.38851 | 16.5561 | 6.9461 | 17.0341 | 17.0341 | 26.2259 | 0.38851 | 0 | 19.7936 | 6.4322 | 0 | 6.618 | 0 | 0 | 1.1956 | 0 | 0 | 19.7936 | 6.4322 | 0 | 6.618 | 0 | 0 | 0.048564 | 0.056227
2018-05-05 07:00 | 5 | 6 | 7 | 0 | 0 | 0.21104 | 0.88683 | 1.7737 | 1.6883 | 16.5561 | 6.9461 | 17.0341 | 17.0341 | 29.3648 | 1.6883 | 0 | 1.4126 | 27.9522 | 0 | 28.7594 | 0 | 0 | 0.085324 | 0 | 0 | 1.4126 | 27.9522 | 0 | 28.7594 | 0 | 0 | 0.21104 | 0.21231
2018-05-05 08:00 | 5 | 7 | 7 | 0 | 0 | 0.2035 | 1.0202 | 2.0403 | 1.628 | 16.5561 | 6.9461 | 17.0341 | 17.0341 | 33.7797 | 1.628 | 0 | 6.8262 | 26.9535 | 0 | 27.7319 | 0 | 0 | 0.41231 | 0 | 0 | 6.8262 | 26.9535 | 0 | 27.7319 | 0 | 0 | 0.2035 | 0.22781
2018-05-05 09:00 | 5 | 8 | 7 | 0 | 0 | 0.37572 | 0.86991 | 1.7398 | 3.0058 | 16.5561 | 6.9461 | 17.0341 | 17.0341 | 28.8047 | 1.7398 | 1.266 | 0 | 28.8047 | 8.7935 | 51.2011 | 1.266 | 1.266 | 0 | 0 | 0 | 0 | 28.8047 | 0 | 51.2011 | 1.266 | 0 | 0.37572 | 0.30907
2018-05-05 10:00 | 5 | 9 | 7 | 0 | 0 | 0.36176 | 0.87288 | 1.7458 | 2.8941 | 16.5561 | 6.9461 | 17.0341 | 17.0341 | 28.903 | 1.7458 | 1.1483 | 0 | 28.903 | 7.9763 | 49.2982 | 1.1483 | 2.4143 | 0 | 0 | 0 | 0 | 28.903 | 0 | 49.2982 | 1.1483 | 0 | 0.36176 | 0.41857
2018-05-05 11:00 | 5 | 10 | 7 | 0 | 0 | 0.53111 | 0.91173 | 1.8235 | 4.2488 | 16.5561 | 6.9461 | 17.0341 | 17.0341 | 30.1893 | 1.8235 | 2.4254 | 0 | 30.1893 | 16.8469 | 72.3754 | 2.4254 | 4.8397 | 0 | 0 | 0 | 0 | 30.1893 | 0 | 72.3754 | 2.4254 | 0 | 0.53111 | 0.19662
2018-05-05 12:00 | 5 | 11 | 7 | 0 | 1 | 0.48546 | 0.96442 | 1.9288 | 3.8837 | 25.1898 | 15.5798 | 17.0341 | 17.0341 | 48.5871 | 1.9288 | 1.9549 | 0 | 48.5871 | 30.4564 | 66.1557 | 1.9549 | 6.7945 | 0 | 0 | 0 | 0 | 48.5871 | 0 | 66.1557 | 1.9549 | 0 | 0.48546 | 0.71354
2018-05-05 13:00 | 5 | 12 | 7 | 0 | 1 | 0.5317 | 0.92067 | 1.8413 | 4.2536 | 25.1898 | 15.5798 | 17.0341 | 17.0341 | 46.3831 | 1.8413 | 2.4123 | 0 | 46.3831 | 37.5826 | 72.4567 | 2.4123 | 9.2068 | 0 | 0 | 0 | 0 | 46.3831 | 0 | 72.4567 | 2.4123 | 0 | 0.5317 | 0.42575
2018-05-05 14:00 | 5 | 13 | 7 | 0 | 1 | 0.49101 | 1.0422 | 2.0845 | 3.9281 | 25.1898 | 15.5798 | 17.0341 | 17.0341 | 52.5075 | 2.0845 | 1.8436 | 0 | 52.5075 | 28.7228 | 66.9113 | 1.8436 | 11.0504 | 0 | 0 | 0 | 0 | 52.5075 | 0 | 66.9113 | 1.8436 | 0 | 0.49101 | 0.39371
2018-05-05 15:00 | 5 | 14 | 7 | 0 | 1 | 0.27727 | 1.1845 | 2.369 | 2.2181 | 25.1898 | 15.5798 | 17.0341 | 17.0341 | 59.6737 | 2.2181 | 0 | 3.7994 | 55.8743 | 0 | 37.784 | 0 | 11.0504 | 0.15083 | 0.15083 | 0 | 0 | 59.6737 | 0 | 37.784 | 0 | 0 | 0.27727 | 0.46042
2018-05-05 16:00 | 5 | 15 | 7 | 0 | 1 | 0.10628 | 1.2921 | 2.5842 | 0.85027 | 25.1898 | 15.5798 | 17.0341 | 17.0341 | 65.0946 | 0.85027 | 0 | 43.6765 | 21.4181 | 0 | 14.4837 | 0 | 10.8864 | 1.7339 | 1.7339 | 0 | 0 | 65.0946 | 0 | 14.4837 | 0 | 0 | 0.10628 | 0.38418
2018-05-05 17:00 | 5 | 16 | 7 | 0 | 1 | 0.023052 | 1.3256 | 2.6511 | 0.18442 | 25.1898 | 15.5798 | 17.0341 | 17.0341 | 66.7815 | 0.18442 | 0 | 62.136 | 4.6454 | 0 | 3.1414 | 0 | 9.0018 | 2.4667 | 2.4667 | 0 | 0 | 66.7815 | 0 | 3.1414 | 0 | 0 | 0.023052 | 0.16832
2018-05-05 18:00 | 5 | 17 | 7 | 0 | 1 | 0.05066 | 1.3076 | 2.6152 | 0.40528 | 25.1898 | 15.5798 | 17.0341 | 17.0341 | 65.875 | 0.40528 | 0 | 55.6661 | 10.2089 | 0 | 6.9036 | 0 | 6.3205 | 2.2099 | 2.2099 | 0 | 0 | 65.875 | 0 | 6.9036 | 0 | 0 | 0.05066 | 0.058645
2018-05-05 19:00 | 5 | 18 | 7 | 0 | 1 | 0 | 1.2385 | 2.477 | 0 | 25.1898 | 15.5798 | 17.0341 | 17.0341 | 62.3942 | 0 | 0 | 62.3942 | 0 | 0 | 0 | 0 | 3.9185 | 2.477 | 2.477 | 0 | 0 | 62.3942 | 0 | 0 | 0 | 0 | 0 | 0
2018-05-05 20:00 | 5 | 19 | 7 | 0 | 0 | 0 | 1.1363 | 2.2727 | 0 | 16.5561 | 6.9461 | 17.0341 | 17.0341 | 37.6268 | 0 | 0 | 37.6268 | 0 | 0 | 0 | 0 | 1.2262 | 2.2727 | 1.1281 | 0 | 18.9505 | 18.6763 | 0 | 0 | 0 | 0 | 0 | 0
2018-05-05 21:00 | 5 | 20 | 7 | 0 | 0 | 0 | 0.87886 | 1.7577 | 0 | 16.5561 | 6.9461 | 17.0341 | 17.0341 | 29.1008 | 0 | 0 | 29.1008 | 0 | 0 | 0 | 0 | 0 | 1.7577 | 0 | 0 | 29.1008 | 0 | 0 | 0 | 0 | 0 | 0 | 0
2018-05-05 22:00 | 5 | 21 | 7 | 0 | 0 | 0 | 0.63112 | 1.2622 | 0 | 16.5561 | 6.9461 | 17.0341 | 17.0341 | 20.8979 | 0 | 0 | 20.8979 | 0 | 0 | 0 | 0 | 0 | 1.2622 | 0 | 0 | 20.8979 | 0 | 0 | 0 | 0 | 0 | 0 | 0
2018-05-05 23:00 | 5 | 22 | 7 | 0 | 0 | 0 | 0.51462 | 1.0292 | 0 | 16.5561 | 6.9461 | 17.0341 | 17.0341 | 17.0402 | 0 | 0 | 17.0402 | 0 | 0 | 0 | 0 | 0 | 1.0292 | 0 | 0 | 17.0402 | 0 | 0 | 0 | 0 | 0 | 0 | 0
2018-05-06 | 5 | 23 | 7 | 0 | 0 | 0 | 0.44922 | 0.89843 | 0 | 16.5561 | 6.9461 | 17.0341 | 17.0341 | 14.8745 | 0 | 0 | 14.8745 | 0 | 0 | 0 | 0 | 0 | 0.89843 | 0 | 0 | 14.8745 | 0 | 0 | 0 | 0 | 0 | 0 | 0
2018-05-06 01:00 | 5 | 0 | 1 | 0 | 0 | 0 | 0.41821 | 0.83642 | 0 | 16.5561 | 6.9461 | 17.0341 | 17.0341 | 13.8478 | 0 | 0 | 13.8478 | 0 | 0 | 0 | 0 | 0 | 0.83642 | 0 | 0 | 13.8478 | 0 | 0 | 0 | 0 | 0 | 0 | 0
2018-05-06 02:00 | 5 | 1 | 1 | 0 | 0 | 0 | 0.41539 | 0.83079 | 0 | 16.5561 | 6.9461 | 17.0341 | 17.0341 | 13.7545 | 0 | 0 | 13.7545 | 0 | 0 | 0 | 0 | 0 | 0.83079 | 0 | 0 | 13.7545 | 0 | 0 | 0 | 0 | 0 | 0 | 0
2018-05-06 03:00 | 5 | 2 | 1 | 0 | 0 | 0 | 0.44065 | 0.8813 | 0 | 16.5561 | 6.9461 | 17.0341 | 17.0341 | 14.5908 | 0 | 0 | 14.5908 | 0 | 0 | 0 | 0 | 0 | 0.8813 | 0 | 0 | 14.5908 | 0 | 0 | 0 | 0 | 0 | 0 | 0
2018-05-06 04:00 | 5 | 3 | 1 | 0 | 0 | 0 | 0.45296 | 0.90591 | 0 | 16.5561 | 6.9461 | 17.0341 | 17.0341 | 14.9983 | 0 | 0 | 14.9983 | 0 | 0 | 0 | 0 | 0 | 0.90591 | 0 | 0 | 14.9983 | 0 | 0 | 0 | 0 | 0 | 0 | 0
2018-05-06 05:00 | 5 | 4 | 1 | 0 | 0 | 0 | 0.53368 | 1.0674 | 0 | 16.5561 | 6.9461 | 17.0341 | 17.0341 | 17.6714 | 0 | 0 | 17.6714 | 0 | 0 | 0 | 0 | 0 | 1.0674 | 0 | 0 | 17.6714 | 0 | 0 | 0 | 0 | 0 | 0 | 0
2018-05-06 06:00 | 5 | 5 | 1 | 0 | 0 | 0.050998 | 0.68803 | 1.3761 | 0.40798 | 16.5561 | 6.9461 | 17.0341 | 17.0341 | 22.7822 | 0.40798 | 0 | 16.0276 | 6.7546 | 0 | 6.9496 | 0 | 0 | 0.96808 | 0 | 0 | 16.0276 | 6.7546 | 0 | 6.9496 | 0 | 0 | 0.050998 | 0.058374
2018-05-06 07:00 | 5 | 6 | 1 | 0 | 0 | 0.23503 | 0.75974 | 1.5195 | 1.8802 | 16.5561 | 6.9461 | 17.0341 | 17.0341 | 25.1567 | 1.5195 | 0.36074 | 0 | 25.1567 | 2.5057 | 32.028 | 0.36074 | 0.36074 | 0 | 0 | 0 | 0 | 25.1567 | 0 | 32.028 | 0.36074 | 0 | 0.23503 | 0.25686
2018-05-06 08:00 | 5 | 7 | 1 | 0 | 0 | 0.42983 | 0.92561 | 1.8512 | 3.4386 | 16.5561 | 6.9461 | 17.0341 | 17.0341 | 30.6489 | 1.8512 | 1.5874 | 0 | 30.6489 | 11.0263 | 58.5742 | 1.5874 | 1.9481 | 0 | 0 | 0 | 0 | 30.6489 | 0 | 58.5742 | 1.5874 | 0 | 0.42983 | 0.47018
2018-05-06 09:00 | 5 | 8 | 1 | 0 | 0 | 0.57208 | 0.87369 | 1.7474 | 4.5766 | 16.5561 | 6.9461 | 17.0341 | 17.0341 | 28.9296 | 1.7474 | 2.8293 | 0 | 28.9296 | 19.6522 | 77.959 | 2.8293 | 4.7774 | 0 | 0 | 0 | 0 | 28.9296 | 0 | 77.959 | 2.8293 | 0 | 0.57208 | 0.63174
2018-05-06 10:00 | 5 | 9 | 1 | 0 | 0 | 0.67698 | 0.92535 | 1.8507 | 5.4158 | 16.5561 | 6.9461 | 17.0341 | 17.0341 | 30.6402 | 1.8507 | 3.5651 | 0 | 30.6402 | 24.7638 | 92.2542 | 3.5651 | 8.3425 | 0 | 0 | 0 | 0 | 30.6402 | 0 | 92.2542 | 3.5651 | 0 | 0.67698 | 0.74547
2018-05-06 11:00 | 5 | 10 | 1 | 0 | 0 | 0.73731 | 0.90957 | 1.8191 | 5.8985 | 16.5561 | 6.9461 | 17.0341 | 17.0341 | 30.1179 | 1.8191 | 4.0793 | 0 | 30.1179 | 28.3354 | 100.4756 | 4.0793 | 12.4219 | 0 | 0 | 0 | 0 | 30.1179 | 0 | 100.4756 | 4.0793 | 0 | 0.73731 | 0.76923
2018-05-06 12:00 | 5 | 11 | 1 | 0 | 1 | 0.75001 | 0.8275 | 1.655 | 6.0001 | 25.1898 | 15.5798 | 17.0341 | 17.0341 | 41.6892 | 1.655 | 4.3451 | 0 | 41.6892 | 67.6957 | 102.2066 | 0.078121 | 12.5 | 0 | 0 | 4.267 | 0 | 41.6892 | 66.4785 | 102.2066 | 4.3451 | 8.534 | 0.75001 | 0.76923
2018-05-06 13:00 | 5 | 12 | 1 | 0 | 1 | 0.72415 | 0.75683 | 1.5137 | 5.7932 | 25.1898 | 15.5798 | 17.0341 | 17.0341 | 38.1286 | 1.5137 | 4.2796 | 0 | 38.1286 | 66.6746 | 98.6825 | 0 | 12.5 | 0 | 0 | 4.2796 | 0 | 38.1286 | 66.6746 | 98.6825 | 4.2796 | 8.5591 | 0.72415 | 0.76923
2018-05-06 14:00 | 5 | 13 | 1 | 0 | 1 | 0.65396 | 0.82062 | 1.6412 | 5.2317 | 25.1898 | 15.5798 | 17.0341 | 17.0341 | 41.3426 | 1.6412 | 3.5904 | 0 | 41.3426 | 55.9384 | 89.1175 | 0 | 12.5 | 0 | 0 | 3.5904 | 0 | 41.3426 | 55.9384 | 89.1175 | 3.5904 | 7.1809 | 0.65396 | 0.71993
2018-05-06 15:00 | 5 | 14 | 1 | 0 | 1 | 0.54695 | 0.90809 | 1.8162 | 4.3756 | 25.1898 | 15.5798 | 17.0341 | 17.0341 | 45.749 | 1.8162 | 2.5595 | 0 | 45.749 | 39.8759 | 74.5353 | 0 | 12.5 | 0 | 0 | 2.5595 | 0 | 45.749 | 39.8759 | 74.5353 | 2.5595 | 5.1189 | 0.54695 | 0.60214
2018-05-06 16:00 | 5 | 15 | 1 | 0 | 1 | 0.40788 | 0.97702 | 1.954 | 3.263 | 25.1898 | 15.5798 | 17.0341 | 17.0341 | 49.2217 | 1.954 | 1.309 | 0 | 49.2217 | 20.3939 | 55.583 | 0 | 12.5 | 0 | 0 | 1.309 | 0 | 49.2217 | 20.3939 | 55.583 | 1.309 | 2.618 | 0.40788 | 0.44688
2018-05-06 17:00 | 5 | 16 | 1 | 0 | 1 | 0.22976 | 0.90452 | 1.809 | 1.838 | 25.1898 | 15.5798 | 17.0341 | 17.0341 | 45.569 | 1.809 | 0.029017 | 0 | 45.569 | 0.45208 | 31.3096 | 0 | 12.5 | 0 | 0 | 0.029017 | 0 | 45.569 | 0.45208 | 31.3096 | 0.029017 | 0.058034 | 0.22976 | 0.25071
2018-05-06 18:00 | 5 | 17 | 1 | 0 | 1 | 0.054883 | 0.9421 | 1.8842 | 0.43906 | 25.1898 | 15.5798 | 17.0341 | 17.0341 | 47.4627 | 0.43906 | 0 | 36.4028 | 11.0599 | 0 | 7.4791 | 0 | 12.5 | 1.4451 | 1.4451 | 0 | 0 | 47.4627 | 0 | 7.4791 | 0 | 0 | 0.054883 | 0.0625
2018-05-06 19:00 | 5 | 18 | 1 | 0 | 1 | 0.0010723 | 0.95307 | 1.9061 | 0.0085783 | 25.1898 | 15.5798 | 17.0341 | 17.0341 | 48.0152 | 0.0085783 | 0 | 47.7991 | 0.21609 | 0 | 0.14612 | 0 | 10.9292 | 1.8976 | 1.8976 | 0 | 0 | 48.0152 | 0 | 0.14612 | 0 | 0 | 0.0010723 | 0
2018-05-06 20:00 | 5 | 19 | 1 | 0 | 0 | 0 | 0.98536 | 1.9707 | 0 | 16.5561 | 6.9461 | 17.0341 | 17.0341 | 32.6274 | 0 | 0 | 32.6274 | 0 | 0 | 0 | 0 | 8.8666 | 1.9707 | 1.9707 | 0 | 0 | 32.6274 | 0 | 0 | 0 | 0 | 0 | 0
2018-05-06 21:00 | 5 | 20 | 1 | 0 | 0 | 0 | 0.87214 | 1.7443 | 0 | 16.5561 | 6.9461 | 17.0341 | 17.0341 | 28.8784 | 0 | 0 | 28.8784 | 0 | 0 | 0 | 0 | 6.7245 | 1.7443 | 1.7443 | 0 | 0 | 28.8784 | 0 | 0 | 0 | 0 | 0 | 0
2018-05-06 22:00 | 5 | 21 | 1 | 0 | 0 | 0 | 0.60567 | 1.2113 | 0 | 16.5561 | 6.9461 | 17.0341 | 17.0341 | 20.0549 | 0 | 0 | 20.0549 | 0 | 0 | 0 | 0 | 4.8286 | 1.2113 | 1.2113 | 0 | 0 | 20.0549 | 0 | 0 | 0 | 0 | 0 | 0
2018-05-06 23:00 | 5 | 22 | 1 | 0 | 0 | 0 | 0.51303 | 1.0261 | 0 | 16.5561 | 6.9461 | 17.0341 | 17.0341 | 16.9875 | 0 | 0 | 16.9875 | 0 | 0 | 0 | 0 | 3.5119 | 1.0261 | 1.0261 | 0 | 0 | 16.9875 | 0 | 0 | 0 | 0 | 0 | 0
2018-05-07 | 5 | 23 | 1 | 0 | 0 | 0 | 0.47432 | 0.94864 | 0 | 16.5561 | 6.9461 | 17.0341 | 17.0341 | 15.7058 | 0 | 0 | 15.7058 | 0 | 0 | 0 | 0 | 2.3966 | 0.94864 | 0.94864 | 0 | 0 | 15.7058 | 0 | 0 | 0 | 0 | 0 | 0
2018-05-07 01:00 | 5 | 0 | 2 | 0 | 0 | 0 | 0.4487 | 0.8974 | 0 | 16.5561 | 6.9461 | 17.0341 | 17.0341 | 14.8574 | 0 | 0 | 14.8574 | 0 | 0 | 0 | 0 | 1.3655 | 0.8974 | 0.8974 | 0 | 0 | 14.8574 | 0 | 0 | 0 | 0 | 0 | 0
2018-05-07 02:00 | 5 | 1 | 2 | 0 | 0 | 0 | 0.43642 | 0.87284 | 0 | 16.5561 | 6.9461 | 17.0341 | 17.0341 | 14.4508 | 0 | 0 | 14.4508 | 0 | 0 | 0 | 0 | 0.39006 | 0.87284 | 0.35886 | 0 | 8.5096 | 5.9413 | 0 | 0 | 0 | 0 | 0 | 0
2018-05-07 03:00 | 5 | 2 | 2 | 0 | 0 | 0 | 0.45149 | 0.90297 | 0 | 16.5561 | 6.9461 | 17.0341 | 17.0341 | 14.9497 | 0 | 0 | 14.9497 | 0 | 0 | 0 | 0 | 0 | 0.90297 | 0 | 0 | 14.9497 | 0 | 0 | 0 | 0 | 0 | 0 | 0
2018-05-07 04:00 | 5 | 3 | 2 | 0 | 0 | 0 | 0.4962 | 0.99241 | 0 | 16.5561 | 6.9461 | 17.0341 | 17.0341 | 16.4303 | 0 | 0 | 16.4303 | 0 | 0 | 0 | 0 | 0 | 0.99241 | 0 | 0 | 16.4303 | 0 | 0 | 0 | 0 | 0 | 0 | 0
2018-05-07 05:00 | 5 | 4 | 2 | 0 | 0 | 0 | 0.62111 | 1.2422 | 0 | 16.5561 | 6.9461 | 17.0341 | 17.0341 | 20.5662 | 0 | 0 | 20.5662 | 0 | 0 | 0 | 0 | 0 | 1.2422 | 0 | 0 | 20.5662 | 0 | 0 | 0 | 0 | 0 | 0 | 0
2018-05-07 06:00 | 5 | 5 | 2 | 0 | 0 | 0.052542 | 0.7622 | 1.5244 | 0.42033 | 16.5561 | 6.9461 | 17.0341 | 17.0341 | 25.238 | 0.42033 | 0 | 18.279 | 6.9591 | 0 | 7.16 | 0 | 0 | 1.1041 | 0 | 0 | 18.279 | 6.9591 | 0 | 7.16 | 0 | 0 | 0.052542 | 0.060393
2018-05-07 07:00 | 5 | 6 | 2 | 0 | 0 | 0.22445 | 0.80802 | 1.616 | 1.7956 | 16.5561 | 6.9461 | 17.0341 | 17.0341 | 26.7553 | 1.616 | 0.17959 | 0 | 26.7553 | 1.2474 | 30.5871 | 0.17959 | 0.17959 | 0 | 0 | 0 | 0 | 26.7553 | 0 | 30.5871 | 0.17959 | 0 | 0.22445 | 0.24609
2018-05-07 08:00 | 5 | 7 | 2 | 0 | 0 | 0.40982 | 0.78381 | 1.5676 | 3.2786 | 16.5561 | 6.9461 | 17.0341 | 17.0341 | 25.9535 | 1.5676 | 1.7109 | 0 | 25.9535 | 11.8843 | 55.8473 | 1.7109 | 1.8905 | 0 | 0 | 0 | 0 | 25.9535 | 0 | 55.8473 | 1.7109 | 0 | 0.40982 | 0.44888
2018-05-07 09:00 | 5 | 8 | 2 | 0 | 0 | 0.54904 | 0.82766 | 1.6553 | 4.3923 | 16.5561 | 6.9461 | 17.0341 | 17.0341 | 27.4057 | 1.6553 | 2.737 | 0 | 27.4057 | 19.0112 | 74.819 | 2.737 | 4.6275 | 0 | 0 | 0 | 0 | 27.4057 | 0 | 74.819 | 2.737 | 0 | 0.54904 | 0.6055
2018-05-07 10:00 | 5 | 9 | 2 | 0 | 0 | 0.64592 | 0.75035 | 1.5007 | 5.1674 | 16.5561 | 6.9461 | 17.0341 | 17.0341 | 24.8457 | 1.5007 | 3.6667 | 0 | 24.8457 | 25.4689 | 88.0216 | 3.6667 | 8.2942 | 0 | 0 | 0 | 0 | 24.8457 | 0 | 88.0216 | 3.6667 | 0 | 0.64592 | 0.71313
2018-05-07 11:00 | 5 | 10 | 2 | 0 | 0 | 0.70529 | 0.78005 | 1.5601 | 5.6423 | 16.5561 | 6.9461 | 17.0341 | 17.0341 | 25.8289 | 1.5601 | 4.0822 | 0 | 25.8289 | 28.3553 | 96.1117 | 4.0822 | 12.3764 | 0 | 0 | 0 | 0 | 25.8289 | 0 | 96.1117 | 4.0822 | 0 | 0.70529 | 0.76923
2018-05-07 12:00 | 5 | 11 | 2 | 0 | 1 | 0.72358 | 0.73728 | 1.4746 | 5.7886 | 25.1898 | 15.5798 | 17.0341 | 17.0341 | 37.1438 | 1.4746 | 4.3141 | 0 | 37.1438 | 67.2123 | 98.6044 | 0.12364 | 12.5 | 0 | 0 | 4.1904 | 0 | 37.1438 | 65.286 | 98.6044 | 4.3141 | 8.3809 | 0.72358 | 0.76923
2018-05-07 13:00 | 5 | 12 | 2 | 0 | 1 | 0.70109 | 0.75895 | 1.5179 | 5.6087 | 25.1898 | 15.5798 | 17.0341 | 17.0341 | 38.2355 | 1.5179 | 4.0908 | 0 | 38.2355 | 63.7342 | 95.5399 | 0 | 12.5 | 0 | 0 | 4.0908 | 0 | 38.2355 | 63.7342 | 95.5399 | 4.0908 | 8.1817 | 0.70109 | 0.76923
2018-05-07 14:00 | 5 | 13 | 2 | 0 | 1 | 0.636 | 0.74263 | 1.4853 | 5.088 | 25.1898 | 15.5798 | 17.0341 | 17.0341 | 37.4136 | 1.4853 | 3.6027 | 0 | 37.4136 | 56.13 | 86.67 | 0 | 12.5 | 0 | 0 | 3.6027 | 0 | 37.4136 | 56.13 | 86.67 | 3.6027 | 7.2055 | 0.636 | 0.70208
2018-05-07 15:00 | 5 | 14 | 2 | 0 | 1 | 0.53459 | 0.85732 | 1.7146 | 4.2768 | 25.1898 | 15.5798 | 17.0341 | 17.0341 | 43.1915 | 1.7146 | 2.5621 | 0 | 43.1915 | 39.9171 | 72.8508 | 0 | 12.5 | 0 | 0 | 2.5621 | 0 | 43.1915 | 39.9171 | 72.8508 | 2.5621 | 5.1242 | 0.53459 | 0.59038
2018-05-07 16:00 | 5 | 15 | 2 | 0 | 1 | 0.39957 | 0.93784 | 1.8757 | 3.1966 | 25.1898 | 15.5798 | 17.0341 | 17.0341 | 47.2481 | 1.8757 | 1.3209 | 0 | 47.2481 | 20.5792 | 54.4509 | 0 | 12.5 | 0 | 0 | 1.3209 | 0 | 47.2481 | 20.5792 | 54.4509 | 1.3209 | 2.6418 | 0.39957 | 0.44016
2018-05-07 17:00 | 5 | 16 | 2 | 0 | 1 | 0.22382 | 1.0165 | 2.033 | 1.7906 | 25.1898 | 15.5798 | 17.0341 | 17.0341 | 51.2107 | 1.7906 | 0 | 6.1066 | 45.1042 | 0 | 30.5009 | 0 | 12.5 | 0.24242 | 0.24242 | 0 | 0 | 51.2107 | 0 | 30.5009 | 0 | 0 | 0.22382 | 0.24594
2018-05-07 18:00 | 5 | 17 | 2 | 0 | 1 | 0.056125 | 1.0229 | 2.0459 | 0.449 | 25.1898 | 15.5798 | 17.0341 | 17.0341 | 51.5353 | 0.449 | 0 | 40.2251 | 11.3101 | 0 | 7.6483 | 0 | 12.2365 | 1.5969 | 1.5969 | 0 | 0 | 51.5353 | 0 | 7.6483 | 0 | 0 | 0.056125 | 0.064253
2018-05-07 19:00 | 5 | 18 | 2 | 0 | 1 | 0.0014806 | 1.0252 | 2.0504 | 0.011844 | 25.1898 | 15.5798 | 17.0341 | 17.0341 | 51.6492 | 0.011844 | 0 | 51.3508 | 0.29836 | 0 | 0.20176 | 0 | 10.5008 | 2.0386 | 2.0386 | 0 | 0 | 51.6492 | 0 | 0.20176 | 0 | 0 | 0.0014806 | 0.00049567
2018-05-07 20:00 | 5 | 19 | 2 | 0 | 0 | 0 | 1.0414 | 2.0827 | 0 | 16.5561 | 6.9461 | 17.0341 | 17.0341 | 34.4821 | 0 | 0 | 34.4821 | 0 | 0 | 0 | 0 | 8.2849 | 2.0827 | 2.0827 | 0 | 0 | 34.4821 | 0 | 0 | 0 | 0 | 0 | 0
2018-05-07 21:00 | 5 | 20 | 2 | 0 | 0 | 0 | 0.76337 | 1.5267 | 0 | 16.5561 | 6.9461 | 17.0341 | 17.0341 | 25.2768 | 0 | 0 | 25.2768 | 0 | 0 | 0 | 0 | 6.0211 | 1.5267 | 1.5267 | 0 | 0 | 25.2768 | 0 | 0 | 0 | 0 | 0 | 0
2018-05-07 22:00 | 5 | 21 | 2 | 0 | 0 | 0 | 0.56026 | 1.1205 | 0 | 16.5561 | 6.9461 | 17.0341 | 17.0341 | 18.5514 | 0 | 0 | 18.5514 | 0 | 0 | 0 | 0 | 4.3616 | 1.1205 | 1.1205 | 0 | 0 | 18.5514 | 0 | 0 | 0 | 0 | 0 | 0
2018-05-07 23:00 | 5 | 22 | 2 | 0 | 0 | 0 | 0.56726 | 1.1345 | 0 | 16.5561 | 6.9461 | 17.0341 | 17.0341 | 18.783 | 0 | 0 | 18.783 | 0 | 0 | 0 | 0 | 3.1436 | 1.1345 | 1.1345 | 0 | 0 | 18.783 | 0 | 0 | 0 | 0 | 0 | 0
2018-05-08 | 5 | 23 | 2 | 0 | 0 | 0 | 0.50021 | 1.0004 | 0 | 16.5561 | 6.9461 | 17.0341 | 17.0341 | 16.5632 | 0 | 0 | 16.5632 | 0 | 0 | 0 | 0 | 1.9104 | 1.0004 | 1.0004 | 0 | 0 | 16.5632 | 0 | 0 | 0 | 0 | 0 | 0
2018-05-08 01:00 | 5 | 0 | 3 | 0 | 0 | 0 | 0.49434 | 0.98868 | 0 | 16.5561 | 6.9461 | 17.0341 | 17.0341 | 16.3686 | 0 | 0 | 16.3686 | 0 | 0 | 0 | 0 | 0.82303 | 0.98868 | 0.75718 | 0 | 3.8327 | 12.536 | 0 | 0 | 0 | 0 | 0 | 0
2018-05-08 02:00 | 5 | 1 | 3 | 0 | 0 | 0 | 0.50188 | 1.0038 | 0 | 16.5561 | 6.9461 | 17.0341 | 17.0341 | 16.6182 | 0 | 0 | 16.6182 | 0 | 0 | 0 | 0 | 0 | 1.0038 | 0 | 0 | 16.6182 | 0 | 0 | 0 | 0 | 0 | 0 | 0
2018-05-08 03:00 | 5 | 2 | 3 | 0 | 0 | 0 | 0.52523 | 1.0505 | 0 | 16.5561 | 6.9461 | 17.0341 | 17.0341 | 17.3915 | 0 | 0 | 17.3915 | 0 | 0 | 0 | 0 | 0 | 1.0505 | 0 | 0 | 17.3915 | 0 | 0 | 0 | 0 | 0 | 0 | 0
2018-05-08 04:00 | 5 | 3 | 3 | 0 | 0 | 0 | 0.56576 | 1.1315 | 0 | 16.5561 | 6.9461 | 17.0341 | 17.0341 | 18.7336 | 0 | 0 | 18.7336 | 0 | 0 | 0 | 0 | 0 | 1.1315 | 0 | 0 | 18.7336 | 0 | 0 | 0 | 0 | 0 | 0 | 0
2018-05-08 05:00 | 5 | 4 | 3 | 0 | 0 | 0.00064965 | 0.71451 | 1.429 | 0.0051972 | 16.5561 | 6.9461 | 17.0341 | 17.0341 | 23.6588 | 0.0051972 | 0 | 23.5728 | 0.086044 | 0 | 0.088529 | 0 | 0 | 1.4238 | 0 | 0 | 23.5728 | 0.086044 | 0 | 0.088529 | 0 | 0 | 0.00064965 | 0
2018-05-08 06:00 | 5 | 5 | 3 | 0 | 0 | 0.052589 | 0.86793 | 1.7359 | 0.42072 | 16.5561 | 6.9461 | 17.0341 | 17.0341 | 28.7389 | 0.42072 | 0 | 21.7735 | 6.9654 | 0 | 7.1665 | 0 | 0 | 1.3151 | 0 | 0 | 21.7735 | 6.9654 | 0 | 7.1665 | 0 | 0 | 0.052589 | 0.060606
2018-05-08 07:00 | 5 | 6 | 3 | 0 | 0 | 0.22289 | 0.94685 | 1.8937 | 1.7832 | 16.5561 | 6.9461 | 17.0341 | 17.0341 | 31.3521 | 1.7832 | 0 | 1.8302 | 29.522 | 0 | 30.3745 | 0 | 0 | 0.11054 | 0 | 0 | 1.8302 | 29.522 | 0 | 30.3745 | 0 | 0 | 0.22289 | 0.24478
2018-05-08 08:00 | 5 | 7 | 3 | 0 | 0 | 0.40228 | 0.87378 | 1.7476 | 3.2182 | 16.5561 | 6.9461 | 17.0341 | 17.0341 | 28.9328 | 1.7476 | 1.4707 | 0 | 28.9328 | 10.2154 | 54.8198 | 1.4707 | 1.4707 | 0 | 0 | 0 | 0 | 28.9328 | 0 | 54.8198 | 1.4707 | 0 | 0.40228 | 0.442
2018-05-08 09:00 | 5 | 8 | 3 | 0 | 0 | 0.53987 | 0.87407 | 1.7481 | 4.3189 | 16.5561 | 6.9461 | 17.0341 | 17.0341 | 28.9423 | 1.7481 | 2.5708 | 0 | 28.9423 | 17.8569 | 73.5691 | 2.5708 | 4.0414 | 0 | 0 | 0 | 0 | 28.9423 | 0 | 73.5691 | 2.5708 | 0 | 0.53987 | 0.59557
2018-05-08 10:00 | 5 | 9 | 3 | 0 | 0 | 0.64403 | 0.84983 | 1.6997 | 5.1522 | 16.5561 | 6.9461 | 17.0341 | 17.0341 | 28.1397 | 1.6997 | 3.4525 | 0 | 28.1397 | 23.9816 | 87.7635 | 3.4525 | 7.494 | 0 | 0 | 0 | 0 | 28.1397 | 0 | 87.7635 | 3.4525 | 0 | 0.64403 | 0.70998
2018-05-08 11:00 | 5 | 10 | 3 | 0 | 0 | 0.70945 | 0.89966 | 1.7993 | 5.6756 | 16.5561 | 6.9461 | 17.0341 | 17.0341 | 29.7895 | 1.7993 | 3.8763 | 0 | 29.7895 | 26.925 | 96.679 | 3.8763 | 11.3703 | 0 | 0 | 0 | 0 | 29.7895 | 0 | 96.679 | 3.8763 | 0 | 0.70945 | 0.76923
2018-05-08 12:00 | 5 | 11 | 3 | 0 | 1 | 0.72923 | 0.82434 | 1.6487 | 5.8338 | 25.1898 | 15.5798 | 17.0341 | 17.0341 | 41.5297 | 1.6487 | 4.1851 | 0 | 41.5297 | 65.2036 | 99.3741 | 1.1297 | 12.5 | 0 | 0 | 3.0554 | 0 | 41.5297 | 47.6028 | 99.3741 | 4.1851 | 6.1108 | 0.72923 | 0.76923
2018-05-08 13:00 | 5 | 12 | 3 | 0 | 1 | 0.70614 | 0.82114 | 1.6423 | 5.6491 | 25.1898 | 15.5798 | 17.0341 | 17.0341 | 41.3687 | 1.6423 | 4.0068 | 0 | 41.3687 | 62.4257 | 96.2281 | 0 | 12.5 | 0 | 0 | 4.0068 | 0 | 41.3687 | 62.4257 | 96.2281 | 4.0068 | 8.0137 | 0.70614 | 0.76923
2018-05-08 14:00 | 5 | 13 | 3 | 0 | 1 | 0.64383 | 0.85875 | 1.7175 | 5.1506 | 25.1898 | 15.5798 | 17.0341 | 17.0341 | 43.2632 | 1.7175 | 3.4331 | 0 | 43.2632 | 53.4872 | 87.7362 | 0 | 12.5 | 0 | 0 | 3.4331 | 0 | 43.2632 | 53.4872 | 87.7362 | 3.4331 | 6.8662 | 0.64383 | 0.70829
2018-05-08 15:00 | 5 | 14 | 3 | 0 | 1 | 0.53824 | 0.9996 | 1.9992 | 4.3059 | 25.1898 | 15.5798 | 17.0341 | 17.0341 | 50.3592 | 1.9992 | 2.3067 | 0 | 50.3592 | 35.9385 | 73.3479 | 0 | 12.5 | 0 | 0 | 2.3067 | 0 | 50.3592 | 35.9385 | 73.3479 | 2.3067 | 4.6135 | 0.53824 | 0.59505
2018-05-08 16:00 | 5 | 15 | 3 | 0 | 1 | 0.32291 | 0.98591 | 1.9718 | 2.5833 | 25.1898 | 15.5798 | 17.0341 | 17.0341 | 49.6698 | 1.9718 | 0.61149 | 0 | 49.6698 | 9.5268 | 44.0045 | 0 | 12.5 | 0 | 0 | 0.61149 | 0 | 49.6698 | 9.5268 | 44.0045 | 0.61149 | 1.223 | 0.32291 | 0.4417
2018-05-08 17:00 | 5 | 16 | 3 | 0 | 1 | 0.21389 | 1.0158 | 2.0316 | 1.7111 | 25.1898 | 15.5798 | 17.0341 | 17.0341 | 51.1761 | 1.7111 | 0 | 8.073 | 43.1031 | 0 | 29.1477 | 0 | 12.5 | 0.32049 | 0.32049 | 0 | 0 | 51.1761 | 0 | 29.1477 | 0 | 0 | 0.21389 | 0.2118
2018-05-08 18:00 | 5 | 17 | 3 | 0 | 1 | 0.052256 | 1.0339 | 2.0679 | 0.41805 | 25.1898 | 15.5798 | 17.0341 | 17.0341 | 52.0893 | 0.41805 | 0 | 41.5587 | 10.5306 | 0 | 7.1212 | 0 | 12.1516 | 1.6498 | 1.6498 | 0 | 0 | 52.0893 | 0 | 7.1212 | 0 | 0 | 0.052256 | 0.062641
2018-05-08 19:00 | 5 | 18 | 3 | 0 | 1 | 0 | 1.106 | 2.212 | 0 | 25.1898 | 15.5798 | 17.0341 | 17.0341 | 55.7185 | 0 | 0 | 55.7185 | 0 | 0 | 0 | 0 | 10.3584 | 2.212 | 2.212 | 0 | 0 | 55.7185 | 0 | 0 | 0 | 0 | 0 | 0.0015557
2018-05-08 20:00 | 5 | 19 | 3 | 0 | 0 | 0 | 1.0901 | 2.1801 | 0 | 16.5561 | 6.9461 | 17.0341 | 17.0341 | 36.0939 | 0 | 0 | 36.0939 | 0 | 0 | 0 | 0 | 7.9541 | 2.1801 | 2.1801 | 0 | 0 | 36.0939 | 0 | 0 | 0 | 0 | 0 | 0
2018-05-08 21:00 | 5 | 20 | 3 | 0 | 0 | 0 | 0.91348 | 1.827 | 0 | 16.5561 | 6.9461 | 17.0341 | 17.0341 | 30.2474 | 0 | 0 | 30.2474 | 0 | 0 | 0 | 0 | 5.5844 | 1.827 | 1.827 | 0 | 0 | 30.2474 | 0 | 0 | 0 | 0 | 0 | 0
2018-05-08 22:00 | 5 | 21 | 3 | 0 | 0 | 0 | 0.77182 | 1.5436 | 0 | 16.5561 | 6.9461 | 17.0341 | 17.0341 | 25.5566 | 0 | 0 | 25.5566 | 0 | 0 | 0 | 0 | 3.5985 | 1.5436 | 1.5436 | 0 | 0 | 25.5566 | 0 | 0 | 0 | 0 | 0 | 0
2018-05-08 23:00 | 5 | 22 | 3 | 0 | 0 | 0 | 0.67906 | 1.3581 | 0 | 16.5561 | 6.9461 | 17.0341 | 17.0341 | 22.4851 | 0 | 0 | 22.4851 | 0 | 0 | 0 | 0 | 1.9207 | 1.3581 | 1.3581 | 0 | 0 | 22.4851 | 0 | 0 | 0 | 0 | 0 | 0
2018-05-09 | 5 | 23 | 3 | 0 | 0 | 0 | 0.6426 | 1.2852 | 0 | 16.5561 | 6.9461 | 17.0341 | 17.0341 | 21.278 | 0 | 0 | 21.278 | 0 | 0 | 0 | 0 | 0.44446 | 1.2852 | 0.4089 | 0 | 14.5081 | 6.7698 | 0 | 0 | 0 | 0 | 0 | 0
2018-05-09 01:00 | 5 | 0 | 4 | 0 | 0 | 0 | 0.65485 | 1.3097 | 0 | 16.5561 | 6.9461 | 17.0341 | 17.0341 | 21.6834 | 0 | 0 | 21.6834 | 0 | 0 | 0 | 0 | 0 | 1.3097 | 0 | 0 | 21.6834 | 0 | 0 | 0 | 0 | 0 | 0 | 0
2018-05-09 02:00 | 5 | 1 | 4 | 0 | 0 | 0 | 0.63386 | 1.2677 | 0 | 16.5561 | 6.9461 | 17.0341 | 17.0341 | 20.9884 | 0 | 0 | 20.9884 | 0 | 0 | 0 | 0 | 0 | 1.2677 | 0 | 0 | 20.9884 | 0 | 0 | 0 | 0 | 0 | 0 | 0
2018-05-09 03:00 | 5 | 2 | 4 | 0 | 0 | 0 | 0.62081 | 1.2416 | 0 | 16.5561 | 6.9461 | 17.0341 | 17.0341 | 20.5564 | 0 | 0 | 20.5564 | 0 | 0 | 0 | 0 | 0 | 1.2416 | 0 | 0 | 20.5564 | 0 | 0 | 0 | 0 | 0 | 0 | 0
2018-05-09 04:00 | 5 | 3 | 4 | 0 | 0 | 0 | 0.65888 | 1.3178 | 0 | 16.5561 | 6.9461 | 17.0341 | 17.0341 | 21.8169 | 0 | 0 | 21.8169 | 0 | 0 | 0 | 0 | 0 | 1.3178 | 0 | 0 | 21.8169 | 0 | 0 | 0 | 0 | 0 | 0 | 0
2018-05-09 05:00 | 5 | 4 | 4 | 0 | 0 | 0.00061621 | 0.822 | 1.644 | 0.0049297 | 16.5561 | 6.9461 | 17.0341 | 17.0341 | 27.2182 | 0.0049297 | 0 | 27.1366 | 0.081616 | 0 | 0.083973 | 0 | 0 | 1.6391 | 0 | 0 | 27.1366 | 0.081616 | 0 | 0.083973 | 0 | 0 | 0.00061621 | 0
2018-05-09 06:00 | 5 | 5 | 4 | 0 | 0 | 0.054478 | 0.92549 | 1.851 | 0.43583 | 16.5561 | 6.9461 | 17.0341 | 17.0341 | 30.645 | 0.43583 | 0 | 23.4294 | 7.2156 | 0 | 7.424 | 0 | 0 | 1.4152 | 0 | 0 | 23.4294 | 7.2156 | 0 | 7.424 | 0 | 0 | 0.054478 | 0.062251
2018-05-09 07:00 | 5 | 6 | 4 | 0 | 0 | 0.22091 | 0.9648 | 1.9296 | 1.7673 | 16.5561 | 6.9461 | 17.0341 | 17.0341 | 31.9466 | 1.7673 | 0 | 2.687 | 29.2596 | 0 | 30.1045 | 0 | 0 | 0.1623 | 0 | 0 | 2.687 | 29.2596 | 0 | 30.1045 | 0 | 0 | 0.22091 | 0.24261
2018-05-09 08:00 | 5 | 7 | 4 | 0 | 0 | 0.39989 | 0.98754 | 1.9751 | 3.1992 | 16.5561 | 6.9461 | 17.0341 | 17.0341 | 32.6994 | 1.9751 | 1.2241 | 0 | 32.6994 | 8.5026 | 54.4948 | 1.2241 | 1.2241 | 0 | 0 | 0 | 0 | 32.6994 | 0 | 54.4948 | 1.2241 | 0 | 0.39989 | 0.43784
2018-05-09 09:00 | 5 | 8 | 4 | 0 | 0 | 0.53736 | 0.92022 | 1.8404 | 4.2989 | 16.5561 | 6.9461 | 17.0341 | 17.0341 | 30.4706 | 1.8404 | 2.4584 | 0 | 30.4706 | 17.0763 | 73.2275 | 2.4584 | 3.6825 | 0 | 0 | 0 | 0 | 30.4706 | 0 | 73.2275 | 2.4584 | 0 | 0.53736 | 0.59192
2018-05-09 10:00 | 5 | 9 | 4 | 0 | 0 | 0.63499 | 0.92641 | 1.8528 | 5.0799 | 16.5561 | 6.9461 | 17.0341 | 17.0341 | 30.6753 | 1.8528 | 3.2271 | 0 | 30.6753 | 22.4159 | 86.5325 | 3.2271 | 6.9096 | 0 | 0 | 0 | 0 | 30.6753 | 0 | 86.5325 | 3.2271 | 0 | 0.63499 | 0.70604
2018-05-09 11:00 | 5 | 10 | 4 | 0 | 0 | 0.69803 | 0.86875 | 1.7375 | 5.5843 | 16.5561 | 6.9461 | 17.0341 | 17.0341 | 28.7661 | 1.7375 | 3.8468 | 0 | 28.7661 | 26.7199 | 95.123 | 3.8468 | 10.7564 | 0 | 0 | 0 | 0 | 28.7661 | 0 | 95.123 | 3.8468 | 0 | 0.69803 | 0.76923
2018-05-09 12:00 | 5 | 11 | 4 | 0 | 1 | 0.71739 | 0.79677 | 1.5935 | 5.7391 | 25.1898 | 15.5798 | 17.0341 | 17.0341 | 40.1411 | 1.5935 | 4.1455 | 0 | 40.1411 | 64.5866 | 97.7605 | 1.7436 | 12.5 | 0 | 0 | 2.4019 | 0 | 40.1411 | 37.4214 | 97.7605 | 4.1455 | 4.8038 | 0.71739 | 0.76923
2018-05-09 13:00 | 5 | 12 | 4 | 0 | 1 | 0.69398 | 0.73886 | 1.4777 | 5.5518 | 25.1898 | 15.5798 | 17.0341 | 17.0341 | 37.2235 | 1.4777 | 4.0741 | 0 | 37.2235 | 63.4735 | 94.5704 | 0 | 12.5 | 0 | 0 | 4.0741 | 0 | 37.2235 | 63.4735 | 94.5704 | 4.0741 | 8.1482 | 0.69398 | 0.76845
2018-05-09 14:00 | 5 | 13 | 4 | 0 | 1 | 0.63433 | 0.76436 | 1.5287 | 5.0746 | 25.1898 | 15.5798 | 17.0341 | 17.0341 | 38.5083 | 1.5287 | 3.5459 | 0 | 38.5083 | 55.2446 | 86.4423 | 0 | 12.5 | 0 | 0 | 3.5459 | 0 | 38.5083 | 55.2446 | 86.4423 | 3.5459 | 7.0918 | 0.63433 | 0.62595
2018-05-09 15:00 | 5 | 14 | 4 | 0 | 1 | 0.46619 | 0.80018 | 1.6004 | 3.7295 | 25.1898 | 15.5798 | 17.0341 | 17.0341 | 40.3126 | 1.6004 | 2.1291 | 0 | 40.3126 | 33.1716 | 63.5289 | 0 | 12.5 | 0 | 0 | 2.1291 | 0 | 40.3126 | 33.1716 | 63.5289 | 2.1291 | 4.2583 | 0.46619 | 0.53246
2018-05-09 16:00 | 5 | 15 | 4 | 0 | 1 | 0.2594 | 0.87807 | 1.7561 | 2.0752 | 25.1898 | 15.5798 | 17.0341 | 17.0341 | 44.2368 | 1.7561 | 0.3191 | 0 | 44.2368 | 4.9714 | 35.3499 | 0 | 12.5 | 0 | 0 | 0.3191 | 0 | 44.2368 | 4.9714 | 35.3499 | 0.3191 | 0.63819 | 0.2594 | 0.38979
2018-05-09 17:00 | 5 | 16 | 4 | 0 | 1 | 0.17451 | 0.89451 | 1.789 | 1.3961 | 25.1898 | 15.5798 | 17.0341 | 17.0341 | 45.065 | 1.3961 | 0 | 9.8974 | 35.1675 | 0 | 23.7814 | 0 | 12.5 | 0.39292 | 0.39292 | 0 | 0 | 45.065 | 0 | 23.7814 | 0 | 0 | 0.17451 | 0.19318
2018-05-09 18:00 | 5 | 17 | 4 | 0 | 1 | 0.048207 | 0.90957 | 1.8191 | 0.38566 | 25.1898 | 15.5798 | 17.0341 | 17.0341 | 45.8235 | 0.38566 | 0 | 36.1088 | 9.7146 | 0 | 6.5693 | 0 | 12.0729 | 1.4335 | 1.4335 | 0 | 0 | 45.8235 | 0 | 6.5693 | 0 | 0 | 0.048207 | 0.058506
2018-05-09 19:00 | 5 | 18 | 4 | 0 | 1 | 1.1552e-06 | 0.96203 | 1.9241 | 9.2415e-06 | 25.1898 | 15.5798 | 17.0341 | 17.0341 | 48.4666 | 9.2415e-06 | 0 | 48.4664 | 0.00023279 | 0 | 0.00015742 | 0 | 10.5148 | 1.9241 | 1.9241 | 0 | 0 | 48.4666 | 0 | 0.00015742 | 0 | 0 | 1.1552e-06 | 0
2018-05-09 20:00 | 5 | 19 | 4 | 0 | 0 | 0 | 1.0428 | 2.0855 | 0 | 16.5561 | 6.9461 | 17.0341 | 17.0341 | 34.5283 | 0 | 0 | 34.5283 | 0 | 0 | 0 | 0 | 8.4234 | 2.0855 | 2.0855 | 0 | 0 | 34.5283 | 0 | 0 | 0 | 0 | 0 | 0
2018-05-09 21:00 | 5 | 20 | 4 | 0 | 0 | 0 | 0.92147 | 1.8429 | 0 | 16.5561 | 6.9461 | 17.0341 | 17.0341 | 30.512 | 0 | 0 | 30.512 | 0 | 0 | 0 | 0 | 6.1565 | 1.8429 | 1.8429 | 0 | 0 | 30.512 | 0 | 0 | 0 | 0 | 0 | 0
2018-05-09 22:00 | 5 | 21 | 4 | 0 | 0 | 0 | 0.74177 | 1.4835 | 0 | 16.5561 | 6.9461 | 17.0341 | 17.0341 | 24.5617 | 0 | 0 | 24.5617 | 0 | 0 | 0 | 0 | 4.1533 | 1.4835 | 1.4835 | 0 | 0 | 24.5617 | 0 | 0 | 0 | 0 | 0 | 0
2018-05-09 23:00 | 5 | 22 | 4 | 0 | 0 | 0 | 0.71169 | 1.4234 | 0 | 16.5561 | 6.9461 | 17.0341 | 17.0341 | 23.5656 | 0 | 0 | 23.5656 | 0 | 0 | 0 | 0 | 2.5408 | 1.4234 | 1.4234 | 0 | 0 | 23.5656 | 0 | 0 | 0 | 0 | 0 | 0
2018-05-10 | 5 | 23 | 4 | 0 | 0 | 0 | 0.70607 | 1.4121 | 0 | 16.5561 | 6.9461 | 17.0341 | 17.0341 | 23.3796 | 0 | 0 | 23.3796 | 0 | 0 | 0 | 0 | 0.99363 | 1.4121 | 0.91414 | 0 | 8.245 | 15.1346 | 0 | 0 | 0 | 0 | 0 | 0
2018-05-10 01:00 | 5 | 0 | 5 | 0 | 0 | 0 | 0.7104 | 1.4208 | 0 | 16.5561 | 6.9461 | 17.0341 | 17.0341 | 23.5229 | 0 | 0 | 23.5229 | 0 | 0 | 0 | 0 | 0 | 1.4208 | 0 | 0 | 23.5229 | 0 | 0 | 0 | 0 | 0 | 0 | 0
2018-05-10 02:00 | 5 | 1 | 5 | 0 | 0 | 0 | 0.6916 | 1.3832 | 0 | 16.5561 | 6.9461 | 17.0341 | 17.0341 | 22.9002 | 0 | 0 | 22.9002 | 0 | 0 | 0 | 0 | 0 | 1.3832 | 0 | 0 | 22.9002 | 0 | 0 | 0 | 0 | 0 | 0 | 0
2018-05-10 03:00 | 5 | 2 | 5 | 0 | 0 | 0 | 0.72765 | 1.4553 | 0 | 16.5561 | 6.9461 | 17.0341 | 17.0341 | 24.0942 | 0 | 0 | 24.0942 | 0 | 0 | 0 | 0 | 0 | 1.4553 | 0 | 0 | 24.0942 | 0 | 0 | 0 | 0 | 0 | 0 | 0
2018-05-10 04:00 | 5 | 3 | 5 | 0 | 0 | 0 | 0.79528 | 1.5906 | 0 | 16.5561 | 6.9461 | 17.0341 | 17.0341 | 26.3333 | 0 | 0 | 26.3333 | 0 | 0 | 0 | 0 | 0 | 1.5906 | 0 | 0 | 26.3333 | 0 | 0 | 0 | 0 | 0 | 0 | 0
2018-05-10 05:00 | 5 | 4 | 5 | 0 | 0 | 0 | 0.87196 | 1.7439 | 0 | 16.5561 | 6.9461 | 17.0341 | 17.0341 | 28.8725 | 0 | 0 | 28.8725 | 0 | 0 | 0 | 0 | 0 | 1.7439 | 0 | 0 | 28.8725 | 0 | 0 | 0 | 0 | 0 | 0 | 0
2018-05-10 06:00 | 5 | 5 | 5 | 0 | 0 | 0.034953 | 0.99235 | 1.9847 | 0.27962 | 16.5561 | 6.9461 | 17.0341 | 17.0341 | 32.8587 | 0.27962 | 0 | 28.2292 | 4.6294 | 0 | 4.7631 | 0 | 0 | 1.7051 | 0 | 0 | 28.2292 | 4.6294 | 0 | 4.7631 | 0 | 0 | 0.034953 | 0.030904
2018-05-10 07:00 | 5 | 6 | 5 | 0 | 0 | 0.06079 | 0.96451 | 1.929 | 0.48632 | 16.5561 | 6.9461 | 17.0341 | 17.0341 | 31.9369 | 0.48632 | 0 | 23.8853 | 8.0516 | 0 | 8.2841 | 0 | 0 | 1.4427 | 0 | 0 | 23.8853 | 8.0516 | 0 | 8.2841 | 0 | 0 | 0.06079 | 0.13792
2018-05-10 08:00 | 5 | 7 | 5 | 0 | 0 | 0.2688 | 0.92486 | 1.8497 | 2.1504 | 16.5561 | 6.9461 | 17.0341 | 17.0341 | 30.6242 | 1.8497 | 0.30069 | 0 | 30.6242 | 2.0886 | 36.6305 | 0.30069 | 0.30069 | 0 | 0 | 0 | 0 | 30.6242 | 0 | 36.6305 | 0.30069 | 0 | 0.2688 | 0.29938
2018-05-10 09:00 | 5 | 8 | 5 | 0 | 0 | 0.39634 | 0.9061 | 1.8122 | 3.1707 | 16.5561 | 6.9461 | 17.0341 | 17.0341 | 30.0029 | 1.8122 | 1.3585 | 0 | 30.0029 | 9.4364 | 54.0105 | 1.3585 | 1.6592 | 0 | 0 | 0 | 0 | 30.0029 | 0 | 54.0105 | 1.3585 | 0 | 0.39634 | 0.4376
2018-05-10 10:00 | 5 | 9 | 5 | 0 | 0 | 0.4693 | 0.91426 | 1.8285 | 3.7544 | 16.5561 | 6.9461 | 17.0341 | 17.0341 | 30.2731 | 1.8285 | 1.9259 | 0 | 30.2731 | 13.3773 | 63.953 | 1.9259 | 3.5851 | 0 | 0 | 0 | 0 | 30.2731 | 0 | 63.953 | 1.9259 | 0 | 0.4693 | 0.50474
2018-05-10 11:00 | 5 | 10 | 5 | 0 | 0 | 0.44396 | 0.84773 | 1.6955 | 3.5517 | 16.5561 | 6.9461 | 17.0341 | 17.0341 | 28.07 | 1.6955 | 1.8563 | 0 | 28.07 | 12.8937 | 60.5004 | 1.8563 | 5.4413 | 0 | 0 | 0 | 0 | 28.07 | 0 | 60.5004 | 1.8563 | 0 | 0.44396 | 0.46047
2018-05-10 12:00 | 5 | 11 | 5 | 0 | 1 | 0.32248 | 0.77924 | 1.5585 | 2.5798 | 25.1898 | 15.5798 | 17.0341 | 17.0341 | 39.2579 | 1.5585 | 1.0213 | 0 | 39.2579 | 15.9119 | 43.9447 | 1.0213 | 6.4627 | 0 | 0 | 0 | 0 | 39.2579 | 0 | 43.9447 | 1.0213 | 0 | 0.32248 | 0.2373
2018-05-10 13:00 | 5 | 12 | 5 | 0 | 1 | 0.20256 | 0.75 | 1.5 | 1.6205 | 25.1898 | 15.5798 | 17.0341 | 17.0341 | 37.7847 | 1.5 | 0.12051 | 0 | 37.7847 | 1.8775 | 27.604 | 0.12051 | 6.5832 | 0 | 0 | 0 | 0 | 37.7847 | 0 | 27.604 | 0.12051 | 0 | 0.20256 | 0.28319
2018-05-10 14:00 | 5 | 13 | 5 | 0 | 1 | 0.24961 | 0.81887 | 1.6377 | 1.9969 | 25.1898 | 15.5798 | 17.0341 | 17.0341 | 41.2543 | 1.6377 | 0.35914 | 0 | 41.2543 | 5.5953 | 34.0151 | 0.35914 | 6.9423 | 0 | 0 | 0 | 0 | 41.2543 | 0 | 34.0151 | 0.35914 | 0 | 0.24961 | 0.20082
2018-05-10 15:00 | 5 | 14 | 5 | 0 | 1 | 0.16495 | 0.83026 | 1.6605 | 1.3196 | 25.1898 | 15.5798 | 17.0341 | 17.0341 | 41.8283 | 1.3196 | 0 | 8.5877 | 33.2406 | 0 | 22.4784 | 0 | 6.9423 | 0.34092 | 0.34092 | 0 | 0 | 41.8283 | 0 | 22.4784 | 0 | 0 | 0.16495 | 0.14817
2018-05-10 16:00 | 5 | 15 | 5 | 0 | 1 | 0.095542 | 0.91607 | 1.8321 | 0.76434 | 25.1898 | 15.5798 | 17.0341 | 17.0341 | 46.151 | 0.76434 | 0 | 26.8975 | 19.2535 | 0 | 13.0199 | 0 | 6.5717 | 1.0678 | 1.0678 | 0 | 0 | 46.151 | 0 | 13.0199 | 0 | 0 | 0.095542 | 0.11624
2018-05-10 17:00 | 5 | 16 | 5 | 0 | 1 | 0.074285 | 0.96411 | 1.9282 | 0.59428 | 25.1898 | 15.5798 | 17.0341 | 17.0341 | 48.5712 | 0.59428 | 0 | 33.6014 | 14.9697 | 0 | 10.123 | 0 | 5.4111 | 1.3339 | 1.3339 | 0 | 0 | 48.5712 | 0 | 10.123 | 0 | 0 | 0.074285 | 0.074058
2018-05-10 18:00 | 5 | 17 | 5 | 0 | 1 | 0.023029 | 0.92453 | 1.8491 | 0.18423 | 25.1898 | 15.5798 | 17.0341 | 17.0341 | 46.5772 | 0.18423 | 0 | 41.9365 | 4.6407 | 0 | 3.1382 | 0 | 3.9612 | 1.6648 | 1.6648 | 0 | 0 | 46.5772 | 0 | 3.1382 | 0 | 0 | 0.023029 | 0.023562
2018-05-10 19:00 | 5 | 18 | 5 | 0 | 1 | 0 | 0.93482 | 1.8696 | 0 | 25.1898 | 15.5798 | 17.0341 | 17.0341 | 47.096 | 0 | 0 | 47.096 | 0 | 0 | 0 | 0 | 2.1516 | 1.8696 | 1.8696 | 0 | 0 | 47.096 | 0 | 0 | 0 | 0 | 0 | 0
2018-05-10 20:00 | 5 | 19 | 5 | 0 | 0 | 0 | 1.0042 | 2.0085 | 0 | 16.5561 | 6.9461 | 17.0341 | 17.0341 | 33.2521 | 0 | 0 | 33.2521 | 0 | 0 | 0 | 0 | 0.11934 | 2.0085 | 0.10979 | 0 | 31.4343 | 1.8177 | 0 | 0 | 0 | 0 | 0 | 0
2018-05-10 21:00 | 5 | 20 | 5 | 0 | 0 | 0 | 0.81912 | 1.6382 | 0 | 16.5561 | 6.9461 | 17.0341 | 17.0341 | 27.1228 | 0 | 0 | 27.1228 | 0 | 0 | 0 | 0 | 0 | 1.6382 | 0 | 0 | 27.1228 | 0 | 0 | 0 | 0 | 0 | 0 | 0
2018-05-10 22:00 | 5 | 21 | 5 | 0 | 0 | 0 | 0.69271 | 1.3854 | 0 | 16.5561 | 6.9461 | 17.0341 | 17.0341 | 22.9369 | 0 | 0 | 22.9369 | 0 | 0 | 0 | 0 | 0 | 1.3854 | 0 | 0 | 22.9369 | 0 | 0 | 0 | 0 | 0 | 0 | 0
2018-05-10 23:00 | 5 | 22 | 5 | 0 | 0 | 0 | 0.64623 | 1.2925 | 0 | 16.5561 | 6.9461 | 17.0341 | 17.0341 | 21.3981 | 0 | 0 | 21.3981 | 0 | 0 | 0 | 0 | 0 | 1.2925 | 0 | 0 | 21.3981 | 0 | 0 | 0 | 0 | 0 | 0 | 0
2018-05-11 | 5 | 23 | 5 | 0 | 0 | 0 | 0.60536 | 1.2107 | 0 | 16.5561 | 6.9461 | 17.0341 | 17.0341 | 20.0448 | 0 | 0 | 20.0448 | 0 | 0 | 0 | 0 | 0 | 1.2107 | 0 | 0 | 20.0448 | 0 | 0 | 0 | 0 | 0 | 0 | 0
2018-05-11 01:00 | 5 | 0 | 6 | 0 | 0 | 0 | 0.64229 | 1.2846 | 0 | 16.5561 | 6.9461 | 17.0341 | 17.0341 | 21.2675 | 0 | 0 | 21.2675 | 0 | 0 | 0 | 0 | 0 | 1.2846 | 0 | 0 | 21.2675 | 0 | 0 | 0 | 0 | 0 | 0 | 0
2018-05-11 02:00 | 5 | 1 | 6 | 0 | 0 | 0 | 0.65313 | 1.3063 | 0 | 16.5561 | 6.9461 | 17.0341 | 17.0341 | 21.6265 | 0 | 0 | 21.6265 | 0 | 0 | 0 | 0 | 0 | 1.3063 | 0 | 0 | 21.6265 | 0 | 0 | 0 | 0 | 0 | 0 | 0
2018-05-11 03:00 | 5 | 2 | 6 | 0 | 0 | 0 | 0.66729 | 1.3346 | 0 | 16.5561 | 6.9461 | 17.0341 | 17.0341 | 22.0953 | 0 | 0 | 22.0953 | 0 | 0 | 0 | 0 | 0 | 1.3346 | 0 | 0 | 22.0953 | 0 | 0 | 0 | 0 | 0 | 0 | 0
2018-05-11 04:00 | 5 | 3 | 6 | 0 | 0 | 0 | 0.72619 | 1.4524 | 0 | 16.5561 | 6.9461 | 17.0341 | 17.0341 | 24.0456 | 0 | 0 | 24.0456 | 0 | 0 | 0 | 0 | 0 | 1.4524 | 0 | 0 | 24.0456 | 0 | 0 | 0 | 0 | 0 | 0 | 0
2018-05-11 05:00 | 5 | 4 | 6 | 0 | 0 | 0.0013749 | 0.87306 | 1.7461 | 0.010999 | 16.5561 | 6.9461 | 17.0341 | 17.0341 | 28.909 | 0.010999 | 0 | 28.7269 | 0.1821 | 0 | 0.18736 | 0 | 0 | 1.7351 | 0 | 0 | 28.7269 | 0.1821 | 0 | 0.18736 | 0 | 0 | 0.0013749 | 0
2018-05-11 06:00 | 5 | 5 | 6 | 0 | 0 | 0.018724 | 0.9458 | 1.8916 | 0.14979 | 16.5561 | 6.9461 | 17.0341 | 17.0341 | 31.3174 | 0.14979 | 0 | 28.8374 | 2.48 | 0 | 2.5516 | 0 | 0 | 1.7418 | 0 | 0 | 28.8374 | 2.48 | 0 | 2.5516 | 0 | 0 | 0.018724 | 0.01977
2018-05-11 07:00 | 5 | 6 | 6 | 0 | 0 | 0.005834 | 0.90071 | 1.8014 | 0.046672 | 16.5561 | 6.9461 | 17.0341 | 17.0341 | 29.8246 | 0.046672 | 0 | 29.0519 | 0.7727 | 0 | 0.79501 | 0 | 0 | 1.7548 | 0 | 0 | 29.0519 | 0.7727 | 0 | 0.79501 | 0 | 0 | 0.005834 | 0.022009
2018-05-11 08:00 | 5 | 7 | 6 | 0 | 0 | 0.050583 | 0.92489 | 1.8498 | 0.40467 | 16.5561 | 6.9461 | 17.0341 | 17.0341 | 30.625 | 0.40467 | 0 | 23.9253 | 6.6997 | 0 | 6.8931 | 0 | 0 | 1.4451 | 0 | 0 | 23.9253 | 6.6997 | 0 | 6.8931 | 0 | 0 | 0.050583 | 0.086649
2018-05-11 09:00 | 5 | 8 | 6 | 0 | 0 | 0.033247 | 0.85782 | 1.7156 | 0.26598 | 16.5561 | 6.9461 | 17.0341 | 17.0341 | 28.4042 | 0.26598 | 0 | 24.0007 | 4.4035 | 0 | 4.5307 | 0 | 0 | 1.4497 | 0 | 0 | 24.0007 | 4.4035 | 0 | 4.5307 | 0 | 0 | 0.033247 | 0.041172
2018-05-11 10:00 | 5 | 9 | 6 | 0 | 0 | 0.10214 | 0.81645 | 1.6329 | 0.81708 | 16.5561 | 6.9461 | 17.0341 | 17.0341 | 27.0343 | 0.81708 | 0 | 13.5067 | 13.5276 | 0 | 13.9183 | 0 | 0 | 0.81582 | 0 | 0 | 13.5067 | 13.5276 | 0 | 13.9183 | 0 | 0 | 0.10214 | 0.081114
2018-05-11 11:00 | 5 | 10 | 6 | 0 | 0 | 0.089465 | 0.82657 | 1.6531 | 0.71572 | 16.5561 | 6.9461 | 17.0341 | 17.0341 | 27.3695 | 0.71572 | 0 | 15.5201 | 11.8495 | 0 | 12.1917 | 0 | 0 | 0.93743 | 0 | 0 | 15.5201 | 11.8495 | 0 | 12.1917 | 0 | 0 | 0.089465 | 0.1363
2018-05-11 12:00 | 5 | 11 | 6 | 0 | 1 | 0.17661 | 0.74148 | 1.483 | 1.4129 | 25.1898 | 15.5798 | 17.0341 | 17.0341 | 37.3553 | 1.4129 | 0 | 1.7646 | 35.5907 | 0 | 24.0676 | 0 | 0 | 0.070052 | 0 | 0 | 1.7646 | 35.5907 | 0 | 24.0676 | 0 | 0 | 0.17661 | 0.45989
2018-05-11 13:00 | 5 | 12 | 6 | 0 | 1 | 0.36967 | 0.69538 | 1.3908 | 2.9574 | 25.1898 | 15.5798 | 17.0341 | 17.0341 | 35.0329 | 1.3908 | 1.5666 | 0 | 35.0329 | 24.4072 | 50.376 | 1.5666 | 1.5666 | 0 | 0 | 0 | 0 | 35.0329 | 0 | 50.376 | 1.5666 | 0 | 0.36967 | 0.42997
2018-05-11 14:00 | 5 | 13 | 6 | 0 | 1 | 0.26138 | 0.67324 | 1.3465 | 2.0911 | 25.1898 | 15.5798 | 17.0341 | 17.0341 | 33.9176 | 1.3465 | 0.74458 | 0 | 33.9176 | 11.6004 | 35.6195 | 0.74458 | 2.3112 | 0 | 0 | 0 | 0 | 33.9176 | 0 | 35.6195 | 0.74458 | 0 | 0.26138 | 0.18266
2018-05-11 15:00 | 5 | 14 | 6 | 0 | 1 | 0.31459 | 0.79072 | 1.5814 | 2.5167 | 25.1898 | 15.5798 | 17.0341 | 17.0341 | 39.836 | 1.5814 | 0.93528 | 0 | 39.836 | 14.5715 | 42.8702 | 0.93528 | 3.2465 | 0 | 0 | 0 | 0 | 39.836 | 0 | 42.8702 | 0.93528 | 0 | 0.31459 | 0.078167
2018-05-11 16:00 | 5 | 15 | 6 | 0 | 1 | 0.071492 | 0.90662 | 1.8132 | 0.57194 | 25.1898 | 15.5798 | 17.0341 | 17.0341 | 45.675 | 0.57194 | 0 | 31.2681 | 14.4069 | 0 | 9.7424 | 0 | 3.2465 | 1.2413 | 1.2413 | 0 | 0 | 45.675 | 0 | 9.7424 | 0 | 0 | 0.071492 | 0.20085
2018-05-11 17:00 | 5 | 16 | 6 | 0 | 1 | 0.17783 | 0.95584 | 1.9117 | 1.4226 | 25.1898 | 15.5798 | 17.0341 | 17.0341 | 48.155 | 1.4226 | 0 | 12.3196 | 35.8353 | 0 | 24.233 | 0 | 1.8972 | 0.48907 | 0.48907 | 0 | 0 | 48.155 | 0 | 24.233 | 0 | 0 | 0.17783 | 0.14929
2018-05-11 18:00 | 5 | 17 | 6 | 0 | 1 | 0.014852 | 0.94928 | 1.8986 | 0.11882 | 25.1898 | 15.5798 | 17.0341 | 17.0341 | 47.8241 | 0.11882 | 0 | 44.8312 | 2.9929 | 0 | 2.0239 | 0 | 1.3656 | 1.7797 | 1.2564 | 0 | 13.1837 | 34.6404 | 0 | 2.0239 | 0 | 0 | 0.014852 | 0.051162
2018-05-11 19:00 | 5 | 18 | 6 | 0 | 1 | 0 | 1.0016 | 2.0032 | 0 | 25.1898 | 15.5798 | 17.0341 | 17.0341 | 50.4602 | 0 | 0 | 50.4602 | 0 | 0 | 0 | 0 | 0 | 2.0032 | 0 | 0 | 50.4602 | 0 | 0 | 0 | 0 | 0 | 0 | 0.002505
2018-05-11 20:00 | 5 | 19 | 6 | 0 | 0 | 0 | 1.0662 | 2.1325 | 0 | 16.5561 | 6.9461 | 17.0341 | 17.0341 | 35.3057 | 0 | 0 | 35.3057 | 0 | 0 | 0 | 0 | 0 | 2.1325 | 0 | 0 | 35.3057 | 0 | 0 | 0 | 0 | 0 | 0 | 0
2018-05-11 21:00 | 5 | 20 | 6 | 0 | 0 | 0 | 0.86901 | 1.738 | 0 | 16.5561 | 6.9461 | 17.0341 | 17.0341 | 28.7748 | 0 | 0 | 28.7748 | 0 | 0 | 0 | 0 | 0 | 1.738 | 0 | 0 | 28.7748 | 0 | 0 | 0 | 0 | 0 | 0 | 0
2018-05-11 22:00 | 5 | 21 | 6 | 0 | 0 | 0 | 0.72672 | 1.4534 | 0 | 16.5561 | 6.9461 | 17.0341 | 17.0341 | 24.0633 | 0 | 0 | 24.0633 | 0 | 0 | 0 | 0 | 0 | 1.4534 | 0 | 0 | 24.0633 | 0 | 0 | 0 | 0 | 0 | 0 | 0
2018-05-11 23:00 | 5 | 22 | 6 | 0 | 0 | 0 | 0.62243 | 1.2449 | 0 | 16.5561 | 6.9461 | 17.0341 | 17.0341 | 20.6101 | 0 | 0 | 20.6101 | 0 | 0 | 0 | 0 | 0 | 1.2449 | 0 | 0 | 20.6101 | 0 | 0 | 0 | 0 | 0 | 0 | 0
2018-05-12 | 5 | 23 | 6 | 0 | 0 | 0 | 0.58076 | 1.1615 | 0 | 16.5561 | 6.9461 | 17.0341 | 17.0341 | 19.2302 | 0 | 0 | 19.2302 | 0 | 0 | 0 | 0 | 0 | 1.1615 | 0 | 0 | 19.2302 | 0 | 0 | 0 | 0 | 0 | 0 | 0
2018-05-12 01:00 | 5 | 0 | 7 | 0 | 0 | 0 | 0.56635 | 1.1327 | 0 | 16.5561 | 6.9461 | 17.0341 | 17.0341 | 18.7529 | 0 | 0 | 18.7529 | 0 | 0 | 0 | 0 | 0 | 1.1327 | 0 | 0 | 18.7529 | 0 | 0 | 0 | 0 | 0 | 0 | 0
2018-05-12 02:00 | 5 | 1 | 7 | 0 | 0 | 0 | 0.59405 | 1.1881 | 0 | 16.5561 | 6.9461 | 17.0341 | 17.0341 | 19.6702 | 0 | 0 | 19.6702 | 0 | 0 | 0 | 0 | 0 | 1.1881 | 0 | 0 | 19.6702 | 0 | 0 | 0 | 0 | 0 | 0 | 0
2018-05-12 03:00 | 5 | 2 | 7 | 0 | 0 | 0 | 0.63032 | 1.2606 | 0 | 16.5561 | 6.9461 | 17.0341 | 17.0341 | 20.8713 | 0 | 0 | 20.8713 | 0 | 0 | 0 | 0 | 0 | 1.2606 | 0 | 0 | 20.8713 | 0 | 0 | 0 | 0 | 0 | 0 | 0
2018-05-12 04:00 | 5 | 3 | 7 | 0 | 0 | 0 | 0.63822 | 1.2764 | 0 | 16.5561 | 6.9461 | 17.0341 | 17.0341 | 21.1327 | 0 | 0 | 21.1327 | 0 | 0 | 0 | 0 | 0 | 1.2764 | 0 | 0 | 21.1327 | 0 | 0 | 0 | 0 | 0 | 0 | 0
2018-05-12 05:00 | 5 | 4 | 7 | 0 | 0 | 0 | 0.70998 | 1.42 | 0 | 16.5561 | 6.9461 | 17.0341 | 17.0341 | 23.509 | 0 | 0 | 23.509 | 0 | 0 | 0 | 0 | 0 | 1.42 | 0 | 0 | 23.509 | 0 | 0 | 0 | 0 | 0 | 0 | 0
2018-05-12 06:00 | 5 | 5 | 7 | 0 | 0 | 0.012508 | 0.82792 | 1.6558 | 0.10006 | 16.5561 | 6.9461 | 17.0341 | 17.0341 | 27.4142 | 0.10006 | 0 | 25.7576 | 1.6566 | 0 | 1.7045 | 0 | 0 | 1.5558 | 0 | 0 | 25.7576 | 1.6566 | 0 | 1.7045 | 0 | 0 | 0.012508 | 0.040017
2018-05-12 07:00 | 5 | 6 | 7 | 0 | 0 | 0.022627 | 0.981 | 1.962 | 0.18102 | 16.5561 | 6.9461 | 17.0341 | 17.0341 | 32.4831 | 0.18102 | 0 | 29.4862 | 2.9969 | 0 | 3.0834 | 0 | 0 | 1.781 | 0 | 0 | 29.4862 | 2.9969 | 0 | 3.0834 | 0 | 0 | 0.022627 | 0.11284
2018-05-12 08:00 | 5 | 7 | 7 | 0 | 0 | 0.11802 | 1.0297 | 2.0593 | 0.94418 | 16.5561 | 6.9461 | 17.0341 | 17.0341 | 34.0945 | 0.94418 | 0 | 18.4626 | 15.6318 | 0 | 16.0832 | 0 | 0 | 1.1152 | 0 | 0 | 18.4626 | 15.6318 | 0 | 16.0832 | 0 | 0 | 0.11802 | 0.18985
2018-05-12 09:00 | 5 | 8 | 7 | 0 | 0 | 0.27594 | 0.98354 | 1.9671 | 2.2076 | 16.5561 | 6.9461 | 17.0341 | 17.0341 | 32.5672 | 1.9671 | 0.24047 | 0 | 32.5672 | 1.6703 | 37.6038 | 0.24047 | 0.24047 | 0 | 0 | 0 | 0 | 32.5672 | 0 | 37.6038 | 0.24047 | 0 | 0.27594 | 0.25894
2018-05-12 10:00 | 5 | 9 | 7 | 0 | 0 | 0.29799 | 0.9634 | 1.9268 | 2.384 | 16.5561 | 6.9461 | 17.0341 | 17.0341 | 31.9003 | 1.9268 | 0.45714 | 0 | 31.9003 | 3.1754 | 40.6086 | 0.45714 | 0.69761 | 0 | 0 | 0 | 0 | 31.9003 | 0 | 40.6086 | 0.45714 | 0 | 0.29799 | 0.29377
2018-05-12 11:00 | 5 | 10 | 7 | 0 | 0 | 0.3868 | 0.91692 | 1.8338 | 3.0944 | 16.5561 | 6.9461 | 17.0341 | 17.0341 | 30.3611 | 1.8338 | 1.2606 | 0 | 30.3611 | 8.7561 | 52.7107 | 1.2606 | 1.9582 | 0 | 0 | 0 | 0 | 30.3611 | 0 | 52.7107 | 1.2606 | 0 | 0.3868 | 0.2554
2018-05-12 12:00 | 5 | 11 | 7 | 0 | 1 | 0.27593 | 0.88218 | 1.7644 | 2.2075 | 25.1898 | 15.5798 | 17.0341 | 17.0341 | 44.4436 | 1.7644 | 0.44313 | 0 | 44.4436 | 6.9038 | 37.6025 | 0.44313 | 2.4013 | 0 | 0 | 0 | 0 | 44.4436 | 0 | 37.6025 | 0.44313 | 0 | 0.27593 | 0.20985
2018-05-12 13:00 | 5 | 12 | 7 | 0 | 1 | 0.28342 | 0.79751 | 1.595 | 2.2674 | 25.1898 | 15.5798 | 17.0341 | 17.0341 | 40.1782 | 1.595 | 0.67234 | 0 | 40.1782 | 10.4749 | 38.6225 | 0.67234 | 3.0737 | 0 | 0 | 0 | 0 | 40.1782 | 0 | 38.6225 | 0.67234 | 0 | 0.28342 | 0.52986
2018-05-12 14:00 | 5 | 13 | 7 | 0 | 1 | 0.19354 | 0.84857 | 1.6971 | 1.5483 | 25.1898 | 15.5798 | 17.0341 | 17.0341 | 42.7504 | 1.5483 | 0 | 3.7488 | 39.0016 | 0 | 26.3742 | 0 | 3.0737 | 0.14882 | 0.14882 | 0 | 0 | 42.7504 | 0 | 26.3742 | 0 | 0 | 0.19354 | 0.16354
2018-05-12 15:00 | 5 | 14 | 7 | 0 | 1 | 0.074426 | 0.89635 | 1.7927 | 0.59541 | 25.1898 | 15.5798 | 17.0341 | 17.0341 | 45.1576 | 0.59541 | 0 | 30.1594 | 14.9981 | 0 | 10.1422 | 0 | 2.9119 | 1.1973 | 1.1973 | 0 | 0 | 45.1576 | 0 | 10.1422 | 0 | 0 | 0.074426 | 0.16943
2018-05-12 16:00 | 5 | 15 | 7 | 0 | 1 | 0.14196 | 0.9674 | 1.9348 | 1.1357 | 25.1898 | 15.5798 | 17.0341 | 17.0341 | 48.7372 | 1.1357 | 0 | 20.1289 | 28.6083 | 0 | 19.3459 | 0 | 1.6105 | 0.79909 | 0.79909 | 0 | 0 | 48.7372 | 0 | 19.3459 | 0 | 0 | 0.14196 | 0.14672
2018-05-12 17:00 | 5 | 16 | 7 | 0 | 1 | 0.1134 | 0.94133 | 1.8827 | 0.9072 | 25.1898 | 15.5798 | 17.0341 | 17.0341 | 47.4238 | 0.9072 | 0 | 24.5717 | 22.8521 | 0 | 15.4534 | 0 | 0.74191 | 0.97546 | 0.68255 | 0 | 7.3783 | 40.0455 | 0 | 15.4534 | 0 | 0 | 0.1134 | 0.082774
2018-05-12 18:00 | 5 | 17 | 7 | 0 | 1 | 0.036349 | 0.8833 | 1.7666 | 0.29079 | 25.1898 | 15.5798 | 17.0341 | 17.0341 | 44.5003 | 0.29079 | 0 | 37.1753 | 7.325 | 0 | 4.9534 | 0 | 0 | 1.4758 | 0 | 0 | 37.1753 | 7.325 | 0 | 4.9534 | 0 | 0 | 0.036349 | 0.044354
2018-05-12 19:00 | 5 | 18 | 7 | 0 | 1 | 0 | 0.97303 | 1.9461 | 0 | 25.1898 | 15.5798 | 17.0341 | 17.0341 | 49.0208 | 0 | 0 | 49.0208 | 0 | 0 | 0 | 0 | 0 | 1.9461 | 0 | 0 | 49.0208 | 0 | 0 | 0 | 0 | 0 | 0 | 0.00026833
2018-05-12 20:00 | 5 | 19 | 7 | 0 | 0 | 0 | 1.0587 | 2.1173 | 0 | 16.5561 | 6.9461 | 17.0341 | 17.0341 | 35.0548 | 0 | 0 | 35.0548 | 0 | 0 | 0 | 0 | 0 | 2.1173 | 0 | 0 | 35.0548 | 0 | 0 | 0 | 0 | 0 | 0 | 0
2018-05-12 21:00 | 5 | 20 | 7 | 0 | 0 | 0 | 0.77021 | 1.5404 | 0 | 16.5561 | 6.9461 | 17.0341 | 17.0341 | 25.5031 | 0 | 0 | 25.5031 | 0 | 0 | 0 | 0 | 0 | 1.5404 | 0 | 0 | 25.5031 | 0 | 0 | 0 | 0 | 0 | 0 | 0
2018-05-12 22:00 | 5 | 21 | 7 | 0 | 0 | 0 | 0.5681 | 1.1362 | 0 | 16.5561 | 6.9461 | 17.0341 | 17.0341 | 18.8111 | 0 | 0 | 18.8111 | 0 | 0 | 0 | 0 | 0 | 1.1362 | 0 | 0 | 18.8111 | 0 | 0 | 0 | 0 | 0 | 0 | 0
2018-05-12 23:00 | 5 | 22 | 7 | 0 | 0 | 0 | 0.54355 | 1.0871 | 0 | 16.5561 | 6.9461 | 17.0341 | 17.0341 | 17.998 | 0 | 0 | 17.998 | 0 | 0 | 0 | 0 | 0 | 1.0871 | 0 | 0 | 17.998 | 0 | 0 | 0 | 0 | 0 | 0 | 0
2018-05-13 | 5 | 23 | 7 | 0 | 0 | 0 | 0.52257 | 1.0451 | 0 | 16.5561 | 6.9461 | 17.0341 | 17.0341 | 17.3034 | 0 | 0 | 17.3034 | 0 | 0 | 0 | 0 | 0 | 1.0451 | 0 | 0 | 17.3034 | 0 | 0 | 0 | 0 | 0 | 0 | 0
2018-05-13 01:00 | 5 | 0 | 1 | 0 | 0 | 0 | 0.50538 | 1.0108 | 0 | 16.5561 | 6.9461 | 17.0341 | 17.0341 | 16.7343 | 0 | 0 | 16.7343 | 0 | 0 | 0 | 0 | 0 | 1.0108 | 0 | 0 | 16.7343 | 0 | 0 | 0 | 0 | 0 | 0 | 0
2018-05-13 02:00 | 5 | 1 | 1 | 0 | 0 | 0 | 0.52989 | 1.0598 | 0 | 16.5561 | 6.9461 | 17.0341 | 17.0341 | 17.5456 | 0 | 0 | 17.5456 | 0 | 0 | 0 | 0 | 0 | 1.0598 | 0 | 0 | 17.5456 | 0 | 0 | 0 | 0 | 0 | 0 | 0
2018-05-13 03:00 | 5 | 2 | 1 | 0 | 0 | 0 | 0.55425 | 1.1085 | 0 | 16.5561 | 6.9461 | 17.0341 | 17.0341 | 18.3524 | 0 | 0 | 18.3524 | 0 | 0 | 0 | 0 | 0 | 1.1085 | 0 | 0 | 18.3524 | 0 | 0 | 0 | 0 | 0 | 0 | 0
2018-05-13 04:00 | 5 | 3 | 1 | 0 | 0 | 0 | 0.58749 | 1.175 | 0 | 16.5561 | 6.9461 | 17.0341 | 17.0341 | 19.4529 | 0 | 0 | 19.4529 | 0 | 0 | 0 | 0 | 0 | 1.175 | 0 | 0 | 19.4529 | 0 | 0 | 0 | 0 | 0 | 0 | 0
2018-05-13 05:00 | 5 | 4 | 1 | 0 | 0 | 0 | 0.64942 | 1.2988 | 0 | 16.5561 | 6.9461 | 17.0341 | 17.0341 | 21.5036 | 0 | 0 | 21.5036 | 0 | 0 | 0 | 0 | 0 | 1.2988 | 0 | 0 | 21.5036 | 0 | 0 | 0 | 0 | 0 | 0 | 0.001886
2018-05-13 06:00 | 5 | 5 | 1 | 0 | 0 | 0.027928 | 0.7715 | 1.543 | 0.22343 | 16.5561 | 6.9461 | 17.0341 | 17.0341 | 25.546 | 0.22343 | 0 | 21.8469 | 3.6991 | 0 | 3.8059 | 0 | 0 | 1.3196 | 0 | 0 | 21.8469 | 3.6991 | 0 | 3.8059 | 0 | 0 | 0.027928 | 0.008006
2018-05-13 07:00 | 5 | 6 | 1 | 0 | 0 | 0.0060049 | 0.925 | 1.85 | 0.048039 | 16.5561 | 6.9461 | 17.0341 | 17.0341 | 30.6287 | 0.048039 | 0 | 29.8333 | 0.79533 | 0 | 0.8183 | 0 | 0 | 1.802 | 0 | 0 | 29.8333 | 0.79533 | 0 | 0.8183 | 0 | 0 | 0.0060049 | 0.012232
2018-05-13 08:00 | 5 | 7 | 1 | 0 | 0 | 0.049565 | 0.98233 | 1.9647 | 0.39652 | 16.5561 | 6.9461 | 17.0341 | 17.0341 | 32.5271 | 0.39652 | 0 | 25.9622 | 6.5648 | 0 | 6.7544 | 0 | 0 | 1.5681 | 0 | 0 | 25.9622 | 6.5648 | 0 | 6.7544 | 0 | 0 | 0.049565 | 0.14756
2018-05-13 09:00 | 5 | 8 | 1 | 0 | 0 | 0.14277 | 0.9875 | 1.975 | 1.1422 | 16.5561 | 6.9461 | 17.0341 | 17.0341 | 32.6983 | 1.1422 | 0 | 13.7886 | 18.9097 | 0 | 19.4557 | 0 | 0 | 0.83284 | 0 | 0 | 13.7886 | 18.9097 | 0 | 19.4557 | 0 | 0 | 0.14277 | 0.25405
2018-05-13 10:00 | 5 | 9 | 1 | 0 | 0 | 0.21231 | 1.0162 | 2.0324 | 1.6985 | 16.5561 | 6.9461 | 17.0341 | 17.0341 | 33.6484 | 1.6985 | 0 | 5.5282 | 28.1203 | 0 | 28.9323 | 0 | 0 | 0.33391 | 0 | 0 | 5.5282 | 28.1203 | 0 | 28.9323 | 0 | 0 | 0.21231 | 0.34959
2018-05-13 11:00 | 5 | 10 | 1 | 0 | 0 | 0.3163 | 1.0006 | 2.0011 | 2.5304 | 16.5561 | 6.9461 | 17.0341 | 17.0341 | 33.1305 | 2.0011 | 0.52926 | 0 | 33.1305 | 3.6763 | 43.1027 | 0.52926 | 0.52926 | 0 | 0 | 0 | 0 | 33.1305 | 0 | 43.1027 | 0.52926 | 0 | 0.3163 | 0.21037
2018-05-13 12:00 | 5 | 11 | 1 | 0 | 1 | 0.11113 | 0.95597 | 1.9119 | 0.88908 | 25.1898 | 15.5798 | 17.0341 | 17.0341 | 48.1612 | 0.88908 | 0 | 25.7655 | 22.3957 | 0 | 15.1447 | 0 | 0.52926 | 1.0229 | 0.48692 | 0 | 13.5002 | 34.661 | 0 | 15.1447 | 0 | 0 | 0.11113 | 0.26054
2018-05-13 13:00 | 5 | 12 | 1 | 0 | 1 | 0.29846 | 0.99833 | 1.9967 | 2.3877 | 25.1898 | 15.5798 | 17.0341 | 17.0341 | 50.2955 | 1.9967 | 0.39102 | 0 | 50.2955 | 6.092 | 40.6722 | 0.39102 | 0.39102 | 0 | 0 | 0 | 0 | 50.2955 | 0 | 40.6722 | 0.39102 | 0 | 0.29846 | 0.3119
2018-05-13 14:00 | 5 | 13 | 1 | 0 | 1 | 0.34572 | 1.0202 | 2.0403 | 2.7658 | 25.1898 | 15.5798 | 17.0341 | 17.0341 | 51.3956 | 2.0403 | 0.72541 | 0 | 51.3956 | 11.3018 | 47.1122 | 0.72541 | 1.1164 | 0 | 0 | 0 | 0 | 51.3956 | 0 | 47.1122 | 0.72541 | 0 | 0.34572 | 0.23385
2018-05-13 15:00 | 5 | 14 | 1 | 0 | 1 | 0.24156 | 1.0439 | 2.0878 | 1.9325 | 25.1898 | 15.5798 | 17.0341 | 17.0341 | 52.59 | 1.9325 | 0 | 3.9115 | 48.6785 | 0 | 32.918 | 0 | 1.1164 | 0.15528 | 0.15528 | 0 | 0 | 52.59 | 0 | 32.918 | 0 | 0 | 0.24156 | 0.12452
2018-05-13 16:00 | 5 | 15 | 1 | 0 | 1 | 0.036416 | 1.0541 | 2.1082 | 0.29133 | 25.1898 | 15.5798 | 17.0341 | 17.0341 | 53.1039 | 0.29133 | 0 | 45.7653 | 7.3385 | 0 | 4.9626 | 0 | 0.94765 | 1.8168 | 0.87184 | 0 | 23.804 | 29.2999 | 0 | 4.9626 | 0 | 0 | 0.036416 | 0.14056
2018-05-13 17:00 | 5 | 16 | 1 | 0 | 1 | 0.10022 | 1.0381 | 2.0762 | 0.80173 | 25.1898 | 15.5798 | 17.0341 | 17.0341 | 52.2994 | 0.80173 | 0 | 32.104 | 20.1953 | 0 | 13.6568 | 0 | 0 | 1.2745 | 0 | 0 | 32.104 | 20.1953 | 0 | 13.6568 | 0 | 0 | 0.10022 | 0.11294
2018-05-13 18:00 | 5 | 17 | 1 | 0 | 1 | 0.001852 | 1.0678 | 2.1356 | 0.014816 | 25.1898 | 15.5798 | 17.0341 | 17.0341 | 53.7961 | 0.014816 | 0 | 53.4228 | 0.37321 | 0 | 0.25238 | 0 | 0 | 2.1208 | 0 | 0 | 53.4228 | 0.37321 | 0 | 0.25238 | 0 | 0 | 0.001852 | 0.020036
2018-05-13 19:00 | 5 | 18 | 1 | 0 | 1 | 0 | 1.093 | 2.1861 | 0 | 25.1898 | 15.5798 | 17.0341 | 17.0341 | 55.0667 | 0 | 0 | 55.0667 | 0 | 0 | 0 | 0 | 0 | 2.1861 | 0 | 0 | 55.0667 | 0 | 0 | 0 | 0 | 0 | 0 | 0
2018-05-13 20:00 | 5 | 19 | 1 | 0 | 0 | 0 | 1.1094 | 2.2187 | 0 | 16.5561 | 6.9461 | 17.0341 | 17.0341 | 36.7337 | 0 | 0 | 36.7337 | 0 | 0 | 0 | 0 | 0 | 2.2187 | 0 | 0 | 36.7337 | 0 | 0 | 0 | 0 | 0 | 0 | 0
2018-05-13 21:00 | 5 | 20 | 1 | 0 | 0 | 0 | 0.90366 | 1.8073 | 0 | 16.5561 | 6.9461 | 17.0341 | 17.0341 | 29.9221 | 0 | 0 | 29.9221 | 0 | 0 | 0 | 0 | 0 | 1.8073 | 0 | 0 | 29.9221 | 0 | 0 | 0 | 0 | 0 | 0 | 0
2018-05-13 22:00 | 5 | 21 | 1 | 0 | 0 | 0 | 0.72333 | 1.4467 | 0 | 16.5561 | 6.9461 | 17.0341 | 17.0341 | 23.951 | 0 | 0 | 23.951 | 0 | 0 | 0 | 0 | 0 | 1.4467 | 0 | 0 | 23.951 | 0 | 0 | 0 | 0 | 0 | 0 | 0
2018-05-13 23:00 | 5 | 22 | 1 | 0 | 0 | 0 | 0.65133 | 1.3027 | 0 | 16.5561 | 6.9461 | 17.0341 | 17.0341 | 21.567 | 0 | 0 | 21.567 | 0 | 0 | 0 | 0 | 0 | 1.3027 | 0 | 0 | 21.567 | 0 | 0 | 0 | 0 | 0 | 0 | 0
2018-05-14 | 5 | 23 | 1 | 0 | 0 | 0 | 0.62316 | 1.2463 | 0 | 16.5561 | 6.9461 | 17.0341 | 17.0341 | 20.6343 | 0 | 0 | 20.6343 | 0 | 0 | 0 | 0 | 0 | 1.2463 | 0 | 0 | 20.6343 | 0 | 0 | 0 | 0 | 0 | 0 | 0
2018-05-14 01:00 | 5 | 0 | 2 | 0 | 0 | 0 | 0.58381 | 1.1676 | 0 | 16.5561 | 6.9461 | 17.0341 | 17.0341 | 19.3311 | 0 | 0 | 19.3311 | 0 | 0 | 0 | 0 | 0 | 1.1676 | 0 | 0 | 19.3311 | 0 | 0 | 0 | 0 | 0 | 0 | 0
2018-05-14 02:00 | 5 | 1 | 2 | 0 | 0 | 0 | 0.60537 | 1.2107 | 0 | 16.5561 | 6.9461 | 17.0341 | 17.0341 | 20.045 | 0 | 0 | 20.045 | 0 | 0 | 0 | 0 | 0 | 1.2107 | 0 | 0 | 20.045 | 0 | 0 | 0 | 0 | 0 | 0 | 0
2018-05-14 03:00 | 5 | 2 | 2 | 0 | 0 | 0 | 0.61617 | 1.2323 | 0 | 16.5561 | 6.9461 | 17.0341 | 17.0341 | 20.4028 | 0 | 0 | 20.4028 | 0 | 0 | 0 | 0 | 0 | 1.2323 | 0 | 0 | 20.4028 | 0 | 0 | 0 | 0 | 0 | 0 | 0
2018-05-14 04:00 | 5 | 3 | 2 | 0 | 0 | 0 | 0.66023 | 1.3205 | 0 | 16.5561 | 6.9461 | 17.0341 | 17.0341 | 21.8615 | 0 | 0 | 21.8615 | 0 | 0 | 0 | 0 | 0 | 1.3205 | 0 | 0 | 21.8615 | 0 | 0 | 0 | 0 | 0 | 0 | 0
2018-05-14 05:00 | 5 | 4 | 2 | 0 | 0 | 0 | 0.82358 | 1.6472 | 0 | 16.5561 | 6.9461 | 17.0341 | 17.0341 | 27.2703 | 0 | 0 | 27.2703 | 0 | 0 | 0 | 0 | 0 | 1.6472 | 0 | 0 | 27.2703 | 0 | 0 | 0 | 0 | 0 | 0 | 0
2018-05-14 06:00 | 5 | 5 | 2 | 0 | 0 | 0 | 0.96356 | 1.9271 | 0 | 16.5561 | 6.9461 | 17.0341 | 17.0341 | 31.9055 | 0 | 0 | 31.9055 | 0 | 0 | 0 | 0 | 0 | 1.9271 | 0 | 0 | 31.9055 | 0 | 0 | 0 | 0 | 0 | 0 | 0.0020877
2018-05-14 07:00 | 5 | 6 | 2 | 0 | 0 | 0.0086652 | 1.0248 | 2.0497 | 0.069322 | 16.5561 | 6.9461 | 17.0341 | 17.0341 | 33.9344 | 0.069322 | 0 | 32.7867 | 1.1477 | 0 | 1.1808 | 0 | 0 | 1.9803 | 0 | 0 | 32.7867 | 1.1477 | 0 | 1.1808 | 0 | 0 | 0.0086652 | 0.032706
2018-05-14 08:00 | 5 | 7 | 2 | 0 | 0 | 0.041806 | 0.89909 | 1.7982 | 0.33444 | 16.5561 | 6.9461 | 17.0341 | 17.0341 | 29.7709 | 0.33444 | 0 | 24.2338 | 5.5371 | 0 | 5.697 | 0 | 0 | 1.4637 | 0 | 0 | 24.2338 | 5.5371 | 0 | 5.697 | 0 | 0 | 0.041806 | 0.042115
2018-05-14 09:00 | 5 | 8 | 2 | 0 | 0 | 0.11991 | 0.90992 | 1.8198 | 0.9593 | 16.5561 | 6.9461 | 17.0341 | 17.0341 | 30.1294 | 0.9593 | 0 | 14.2473 | 15.8822 | 0 | 16.3408 | 0 | 0 | 0.86055 | 0 | 0 | 14.2473 | 15.8822 | 0 | 16.3408 | 0 | 0 | 0.11991 | 0.14056
2018-05-14 10:00 | 5 | 9 | 2 | 0 | 0 | 0.15172 | 0.84561 | 1.6912 | 1.2137 | 16.5561 | 6.9461 | 17.0341 | 17.0341 | 27.9998 | 1.2137 | 0 | 7.9053 | 20.0945 | 0 | 20.6748 | 0 | 0 | 0.47749 | 0 | 0 | 7.9053 | 20.0945 | 0 | 20.6748 | 0 | 0 | 0.15172 | 0.19498
2018-05-14 11:00 | 5 | 10 | 2 | 0 | 0 | 0.10827 | 0.75495 | 1.5099 | 0.8662 | 16.5561 | 6.9461 | 17.0341 | 17.0341 | 24.9979 | 0.8662 | 0 | 10.6571 | 14.3409 | 0 | 14.755 | 0 | 0 | 0.6437 | 0 | 0 | 10.6571 | 14.3409 | 0 | 14.755 | 0 | 0 | 0.10827 | 0.09299
2018-05-14 12:00 | 5 | 11 | 2 | 0 | 1 | 0.09191 | 0.73524 | 1.4705 | 0.73528 | 25.1898 | 15.5798 | 17.0341 | 17.0341 | 37.041 | 0.73528 | 0 | 18.5194 | 18.5216 | 0 | 12.5249 | 0 | 0 | 0.7352 | 0 | 0 | 18.5194 | 18.5216 | 0 | 12.5249 | 0 | 0 | 0.09191 | 0.12303
2018-05-14 13:00 | 5 | 12 | 2 | 0 | 1 | 0.19492 | 0.68663 | 1.3733 | 1.5594 | 25.1898 | 15.5798 | 17.0341 | 17.0341 | 34.592 | 1.3733 | 0.18609 | 0 | 34.592 | 2.8993 | 26.5622 | 0.18609 | 0.18609 | 0 | 0 | 0 | 0 | 34.592 | 0 | 26.5622 | 0.18609 | 0 | 0.19492 | 0.10789
2018-05-14 14:00 | 5 | 13 | 2 | 0 | 1 | 0.074741 | 0.78182 | 1.5636 | 0.59792 | 25.1898 | 15.5798 | 17.0341 | 17.0341 | 39.3877 | 0.59792 | 0 | 24.3261 | 15.0616 | 0 | 10.1851 | 0 | 0.18609 | 0.96572 | 0.17121 | 0 | 20.0135 | 19.3742 | 0 | 10.1851 | 0 | 0 | 0.074741 | 0.072957
2018-05-14 15:00 | 5 | 14 | 2 | 0 | 1 | 0.050721 | 0.87377 | 1.7475 | 0.40577 | 25.1898 | 15.5798 | 17.0341 | 17.0341 | 44.0201 | 0.40577 | 0 | 33.799 | 10.2212 | 0 | 6.9119 | 0 | 0 | 1.3418 | 0 | 0 | 33.799 | 10.2212 | 0 | 6.9119 | 0 | 0 | 0.050721 | 0.15865
2018-05-14 16:00 | 5 | 15 | 2 | 0 | 1 | 0.076794 | 0.90871 | 1.8174 | 0.61435 | 25.1898 | 15.5798 | 17.0341 | 17.0341 | 45.7805 | 0.61435 | 0 | 30.3051 | 15.4754 | 0 | 10.465 | 0 | 0 | 1.2031 | 0 | 0 | 30.3051 | 15.4754 | 0 | 10.465 | 0 | 0 | 0.076794 | 0.20791
2018-05-14 17:00 | 5 | 16 | 2 | 0 | 1 | 0.088209 | 0.97501 | 1.95 | 0.70567 | 25.1898 | 15.5798 | 17.0341 | 17.0341 | 49.1204 | 0.70567 | 0 | 31.3447 | 17.7757 | 0 | 12.0205 | 0 | 0 | 1.2443 | 0 | 0 | 31.3447 | 17.7757 | 0 | 12.0205 | 0 | 0 | 0.088209 | 0.064869
2018-05-14 18:00 | 5 | 17 | 2 | 0 | 1 | 0.03604 | 0.93015 | 1.8603 | 0.28832 | 25.1898 | 15.5798 | 17.0341 | 17.0341 | 46.8603 | 0.28832 | 0 | 39.5976 | 7.2627 | 0 | 4.9113 | 0 | 0 | 1.572 | 0 | 0 | 39.5976 | 7.2627 | 0 | 4.9113 | 0 | 0 | 0.03604 | 0.023981
2018-05-14 19:00 | 5 | 18 | 2 | 0 | 1 | 0 | 0.94591 | 1.8918 | 0 | 25.1898 | 15.5798 | 17.0341 | 17.0341 | 47.6544 | 0 | 0 | 47.6544 | 0 | 0 | 0 | 0 | 0 | 1.8918 | 0 | 0 | 47.6544 | 0 | 0 | 0 | 0 | 0 | 0 | 0
2018-05-14 20:00 | 5 | 19 | 2 | 0 | 0 | 0 | 0.98115 | 1.9623 | 0 | 16.5561 | 6.9461 | 17.0341 | 17.0341 | 32.488 | 0 | 0 | 32.488 | 0 | 0 | 0 | 0 | 0 | 1.9623 | 0 | 0 | 32.488 | 0 | 0 | 0 | 0 | 0 | 0 | 0
2018-05-14 21:00 | 5 | 20 | 2 | 0 | 0 | 0 | 0.8301 | 1.6602 | 0 | 16.5561 | 6.9461 | 17.0341 | 17.0341 | 27.4865 | 0 | 0 | 27.4865 | 0 | 0 | 0 | 0 | 0 | 1.6602 | 0 | 0 | 27.4865 | 0 | 0 | 0 | 0 | 0 | 0 | 0
2018-05-14 22:00 | 5 | 21 | 2 | 0 | 0 | 0 | 0.67333 | 1.3467 | 0 | 16.5561 | 6.9461 | 17.0341 | 17.0341 | 22.2954 | 0 | 0 | 22.2954 | 0 | 0 | 0 | 0 | 0 | 1.3467 | 0 | 0 | 22.2954 | 0 | 0 | 0 | 0 | 0 | 0 | 0
2018-05-14 23:00 | 5 | 22 | 2 | 0 | 0 | 0 | 0.56226 | 1.1245 | 0 | 16.5561 | 6.9461 | 17.0341 | 17.0341 | 18.6176 | 0 | 0 | 18.6176 | 0 | 0 | 0 | 0 | 0 | 1.1245 | 0 | 0 | 18.6176 | 0 | 0 | 0 | 0 | 0 | 0 | 0
2018-05-15 | 5 | 23 | 2 | 0 | 0 | 0 | 0.52463 | 1.0493 | 0 | 16.5561 | 6.9461 | 17.0341 | 17.0341 | 17.3717 | 0 | 0 | 17.3717 | 0 | 0 | 0 | 0 | 0 | 1.0493 | 0 | 0 | 17.3717 | 0 | 0 | 0 | 0 | 0 | 0 | 0
2018-05-15 01:00 | 5 | 0 | 3 | 0 | 0 | 0 | 0.56793 | 1.1359 | 0 | 16.5561 | 6.9461 | 17.0341 | 17.0341 | 18.8055 | 0 | 0 | 18.8055 | 0 | 0 | 0 | 0 | 0 | 1.1359 | 0 | 0 | 18.8055 | 0 | 0 | 0 | 0 | 0 | 0 | 0
2018-05-15 02:00 | 5 | 1 | 3 | 0 | 0 | 0 | 0.59642 | 1.1928 | 0 | 16.5561 | 6.9461 | 17.0341 | 17.0341 | 19.7486 | 0 | 0 | 19.7486 | 0 | 0 | 0 | 0 | 0 | 1.1928 | 0 | 0 | 19.7486 | 0 | 0 | 0 | 0 | 0 | 0 | 0
2018-05-15 03:00 | 5 | 2 | 3 | 0 | 0 | 0 | 0.66766 | 1.3353 | 0 | 16.5561 | 6.9461 | 17.0341 | 17.0341 | 22.1075 | 0 | 0 | 22.1075 | 0 | 0 | 0 | 0 | 0 | 1.3353 | 0 | 0 | 22.1075 | 0 | 0 | 0 | 0 | 0 | 0 | 0
2018-05-15 04:00 | 5 | 3 | 3 | 0 | 0 | 0 | 0.65027 | 1.3005 | 0 | 16.5561 | 6.9461 | 17.0341 | 17.0341 | 21.5318 | 0 | 0 | 21.5318 | 0 | 0 | 0 | 0 | 0 | 1.3005 | 0 | 0 | 21.5318 | 0 | 0 | 0 | 0 | 0 | 0 | 0
2018-05-15 05:00 | 5 | 4 | 3 | 0 | 0 | 0 | 0.80184 | 1.6037 | 0 | 16.5561 | 6.9461 | 17.0341 | 17.0341 | 26.5506 | 0 | 0 | 26.5506 | 0 | 0 | 0 | 0 | 0 | 1.6037 | 0 | 0 | 26.5506 | 0 | 0 | 0 | 0 | 0 | 0 | 0
2018-05-15 06:00 | 5 | 5 | 3 | 0 | 0 | 0.0031991 | 0.9196 | 1.8392 | 0.025593 | 16.5561 | 6.9461 | 17.0341 | 17.0341 | 30.45 | 0.025593 | 0 | 30.0263 | 0.42371 | 0 | 0.43595 | 0 | 0 | 1.8136 | 0 | 0 | 30.0263 | 0.42371 | 0 | 0.43595 | 0 | 0 | 0.0031991 | 0.027872
2018-05-15 07:00 | 5 | 6 | 3 | 0 | 0 | 0.010026 | 0.92378 | 1.8476 | 0.080208 | 16.5561 | 6.9461 | 17.0341 | 17.0341 | 30.5884 | 0.080208 | 0 | 29.2605 | 1.3279 | 0 | 1.3663 | 0 | 0 | 1.7674 | 0 | 0 | 29.2605 | 1.3279 | 0 | 1.3663 | 0 | 0 | 0.010026 | 0.058379
2018-05-15 08:00 | 5 | 7 | 3 | 0 | 0 | 0.029227 | 0.90883 | 1.8177 | 0.23381 | 16.5561 | 6.9461 | 17.0341 | 17.0341 | 30.0932 | 0.23381 | 0 | 26.2222 | 3.871 | 0 | 3.9828 | 0 | 0 | 1.5838 | 0 | 0 | 26.2222 | 3.871 | 0 | 3.9828 | 0 | 0 | 0.029227 | 0.050485
2018-05-15 09:00 | 5 | 8 | 3 | 0 | 0 | 0.035767 | 0.81322 | 1.6264 | 0.28613 | 16.5561 | 6.9461 | 17.0341 | 17.0341 | 26.9274 | 0.28613 | 0 | 22.1902 | 4.7373 | 0 | 4.8741 | 0 | 0 | 1.3403 | 0 | 0 | 22.1902 | 4.7373 | 0 | 4.8741 | 0 | 0 | 0.035767 | 0.0626
2018-05-15 10:00 | 5 | 9 | 3 | 0 | 0 | 0.05417 | 0.804 | 1.608 | 0.43336 | 16.5561 | 6.9461 | 17.0341 | 17.0341 | 26.622 | 0.43336 | 0 | 19.4473 | 7.1747 | 0 | 7.3819 | 0 | 0 | 1.1746 | 0 | 0 | 19.4473 | 7.1747 | 0 | 7.3819 | 0 | 0 | 0.05417 | 0.12544
2018-05-15 11:00 | 5 | 10 | 3 | 0 | 0 | 0.051718 | 0.83991 | 1.6798 | 0.41374 | 16.5561 | 6.9461 | 17.0341 | 17.0341 | 27.8113 | 0.41374 | 0 | 20.9613 | 6.8499 | 0 | 7.0477 | 0 | 0 | 1.2661 | 0 | 0 | 20.9613 | 6.8499 | 0 | 7.0477 | 0 | 0 | 0.051718 | 0.10589
2018-05-15 12:00 | 5 | 11 | 3 | 0 | 1 | 0.024117 | 0.7526 | 1.5052 | 0.19293 | 25.1898 | 15.5798 | 17.0341 | 17.0341 | 37.9155 | 0.19293 | 0 | 33.0556 | 4.8599 | 0 | 3.2864 | 0 | 0 | 1.3123 | 0 | 0 | 33.0556 | 4.8599 | 0 | 3.2864 | 0 | 0 | 0.024117 | 0.078966
2018-05-15 13:00 | 5 | 12 | 3 | 0 | 1 | 0.057096 | 0.73391 | 1.4678 | 0.45677 | 25.1898 | 15.5798 | 17.0341 | 17.0341 | 36.9741 | 0.45677 | 0 | 25.4683 | 11.5059 | 0 | 7.7807 | 0 | 0 | 1.0111 | 0 | 0 | 25.4683 | 11.5059 | 0 | 7.7807 | 0 | 0 | 0.057096 | 0.074871
2018-05-15 14:00 | 5 | 13 | 3 | 0 | 1 | 0.17268 | 0.79551 | 1.591 | 1.3815 | 25.1898 | 15.5798 | 17.0341 | 17.0341 | 40.0772 | 1.3815 | 0 | 5.2785 | 34.7987 | 0 | 23.5321 | 0 | 0 | 0.20955 | 0 | 0 | 5.2785 | 34.7987 | 0 | 23.5321 | 0 | 0 | 0.17268 | 0.18839
2018-05-15 15:00 | 5 | 14 | 3 | 0 | 1 | 0.32551 | 0.87768 | 1.7554 | 2.6041 | 25.1898 | 15.5798 | 17.0341 | 17.0341 | 44.2173 | 1.7554 | 0.84873 | 0 | 44.2173 | 13.2231 | 44.3587 | 0.84873 | 0.84873 | 0 | 0 | 0 | 0 | 44.2173 | 0 | 44.3587 | 0.84873 | 0 | 0.32551 | 0.1049
2018-05-15 16:00 | 5 | 15 | 3 | 0 | 1 | 0.10011 | 1.0191 | 2.0383 | 0.80091 | 25.1898 | 15.5798 | 17.0341 | 17.0341 | 51.3432 | 0.80091 | 0 | 31.1684 | 20.1748 | 0 | 13.6429 | 0 | 0.84873 | 1.2373 | 0.78084 | 0 | 11.4993 | 39.8438 | 0 | 13.6429 | 0 | 0 | 0.10011 | 0.14082
2018-05-15 17:00 | 5 | 16 | 3 | 0 | 1 | 0.038431 | 1.128 | 2.256 | 0.30745 | 25.1898 | 15.5798 | 17.0341 | 17.0341 | 56.8286 | 0.30745 | 0 | 49.0841 | 7.7445 | 0 | 5.2371 | 0 | 0 | 1.9486 | 0 | 0 | 49.0841 | 7.7445 | 0 | 5.2371 | 0 | 0 | 0.038431 | 0.11712
2018-05-15 18:00 | 5 | 17 | 3 | 0 | 1 | 0.031306 | 1.1003 | 2.2007 | 0.25045 | 25.1898 | 15.5798 | 17.0341 | 17.0341 | 55.4349 | 0.25045 | 0 | 49.1261 | 6.3088 | 0 | 4.2662 | 0 | 0 | 1.9502 | 0 | 0 | 49.1261 | 6.3088 | 0 | 4.2662 | 0 | 0 | 0.031306 | 0.043936
2018-05-15 19:00 | 5 | 18 | 3 | 0 | 1 | 0 | 1.1097 | 2.2194 | 0 | 25.1898 | 15.5798 | 17.0341 | 17.0341 | 55.906 | 0 | 0 | 55.906 | 0 | 0 | 0 | 0 | 0 | 2.2194 | 0 | 0 | 55.906 | 0 | 0 | 0 | 0 | 0 | 0 | 0.000363
2018-05-15 20:00 | 5 | 19 | 3 | 0 | 0 | 0 | 1.1143 | 2.2285 | 0 | 16.5561 | 6.9461 | 17.0341 | 17.0341 | 36.8959 | 0 | 0 | 36.8959 | 0 | 0 | 0 | 0 | 0 | 2.2285 | 0 | 0 | 36.8959 | 0 | 0 | 0 | 0 | 0 | 0 | 0
2018-05-15 21:00 | 5 | 20 | 3 | 0 | 0 | 0 | 0.9456 | 1.8912 | 0 | 16.5561 | 6.9461 | 17.0341 | 17.0341 | 31.3109 | 0 | 0 | 31.3109 | 0 | 0 | 0 | 0 | 0 | 1.8912 | 0 | 0 | 31.3109 | 0 | 0 | 0 | 0 | 0 | 0 | 0
2018-05-15 22:00 | 5 | 21 | 3 | 0 | 0 | 0 | 0.66158 | 1.3232 | 0 | 16.5561 | 6.9461 | 17.0341 | 17.0341 | 21.9064 | 0 | 0 | 21.9064 | 0 | 0 | 0 | 0 | 0 | 1.3232 | 0 | 0 | 21.9064 | 0 | 0 | 0 | 0 | 0 | 0 | 0
2018-05-15 23:00 | 5 | 22 | 3 | 0 | 0 | 0 | 0.5173 | 1.0346 | 0 | 16.5561 | 6.9461 | 17.0341 | 17.0341 | 17.129 | 0 | 0 | 17.129 | 0 | 0 | 0 | 0 | 0 | 1.0346 | 0 | 0 | 17.129 | 0 | 0 | 0 | 0 | 0 | 0 | 0
2018-05-16 | 5 | 23 | 3 | 0 | 0 | 0 | 0.4823 | 0.96459 | 0 | 16.5561 | 6.9461 | 17.0341 | 17.0341 | 15.9699 | 0 | 0 | 15.9699 | 0 | 0 | 0 | 0 | 0 | 0.96459 | 0 | 0 | 15.9699 | 0 | 0 | 0 | 0 | 0 | 0 | 0
2018-05-16 01:00 | 5 | 0 | 4 | 0 | 0 | 0 | 0.44409 | 0.88817 | 0 | 16.5561 | 6.9461 | 17.0341 | 17.0341 | 14.7046 | 0 | 0 | 14.7046 | 0 | 0 | 0 | 0 | 0 | 0.88817 | 0 | 0 | 14.7046 | 0 | 0 | 0 | 0 | 0 | 0 | 0
2018-05-16 02:00 | 5 | 1 | 4 | 0 | 0 | 0 | 0.43804 | 0.87607 | 0 | 16.5561 | 6.9461 | 17.0341 | 17.0341 | 14.5043 | 0 | 0 | 14.5043 | 0 | 0 | 0 | 0 | 0 | 0.87607 | 0 | 0 | 14.5043 | 0 | 0 | 0 | 0 | 0 | 0 | 0
2018-05-16 03:00 | 5 | 2 | 4 | 0 | 0 | 0 | 0.44574 | 0.89147 | 0 | 16.5561 | 6.9461 | 17.0341 | 17.0341 | 14.7593 | 0 | 0 | 14.7593 | 0 | 0 | 0 | 0 | 0 | 0.89147 | 0 | 0 | 14.7593 | 0 | 0 | 0 | 0 | 0 | 0 | 0
2018-05-16 04:00 | 5 | 3 | 4 | 0 | 0 | 0 | 0.50073 | 1.0015 | 0 | 16.5561 | 6.9461 | 17.0341 | 17.0341 | 16.5801 | 0 | 0 | 16.5801 | 0 | 0 | 0 | 0 | 0 | 1.0015 | 0 | 0 | 16.5801 | 0 | 0 | 0 | 0 | 0 | 0 | 0
2018-05-16 05:00 | 5 | 4 | 4 | 0 | 0 | 0.00060313 | 0.64238 | 1.2848 | 0.004825 | 16.5561 | 6.9461 | 17.0341 | 17.0341 | 21.2705 | 0.004825 | 0 | 21.1906 | 0.079884 | 0 | 0.08219 | 0 | 0 | 1.2799 | 0 | 0 | 21.1906 | 0.079884 | 0 | 0.08219 | 0 | 0 | 0.00060313 | 0.00078033
2018-05-16 06:00 | 5 | 5 | 4 | 0 | 0 | 0.046279 | 0.75512 | 1.5102 | 0.37023 | 16.5561 | 6.9461 | 17.0341 | 17.0341 | 25.0035 | 0.37023 | 0 | 18.8739 | 6.1296 | 0 | 6.3066 | 0 | 0 | 1.14 | 0 | 0 | 18.8739 | 6.1296 | 0 | 6.3066 | 0 | 0 | 0.046279 | 0.020179
2018-05-16 07:00 | 5 | 6 | 4 | 0 | 0 | 0.077171 | 0.83004 | 1.6601 | 0.61736 | 16.5561 | 6.9461 | 17.0341 | 17.0341 | 27.4842 | 0.61736 | 0 | 17.2631 | 10.2211 | 0 | 10.5163 | 0 | 0 | 1.0427 | 0 | 0 | 17.2631 | 10.2211 | 0 | 10.5163 | 0 | 0 | 0.077171 | 0.11692
2018-05-16 08:00 | 5 | 7 | 4 | 0 | 0 | 0.29375 | 0.76434 | 1.5287 | 2.35 | 16.5561 | 6.9461 | 17.0341 | 17.0341 | 25.309 | 1.5287 | 0.82134 | 0 | 25.309 | 5.7051 | 40.0306 | 0.82134 | 0.82134 | 0 | 0 | 0 | 0 | 25.309 | 0 | 40.0306 | 0.82134 | 0 | 0.29375 | 0.17125
2018-05-16 09:00 | 5 | 8 | 4 | 0 | 0 | 0.19353 | 0.77757 | 1.5551 | 1.5482 | 16.5561 | 6.9461 | 17.0341 | 17.0341 | 25.7469 | 1.5482 | 0 | 0.11483 | 25.6321 | 0 | 26.3723 | 0 | 0.82134 | 0.0069358 | 0.0069358 | 0 | 0 | 25.7469 | 0 | 26.3723 | 0 | 0 | 0.19353 | 0.22081
2018-05-16 10:00 | 5 | 9 | 4 | 0 | 0 | 0.27807 | 0.76398 | 1.528 | 2.2246 | 16.5561 | 6.9461 | 17.0341 | 17.0341 | 25.2969 | 1.528 | 0.69662 | 0 | 25.2969 | 4.8387 | 37.8936 | 0.69662 | 1.5104 | 0 | 0 | 0 | 0 | 25.2969 | 0 | 37.8936 | 0.69662 | 0 | 0.27807 | 0.29534
2018-05-16 11:00 | 5 | 10 | 4 | 0 | 0 | 0.4613 | 0.76949 | 1.539 | 3.6904 | 16.5561 | 6.9461 | 17.0341 | 17.0341 | 25.4795 | 1.539 | 2.1514 | 0 | 25.4795 | 14.9439 | 62.8627 | 2.1514 | 3.6618 | 0 | 0 | 0 | 0 | 25.4795 | 0 | 62.8627 | 2.1514 | 0 | 0.4613 | 0.58148
2018-05-16 12:00 | 5 | 11 | 4 | 0 | 1 | 0.51518 | 0.81627 | 1.6325 | 4.1214 | 25.1898 | 15.5798 | 17.0341 | 17.0341 | 41.1233 | 1.6325 | 2.4889 | 0 | 41.1233 | 38.7763 | 70.2049 | 2.4889 | 6.1507 | 0 | 0 | 0 | 0 | 41.1233 | 0 | 70.2049 | 2.4889 | 0 | 0.51518 | 0.45243
2018-05-16 13:00 | 5 | 12 | 4 | 0 | 1 | 0.24876 | 0.77199 | 1.544 | 1.9901 | 25.1898 | 15.5798 | 17.0341 | 17.0341 | 38.8925 | 1.544 | 0.44608 | 0 | 38.8925 | 6.9498 | 33.8989 | 0.44608 | 6.5968 | 0 | 0 | 0 | 0 | 38.8925 | 0 | 33.8989 | 0.44608 | 0 | 0.24876 | 0.16415
2018-05-16 14:00 | 5 | 13 | 4 | 0 | 1 | 0.25908 | 0.79289 | 1.5858 | 2.0726 | 25.1898 | 15.5798 | 17.0341 | 17.0341 | 39.9456 | 1.5858 | 0.48682 | 0 | 39.9456 | 7.5845 | 35.3051 | 0.48682 | 7.0836 | 0 | 0 | 0 | 0 | 39.9456 | 0 | 35.3051 | 0.48682 | 0 | 0.25908 | 0.41766
2018-05-16 15:00 | 5 | 14 | 4 | 0 | 1 | 0.47336 | 0.83502 | 1.67 | 3.7868 | 25.1898 | 15.5798 | 17.0341 | 17.0341 | 42.068 | 1.67 | 2.1168 | 0 | 42.068 | 32.9793 | 64.5057 | 2.1168 | 9.2004 | 0 | 0 | 0 | 0 | 42.068 | 0 | 64.5057 | 2.1168 | 0 | 0.47336 | 0.39671
2018-05-16 16:00 | 5 | 15 | 4 | 0 | 1 | 0.15706 | 0.92541 | 1.8508 | 1.2565 | 25.1898 | 15.5798 | 17.0341 | 17.0341 | 46.6215 | 1.2565 | 0 | 14.9702 | 31.6512 | 0 | 21.4036 | 0 | 9.2004 | 0.5943 | 0.5943 | 0 | 0 | 46.6215 | 0 | 21.4036 | 0 | 0 | 0.15706 | 0.37537
2018-05-16 17:00 | 5 | 16 | 4 | 0 | 1 | 0.12814 | 0.97102 | 1.942 | 1.0251 | 25.1898 | 15.5798 | 17.0341 | 17.0341 | 48.9194 | 1.0251 | 0 | 23.097 | 25.8223 | 0 | 17.4619 | 0 | 8.5544 | 0.91692 | 0.91692 | 0 | 0 | 48.9194 | 0 | 17.4619 | 0 | 0 | 0.12814 | 0.041043
2018-05-16 18:00 | 5 | 17 | 4 | 0 | 1 | 0.014561 | 0.92974 | 1.8595 | 0.11649 | 25.1898 | 15.5798 | 17.0341 | 17.0341 | 46.8399 | 0.11649 | 0 | 43.9055 | 2.9343 | 0 | 1.9843 | 0 | 7.5578 | 1.743 | 1.743 | 0 | 0 | 46.8399 | 0 | 1.9843 | 0 | 0 | 0.014561 | 0.035368
2018-05-16 19:00 | 5 | 18 | 4 | 0 | 1 | 0.0030682 | 0.98131 | 1.9626 | 0.024546 | 25.1898 | 15.5798 | 17.0341 | 17.0341 | 49.4382 | 0.024546 | 0 | 48.8199 | 0.6183 | 0 | 0.41811 | 0 | 5.6632 | 1.9381 | 1.9381 | 0 | 0 | 49.4382 | 0 | 0.41811 | 0 | 0 | 0.0030682 | 0.0020883
2018-05-16 20:00 | 5 | 19 | 4 | 0 | 0 | 0 | 1.063 | 2.1261 | 0 | 16.5561 | 6.9461 | 17.0341 | 17.0341 | 35.1996 | 0 | 0 | 35.1996 | 0 | 0 | 0 | 0 | 3.5566 | 2.1261 | 2.1261 | 0 | 0 | 35.1996 | 0 | 0 | 0 | 0 | 0 | 0
2018-05-16 21:00 | 5 | 20 | 4 | 0 | 0 | 0 | 0.8125 | 1.625 | 0 | 16.5561 | 6.9461 | 17.0341 | 17.0341 | 26.9035 | 0 | 0 | 26.9035 | 0 | 0 | 0 | 0 | 1.2456 | 1.625 | 1.146 | 0 | 7.9305 | 18.973 | 0 | 0 | 0 | 0 | 0 | 0
2018-05-16 22:00 | 5 | 21 | 4 | 0 | 0 | 0 | 0.6144 | 1.2288 | 0 | 16.5561 | 6.9461 | 17.0341 | 17.0341 | 20.3441 | 0 | 0 | 20.3441 | 0 | 0 | 0 | 0 | 0 | 1.2288 | 0 | 0 | 20.3441 | 0 | 0 | 0 | 0 | 0 | 0 | 0
2018-05-16 23:00 | 5 | 22 | 4 | 0 | 0 | 0 | 0.55393 | 1.1079 | 0 | 16.5561 | 6.9461 | 17.0341 | 17.0341 | 18.3419 | 0 | 0 | 18.3419 | 0 | 0 | 0 | 0 | 0 | 1.1079 | 0 | 0 | 18.3419 | 0 | 0 | 0 | 0 | 0 | 0 | 0
2018-05-17 | 5 | 23 | 4 | 0 | 0 | 0 | 0.54166 | 1.0833 | 0 | 16.5561 | 6.9461 | 17.0341 | 17.0341 | 17.9354 | 0 | 0 | 17.9354 | 0 | 0 | 0 | 0 | 0 | 1.0833 | 0 | 0 | 17.9354 | 0 | 0 | 0 | 0 | 0 | 0 | 0
2018-05-17 01:00 | 5 | 0 | 5 | 0 | 0 | 0 | 0.52422 | 1.0484 | 0 | 16.5561 | 6.9461 | 17.0341 | 17.0341 | 17.3579 | 0 | 0 | 17.3579 | 0 | 0 | 0 | 0 | 0 | 1.0484 | 0 | 0 | 17.3579 | 0 | 0 | 0 | 0 | 0 | 0 | 0
2018-05-17 02:00 | 5 | 1 | 5 | 0 | 0 | 0 | 0.53935 | 1.0787 | 0 | 16.5561 | 6.9461 | 17.0341 | 17.0341 | 17.8589 | 0 | 0 | 17.8589 | 0 | 0 | 0 | 0 | 0 | 1.0787 | 0 | 0 | 17.8589 | 0 | 0 | 0 | 0 | 0 | 0 | 0
2018-05-17 03:00 | 5 | 2 | 5 | 0 | 0 | 0 | 0.57013 | 1.1403 | 0 | 16.5561 | 6.9461 | 17.0341 | 17.0341 | 18.8783 | 0 | 0 | 18.8783 | 0 | 0 | 0 | 0 | 0 | 1.1403 | 0 | 0 | 18.8783 | 0 | 0 | 0 | 0 | 0 | 0 | 0
2018-05-17 04:00 | 5 | 3 | 5 | 0 | 0 | 0 | 0.62905 | 1.2581 | 0 | 16.5561 | 6.9461 | 17.0341 | 17.0341 | 20.8291 | 0 | 0 | 20.8291 | 0 | 0 | 0 | 0 | 0 | 1.2581 | 0 | 0 | 20.8291 | 0 | 0 | 0 | 0 | 0 | 0 | 0
2018-05-17 05:00 | 5 | 4 | 5 | 0 | 0 | 0 | 0.80261 | 1.6052 | 0 | 16.5561 | 6.9461 | 17.0341 | 17.0341 | 26.5761 | 0 | 0 | 26.5761 | 0 | 0 | 0 | 0 | 0 | 1.6052 | 0 | 0 | 26.5761 | 0 | 0 | 0 | 0 | 0 | 0 | 0
2018-05-17 06:00 | 5 | 5 | 5 | 0 | 0 | 0.049401 | 0.9401 | 1.8802 | 0.39521 | 16.5561 | 6.9461 | 17.0341 | 17.0341 | 31.1288 | 0.39521 | 0 | 24.5857 | 6.5431 | 0 | 6.7321 | 0 | 0 | 1.485 | 0 | 0 | 24.5857 | 6.5431 | 0 | 6.7321 | 0 | 0 | 0.049401 | 0.012302
2018-05-17 07:00 | 5 | 6 | 5 | 0 | 0 | 0.082337 | 0.96726 | 1.9345 | 0.65869 | 16.5561 | 6.9461 | 17.0341 | 17.0341 | 32.0281 | 0.65869 | 0 | 21.1227 | 10.9053 | 0 | 11.2203 | 0 | 0 | 1.2758 | 0 | 0 | 21.1227 | 10.9053 | 0 | 11.2203 | 0 | 0 | 0.082337 | 0.047949
2018-05-17 08:00 | 5 | 7 | 5 | 0 | 0 | 0.073748 | 0.94499 | 1.89 | 0.58998 | 16.5561 | 6.9461 | 17.0341 | 17.0341 | 31.2908 | 0.58998 | 0 | 21.523 | 9.7678 | 0 | 10.0499 | 0 | 0 | 1.3 | 0 | 0 | 21.523 | 9.7678 | 0 | 10.0499 | 0 | 0 | 0.073748 | 0.065746
2018-05-17 09:00 | 5 | 8 | 5 | 0 | 0 | 0.12554 | 0.85825 | 1.7165 | 1.0043 | 16.5561 | 6.9461 | 17.0341 | 17.0341 | 28.4184 | 1.0043 | 0 | 11.7914 | 16.6269 | 0 | 17.1071 | 0 | 0 | 0.71221 | 0 | 0 | 11.7914 | 16.6269 | 0 | 17.1071 | 0 | 0 | 0.12554 | 0.16496
2018-05-17 10:00 | 5 | 9 | 5 | 0 | 0 | 0.47337 | 0.84271 | 1.6854 | 3.7869 | 16.5561 | 6.9461 | 17.0341 | 17.0341 | 27.904 | 1.6854 | 2.1015 | 0 | 27.904 | 14.5973 | 64.5072 | 2.1015 | 2.1015 | 0 | 0 | 0 | 0 | 27.904 | 0 | 64.5072 | 2.1015 | 0 | 0.47337 | 0.40617
2018-05-17 11:00 | 5 | 10 | 5 | 0 | 0 | 0.58301 | 0.83708 | 1.6742 | 4.664 | 16.5561 | 6.9461 | 17.0341 | 17.0341 | 27.7176 | 1.6742 | 2.9899 | 0 | 27.7176 | 20.7679 | 79.4481 | 2.9899 | 5.0914 | 0 | 0 | 0 | 0 | 27.7176 | 0 | 79.4481 | 2.9899 | 0 | 0.58301 | 0.7622
2018-05-17 12:00 | 5 | 11 | 5 | 0 | 1 | 0.58685 | 0.81248 | 1.625 | 4.6948 | 25.1898 | 15.5798 | 17.0341 | 17.0341 | 40.9326 | 1.625 | 3.0699 | 0 | 40.9326 | 47.8277 | 79.9723 | 3.0699 | 8.1612 | 0 | 0 | 0 | 0 | 40.9326 | 0 | 79.9723 | 3.0699 | 0 | 0.58685 | 0.71779
2018-05-17 13:00 | 5 | 12 | 5 | 0 | 1 | 0.69099 | 0.79055 | 1.5811 | 5.5279 | 25.1898 | 15.5798 | 17.0341 | 17.0341 | 39.8273 | 1.5811 | 3.9469 | 0 | 39.8273 | 61.4911 | 94.1638 | 3.9469 | 12.1081 | 0 | 0 | 0 | 0 | 39.8273 | 0 | 94.1638 | 3.9469 | 0 | 0.69099 | 0.69388
2018-05-17 14:00 | 5 | 13 | 5 | 0 | 1 | 0.62955 | 0.79286 | 1.5857 | 5.0364 | 25.1898 | 15.5798 | 17.0341 | 17.0341 | 39.9439 | 1.5857 | 3.4507 | 0 | 39.9439 | 53.7612 | 85.7912 | 0.3919 | 12.5 | 0 | 0 | 3.0588 | 0 | 39.9439 | 47.6554 | 85.7912 | 3.4507 | 6.1176 | 0.62955 | 0.63766
2018-05-17 15:00 | 5 | 14 | 5 | 0 | 1 | 0.45126 | 0.84667 | 1.6933 | 3.6101 | 25.1898 | 15.5798 | 17.0341 | 17.0341 | 42.6546 | 1.6933 | 1.9168 | 0 | 42.6546 | 29.8629 | 61.495 | 0 | 12.5 | 0 | 0 | 1.9168 | 0 | 42.6546 | 29.8629 | 61.495 | 1.9168 | 3.8335 | 0.45126 | 0.50214
2018-05-17 16:00 | 5 | 15 | 5 | 0 | 1 | 0.082116 | 0.9353 | 1.8706 | 0.65693 | 25.1898 | 15.5798 | 17.0341 | 17.0341 | 47.1197 | 0.65693 | 0 | 30.5718 | 16.5479 | 0 | 11.1903 | 0 | 12.5 | 1.2137 | 1.2137 | 0 | 0 | 47.1197 | 0 | 11.1903 | 0 | 0 | 0.082116 | 0.20202
2018-05-17 17:00 | 5 | 16 | 5 | 0 | 1 | 0.17401 | 0.97957 | 1.9591 | 1.392 | 25.1898 | 15.5798 | 17.0341 | 17.0341 | 49.3501 | 1.392 | 0 | 14.2848 | 35.0653 | 0 | 23.7123 | 0 | 11.1808 | 0.56709 | 0.56709 | 0 | 0 | 49.3501 | 0 | 23.7123 | 0 | 0 | 0.17401 | 0.15587
2018-05-17 18:00 | 5 | 17 | 5 | 0 | 1 | 0.055827 | 1.0067 | 2.0135 | 0.44662 | 25.1898 | 15.5798 | 17.0341 | 17.0341 | 50.7187 | 0.44662 | 0 | 39.4686 | 11.2502 | 0 | 7.6077 | 0 | 10.5644 | 1.5669 | 1.5669 | 0 | 0 | 50.7187 | 0 | 7.6077 | 0 | 0 | 0.055827 | 0.014643
2018-05-17 19:00 | 5 | 18 | 5 | 0 | 1 | 0 | 1.0167 | 2.0334 | 0 | 25.1898 | 15.5798 | 17.0341 | 17.0341 | 51.2215 | 0 | 0 | 51.2215 | 0 | 0 | 0 | 0 | 8.8613 | 2.0334 | 2.0334 | 0 | 0 | 51.2215 | 0 | 0 | 0 | 0 | 0 | 0
2018-05-17 20:00 | 5 | 19 | 5 | 0 | 0 | 0 | 1.0827 | 2.1654 | 0 | 16.5561 | 6.9461 | 17.0341 | 17.0341 | 35.85 | 0 | 0 | 35.85 | 0 | 0 | 0 | 0 | 6.6511 | 2.1654 | 2.1654 | 0 | 0 | 35.85 | 0 | 0 | 0 | 0 | 0 | 0
2018-05-17 21:00 | 5 | 20 | 5 | 0 | 0 | 0 | 0.87525 | 1.7505 | 0 | 16.5561 | 6.9461 | 17.0341 | 17.0341 | 28.9814 | 0 | 0 | 28.9814 | 0 | 0 | 0 | 0 | 4.2974 | 1.7505 | 1.7505 | 0 | 0 | 28.9814 | 0 | 0 | 0 | 0 | 0 | 0
2018-05-17 22:00 | 5 | 21 | 5 | 0 | 0 | 0 | 0.73084 | 1.4617 | 0 | 16.5561 | 6.9461 | 17.0341 | 17.0341 | 24.1996 | 0 | 0 | 24.1996 | 0 | 0 | 0 | 0 | 2.3947 | 1.4617 | 1.4617 | 0 | 0 | 24.1996 | 0 | 0 | 0 | 0 | 0 | 0
2018-05-17 23:00 | 5 | 22 | 5 | 0 | 0 | 0 | 0.66113 | 1.3223 | 0 | 16.5561 | 6.9461 | 17.0341 | 17.0341 | 21.8915 | 0 | 0 | 21.8915 | 0 | 0 | 0 | 0 | 0.8059 | 1.3223 | 0.74143 | 0 | 9.6163 | 12.2752 | 0 | 0 | 0 | 0 | 0 | 0
2018-05-18 | 5 | 23 | 5 | 0 | 0 | 0 | 0.64729 | 1.2946 | 0 | 16.5561 | 6.9461 | 17.0341 | 17.0341 | 21.4331 | 0 | 0 | 21.4331 | 0 | 0 | 0 | 0 | 0 | 1.2946 | 0 | 0 | 21.4331 | 0 | 0 | 0 | 0 | 0 | 0 | 0
2018-05-18 01:00 | 5 | 0 | 6 | 0 | 0 | 0 | 0.65854 | 1.3171 | 0 | 16.5561 | 6.9461 | 17.0341 | 17.0341 | 21.8055 | 0 | 0 | 21.8055 | 0 | 0 | 0 | 0 | 0 | 1.3171 | 0 | 0 | 21.8055 | 0 | 0 | 0 | 0 | 0 | 0 | 0
2018-05-18 02:00 | 5 | 1 | 6 | 0 | 0 | 0 | 0.6696 | 1.3392 | 0 | 16.5561 | 6.9461 | 17.0341 | 17.0341 | 22.1719 | 0 | 0 | 22.1719 | 0 | 0 | 0 | 0 | 0 | 1.3392 | 0 | 0 | 22.1719 | 0 | 0 | 0 | 0 | 0 | 0 | 0
2018-05-18 03:00 | 5 | 2 | 6 | 0 | 0 | 0 | 0.6901 | 1.3802 | 0 | 16.5561 | 6.9461 | 17.0341 | 17.0341 | 22.8508 | 0 | 0 | 22.8508 | 0 | 0 | 0 | 0 | 0 | 1.3802 | 0 | 0 | 22.8508 | 0 | 0 | 0 | 0 | 0 | 0 | 0
2018-05-18 04:00 | 5 | 3 | 6 | 0 | 0 | 0 | 0.73383 | 1.4677 | 0 | 16.5561 | 6.9461 | 17.0341 | 17.0341 | 24.2986 | 0 | 0 | 24.2986 | 0 | 0 | 0 | 0 | 0 | 1.4677 | 0 | 0 | 24.2986 | 0 | 0 | 0 | 0 | 0 | 0 | 0
2018-05-18 05:00 | 5 | 4 | 6 | 0 | 0 | 0.001906 | 0.89103 | 1.7821 | 0.015248 | 16.5561 | 6.9461 | 17.0341 | 17.0341 | 29.5038 | 0.015248 | 0 | 29.2514 | 0.25245 | 0 | 0.25974 | 0 | 0 | 1.7668 | 0 | 0 | 29.2514 | 0.25245 | 0 | 0.25974 | 0 | 0 | 0.001906 | 0.005958
2018-05-18 06:00 | 5 | 5 | 6 | 0 | 0 | 0.06286 | 1.0276 | 2.0553 | 0.50288 | 16.5561 | 6.9461 | 17.0341 | 17.0341 | 34.0275 | 0.50288 | 0 | 25.7018 | 8.3257 | 0 | 8.5661 | 0 | 0 | 1.5524 | 0 | 0 | 25.7018 | 8.3257 | 0 | 8.5661 | 0 | 0 | 0.06286 | 0.070343
2018-05-18 07:00 | 5 | 6 | 6 | 0 | 0 | 0.24242 | 0.98268 | 1.9654 | 1.9394 | 16.5561 | 6.9461 | 17.0341 | 17.0341 | 32.5387 | 1.9394 | 0 | 0.43019 | 32.1085 | 0 | 33.0357 | 0 | 0 | 0.025984 | 0 | 0 | 0.43019 | 32.1085 | 0 | 33.0357 | 0 | 0 | 0.24242 | 0.26562
2018-05-18 08:00 | 5 | 7 | 6 | 0 | 0 | 0.42816 | 0.89625 | 1.7925 | 3.4253 | 16.5561 | 6.9461 | 17.0341 | 17.0341 | 29.6768 | 1.7925 | 1.6328 | 0 | 29.6768 | 11.3415 | 58.347 | 1.6328 | 1.6328 | 0 | 0 | 0 | 0 | 29.6768 | 0 | 58.347 | 1.6328 | 0 | 0.42816 | 0.47083
2018-05-18 09:00 | 5 | 8 | 6 | 0 | 0 | 0.57118 | 0.92216 | 1.8443 | 4.5694 | 16.5561 | 6.9461 | 17.0341 | 17.0341 | 30.5348 | 1.8443 | 2.7251 | 0 | 30.5348 | 18.9287 | 77.8361 | 2.7251 | 4.3579 | 0 | 0 | 0 | 0 | 30.5348 | 0 | 77.8361 | 2.7251 | 0 | 0.57118 | 0.34124
2018-05-18 10:00 | 5 | 9 | 6 | 0 | 0 | 0.14736 | 0.94497 | 1.8899 | 1.1789 | 16.5561 | 6.9461 | 17.0341 | 17.0341 | 31.2899 | 1.1789 | 0 | 11.7717 | 19.5181 | 0 | 20.0818 | 0 | 4.3579 | 0.71102 | 0.71102 | 0 | 0 | 31.2899 | 0 | 20.0818 | 0 | 0 | 0.14736 | 0.2883
2018-05-18 11:00 | 5 | 10 | 6 | 0 | 0 | 0.44983 | 0.89536 | 1.7907 | 3.5986 | 16.5561 | 6.9461 | 17.0341 | 17.0341 | 29.6473 | 1.7907 | 1.8079 | 0 | 29.6473 | 12.5577 | 61.2992 | 1.8079 | 5.3929 | 0 | 0 | 0 | 0 | 29.6473 | 0 | 61.2992 | 1.8079 | 0 | 0.44983 | 0.63929
2018-05-18 12:00 | 5 | 11 | 6 | 0 | 1 | 0.49061 | 0.74398 | 1.488 | 3.9249 | 25.1898 | 15.5798 | 17.0341 | 17.0341 | 37.4814 | 1.488 | 2.4369 | 0 | 37.4814 | 37.9666 | 66.857 | 2.4369 | 7.8298 | 0 | 0 | 0 | 0 | 37.4814 | 0 | 66.857 | 2.4369 | 0 | 0.49061 | 0.38037
2018-05-18 13:00 | 5 | 12 | 6 | 0 | 1 | 0.24504 | 0.73464 | 1.4693 | 1.9603 | 25.1898 | 15.5798 | 17.0341 | 17.0341 | 37.011 | 1.4693 | 0.49099 | 0 | 37.011 | 7.6495 | 33.3917 | 0.49099 | 8.3208 | 0 | 0 | 0 | 0 | 37.011 | 0 | 33.3917 | 0.49099 | 0 | 0.24504 | 0.21567
2018-05-18 14:00 | 5 | 13 | 6 | 0 | 1 | 0.15602 | 0.79967 | 1.5993 | 1.2482 | 25.1898 | 15.5798 | 17.0341 | 17.0341 | 40.287 | 1.2482 | 0 | 8.8453 | 31.4416 | 0 | 21.2619 | 0 | 8.3208 | 0.35115 | 0.35115 | 0 | 0 | 40.287 | 0 | 21.2619 | 0 | 0 | 0.15602 | 0.2519
2018-05-18 15:00 | 5 | 14 | 6 | 0 | 1 | 0.24189 | 0.88695 | 1.7739 | 1.9351 | 25.1898 | 15.5798 | 17.0341 | 17.0341 | 44.6843 | 1.7739 | 0.16122 | 0 | 44.6843 | 2.5118 | 32.9632 | 0.16122 | 8.1004 | 0 | 0 | 0 | 0 | 44.6843 | 0 | 32.9632 | 0.16122 | 0 | 0.24189 | 0.18636
2018-05-18 16:00 | 5 | 15 | 6 | 0 | 1 | 0.09629 | 0.96648 | 1.933 | 0.77032 | 25.1898 | 15.5798 | 17.0341 | 17.0341 | 48.6909 | 0.77032 | 0 | 29.2867 | 19.4043 | 0 | 13.1218 | 0 | 8.1004 | 1.1626 | 1.1626 | 0 | 0 | 48.6909 | 0 | 13.1218 | 0 | 0 | 0.09629 | 0.12812
2018-05-18 17:00 | 5 | 16 | 6 | 0 | 1 | 0.059641 | 0.9467 | 1.8934 | 0.47712 | 25.1898 | 15.5798 | 17.0341 | 17.0341 | 47.6943 | 0.47712 | 0 | 35.6757 | 12.0187 | 0 | 8.1274 | 0 | 6.8366 | 1.4163 | 1.4163 | 0 | 0 | 47.6943 | 0 | 8.1274 | 0 | 0 | 0.059641 | 0.15283
2018-05-18 18:00 | 5 | 17 | 6 | 0 | 1 | 0.015789 | 0.97939 | 1.9588 | 0.12631 | 25.1898 | 15.5798 | 17.0341 | 17.0341 | 49.3414 | 0.12631 | 0 | 46.1597 | 3.1817 | 0 | 2.1516 | 0 | 5.2972 | 1.8325 | 1.8325 | 0 | 0 | 49.3414 | 0 | 2.1516 | 0 | 0 | 0.015789 | 0.021721
2018-05-18 19:00 | 5 | 18 | 6 | 0 | 1 | 0 | 1.0335 | 2.067 | 0 | 25.1898 | 15.5798 | 17.0341 | 17.0341 | 52.0685 | 0 | 0 | 52.0685 | 0 | 0 | 0 | 0 | 3.3054 | 2.067 | 2.067 | 0 | 0 | 52.0685 | 0 | 0 | 0 | 0 | 0 | 0
2018-05-18 20:00 | 5 | 19 | 6 | 0 | 0 | 0 | 1.1147 | 2.2295 | 0 | 16.5561 | 6.9461 | 17.0341 | 17.0341 | 36.9111 | 0 | 0 | 36.9111 | 0 | 0 | 0 | 0 | 1.0586 | 2.2295 | 0.97388 | 0 | 20.7874 | 16.1237 | 0 | 0 | 0 | 0 | 0 | 0
2018-05-18 21:00 | 5 | 20 | 6 | 0 | 0 | 0 | 1.0047 | 2.0094 | 0 | 16.5561 | 6.9461 | 17.0341 | 17.0341 | 33.2671 | 0 | 0 | 33.2671 | 0 | 0 | 0 | 0 | 0 | 2.0094 | 0 | 0 | 33.2671 | 0 | 0 | 0 | 0 | 0 | 0 | 0
2018-05-18 22:00 | 5 | 21 | 6 | 0 | 0 | 0 | 0.83728 | 1.6746 | 0 | 16.5561 | 6.9461 | 17.0341 | 17.0341 | 27.7241 | 0 | 0 | 27.7241 | 0 | 0 | 0 | 0 | 0 | 1.6746 | 0 | 0 | 27.7241 | 0 | 0 | 0 | 0 | 0 | 0 | 0
2018-05-18 23:00 | 5 | 22 | 6 | 0 | 0 | 0 | 0.72765 | 1.4553 | 0 | 16.5561 | 6.9461 | 17.0341 | 17.0341 | 24.0941 | 0 | 0 | 24.0941 | 0 | 0 | 0 | 0 | 0 | 1.4553 | 0 | 0 | 24.0941 | 0 | 0 | 0 | 0 | 0 | 0 | 0
2018-05-19 | 5 | 23 | 6 | 0 | 0 | 0 | 0.68454 | 1.3691 | 0 | 16.5561 | 6.9461 | 17.0341 | 17.0341 | 22.6667 | 0 | 0 | 22.6667 | 0 | 0 | 0 | 0 | 0 | 1.3691 | 0 | 0 | 22.6667 | 0 | 0 | 0 | 0 | 0 | 0 | 0
2018-05-19 01:00 | 5 | 0 | 7 | 0 | 0 | 0 | 0.68759 | 1.3752 | 0 | 16.5561 | 6.9461 | 17.0341 | 17.0341 | 22.7676 | 0 | 0 | 22.7676 | 0 | 0 | 0 | 0 | 0 | 1.3752 | 0 | 0 | 22.7676 | 0 | 0 | 0 | 0 | 0 | 0 | 0
2018-05-19 02:00 | 5 | 1 | 7 | 0 | 0 | 0 | 0.72697 | 1.4539 | 0 | 16.5561 | 6.9461 | 17.0341 | 17.0341 | 24.0713 | 0 | 0 | 24.0713 | 0 | 0 | 0 | 0 | 0 | 1.4539 | 0 | 0 | 24.0713 | 0 | 0 | 0 | 0 | 0 | 0 | 0
2018-05-19 03:00 | 5 | 2 | 7 | 0 | 0 | 0 | 0.76802 | 1.536 | 0 | 16.5561 | 6.9461 | 17.0341 | 17.0341 | 25.4308 | 0 | 0 | 25.4308 | 0 | 0 | 0 | 0 | 0 | 1.536 | 0 | 0 | 25.4308 | 0 | 0 | 0 | 0 | 0 | 0 | 0
2018-05-19 04:00 | 5 | 3 | 7 | 0 | 0 | 0 | 0.80045 | 1.6009 | 0 | 16.5561 | 6.9461 | 17.0341 | 17.0341 | 26.5047 | 0 | 0 | 26.5047 | 0 | 0 | 0 | 0 | 0 | 1.6009 | 0 | 0 | 26.5047 | 0 | 0 | 0 | 0 | 0 | 0 | 0
2018-05-19 05:00 | 5 | 4 | 7 | 0 | 0 | 0 | 0.87926 | 1.7585 | 0 | 16.5561 | 6.9461 | 17.0341 | 17.0341 | 29.1143 | 0 | 0 | 29.1143 | 0 | 0 | 0 | 0 | 0 | 1.7585 | 0 | 0 | 29.1143 | 0 | 0 | 0 | 0 | 0 | 0 | 0.00071033
2018-05-19 06:00 | 5 | 5 | 7 | 0 | 0 | 0.052821 | 0.93558 | 1.8712 | 0.42257 | 16.5561 | 6.9461 | 17.0341 | 17.0341 | 30.9791 | 0.42257 | 0 | 23.983 | 6.9961 | 0 | 7.1981 | 0 | 0 | 1.4486 | 0 | 0 | 23.983 | 6.9961 | 0 | 7.1981 | 0 | 0 | 0.052821 | 0.016588
2018-05-19 07:00 | 5 | 6 | 7 | 0 | 0 | 0.065282 | 0.99876 | 1.9975 | 0.52226 | 16.5561 | 6.9461 | 17.0341 | 17.0341 | 33.0711 | 0.52226 | 0 | 24.4246 | 8.6465 | 0 | 8.8962 | 0 | 0 | 1.4753 | 0 | 0 | 24.4246 | 8.6465 | 0 | 8.8962 | 0 | 0 | 0.065282 | 0.072287
2018-05-19 08:00 | 5 | 7 | 7 | 0 | 0 | 0.16816 | 1.0849 | 2.1697 | 1.3452 | 16.5561 | 6.9461 | 17.0341 | 17.0341 | 35.9222 | 1.3452 | 0 | 13.6502 | 22.272 | 0 | 22.9151 | 0 | 0 | 0.82448 | 0 | 0 | 13.6502 | 22.272 | 0 | 22.9151 | 0 | 0 | 0.16816 | 0.15533
2018-05-19 09:00 | 5 | 8 | 7 | 0 | 0 | 0.080518 | 1.1049 | 2.2098 | 0.64415 | 16.5561 | 6.9461 | 17.0341 | 17.0341 | 36.5853 | 0.64415 | 0 | 25.9208 | 10.6645 | 0 | 10.9725 | 0 | 0 | 1.5656 | 0 | 0 | 25.9208 | 10.6645 | 0 | 10.9725 | 0 | 0 | 0.080518 | 0.15743
2018-05-19 10:00 | 5 | 9 | 7 | 0 | 0 | 0.16078 | 0.95404 | 1.9081 | 1.2862 | 16.5561 | 6.9461 | 17.0341 | 17.0341 | 31.5904 | 1.2862 | 0 | 10.2958 | 21.2945 | 0 | 21.9095 | 0 | 0 | 0.62188 | 0 | 0 | 10.2958 | 21.2945 | 0 | 21.9095 | 0 | 0 | 0.16078 | 0.15187
2018-05-19 11:00 | 5 | 10 | 7 | 0 | 0 | 0.13795 | 0.98591 | 1.9718 | 1.1036 | 16.5561 | 6.9461 | 17.0341 | 17.0341 | 32.6455 | 1.1036 | 0 | 14.3749 | 18.2706 | 0 | 18.7982 | 0 | 0 | 0.86826 | 0 | 0 | 14.3749 | 18.2706 | 0 | 18.7982 | 0 | 0 | 0.13795 | 0.18102
2018-05-19 12:00 | 5 | 11 | 7 | 0 | 1 | 0.34614 | 0.88669 | 1.7734 | 2.7691 | 25.1898 | 15.5798 | 17.0341 | 17.0341 | 44.671 | 1.7734 | 0.9957 | 0 | 44.671 | 15.5128 | 47.1689 | 0.9957 | 0.9957 | 0 | 0 | 0 | 0 | 44.671 | 0 | 47.1689 | 0.9957 | 0 | 0.34614 | 0.23163
2018-05-19 13:00 | 5 | 12 | 7 | 0 | 1 | 0.28758 | 0.83289 | 1.6658 | 2.3007 | 25.1898 | 15.5798 | 17.0341 | 17.0341 | 41.9605 | 1.6658 | 0.63488 | 0 | 41.9605 | 9.8913 | 39.1897 | 0.63488 | 1.6306 | 0 | 0 | 0 | 0 | 41.9605 | 0 | 39.1897 | 0.63488 | 0 | 0.28758 | 0.17912
2018-05-19 14:00 | 5 | 13 | 7 | 0 | 1 | 0.24108 | 0.8268 | 1.6536 | 1.9286 | 25.1898 | 15.5798 | 17.0341 | 17.0341 | 41.6538 | 1.6536 | 0.27501 | 0 | 41.6538 | 4.2845 | 32.8522 | 0.27501 | 1.9056 | 0 | 0 | 0 | 0 | 41.6538 | 0 | 32.8522 | 0.27501 | 0 | 0.24108 | 0.2724
2018-05-19 15:00 | 5 | 14 | 7 | 0 | 1 | 0.1405 | 0.84951 | 1.699 | 1.124 | 25.1898 | 15.5798 | 17.0341 | 17.0341 | 42.7977 | 1.124 | 0 | 14.4852 | 28.3125 | 0 | 19.1458 | 0 | 1.9056 | 0.57504 | 0.57504 | 0 | 0 | 42.7977 | 0 | 19.1458 | 0 | 0 | 0.1405 | 0.34372
2018-05-19 16:00 | 5 | 15 | 7 | 0 | 1 | 0.21124 | 0.92354 | 1.8471 | 1.6899 | 25.1898 | 15.5798 | 17.0341 | 17.0341 | 46.5276 | 1.6899 | 0 | 3.9598 | 42.5679 | 0 | 28.7858 | 0 | 1.2805 | 0.1572 | 0.1572 | 0 | 0 | 46.5276 | 0 | 28.7858 | 0 | 0 | 0.21124 | 0.45646
2018-05-19 17:00 | 5 | 16 | 7 | 0 | 1 | 0.097151 | 0.94879 | 1.8976 | 0.7772 | 25.1898 | 15.5798 | 17.0341 | 17.0341 | 47.7998 | 0.7772 | 0 | 28.2222 | 19.5776 | 0 | 13.239 | 0 | 1.1097 | 1.1204 | 1.0209 | 0 | 2.5062 | 45.2937 | 0 | 13.239 | 0 | 0 | 0.097151 | 0.20166
2018-05-19 18:00 | 5 | 17 | 7 | 0 | 1 | 0.049071 | 0.94128 | 1.8826 | 0.39257 | 25.1898 | 15.5798 | 17.0341 | 17.0341 | 47.4213 | 0.39257 | 0 | 37.5327 | 9.8887 | 0 | 6.687 | 0 | 0 | 1.49 | 0 | 0 | 37.5327 | 9.8887 | 0 | 6.687 | 0 | 0 | 0.049071 | 0.057843
2018-05-19 19:00 | 5 | 18 | 7 | 0 | 1 | 0.0022714 | 0.99654 | 1.9931 | 0.018171 | 25.1898 | 15.5798 | 17.0341 | 17.0341 | 50.205 | 0.018171 | 0 | 49.7473 | 0.45773 | 0 | 0.30953 | 0 | 0 | 1.9749 | 0 | 0 | 49.7473 | 0.45773 | 0 | 0.30953 | 0 | 0 | 0.0022714 | 0.002804
2018-05-19 20:00 | 5 | 19 | 7 | 0 | 0 | 0 | 1.036 | 2.0721 | 0 | 16.5561 | 6.9461 | 17.0341 | 17.0341 | 34.3056 | 0 | 0 | 34.3056 | 0 | 0 | 0 | 0 | 0 | 2.0721 | 0 | 0 | 34.3056 | 0 | 0 | 0 | 0 | 0 | 0 | 0
2018-05-19 21:00 | 5 | 20 | 7 | 0 | 0 | 0 | 0.85963 | 1.7193 | 0 | 16.5561 | 6.9461 | 17.0341 | 17.0341 | 28.464 | 0 | 0 | 28.464 | 0 | 0 | 0 | 0 | 0 | 1.7193 | 0 | 0 | 28.464 | 0 | 0 | 0 | 0 | 0 | 0 | 0
2018-05-19 22:00 | 5 | 21 | 7 | 0 | 0 | 0 | 0.67832 | 1.3566 | 0 | 16.5561 | 6.9461 | 17.0341 | 17.0341 | 22.4605 | 0 | 0 | 22.4605 | 0 | 0 | 0 | 0 | 0 | 1.3566 | 0 | 0 | 22.4605 | 0 | 0 | 0 | 0 | 0 | 0 | 0
2018-05-19 23:00 | 5 | 22 | 7 | 0 | 0 | 0 | 0.58868 | 1.1774 | 0 | 16.5561 | 6.9461 | 17.0341 | 17.0341 | 19.4925 | 0 | 0 | 19.4925 | 0 | 0 | 0 | 0 | 0 | 1.1774 | 0 | 0 | 19.4925 | 0 | 0 | 0 | 0 | 0 | 0 | 0
2018-05-20 | 5 | 23 | 7 | 0 | 0 | 0 | 0.57623 | 1.1525 | 0 | 16.5561 | 6.9461 | 17.0341 | 17.0341 | 19.0803 | 0 | 0 | 19.0803 | 0 | 0 | 0 | 0 | 0 | 1.1525 | 0 | 0 | 19.0803 | 0 | 0 | 0 | 0 | 0 | 0 | 0
2018-05-20 01:00 | 5 | 0 | 1 | 0 | 0 | 0 | 0.6149 | 1.2298 | 0 | 16.5561 | 6.9461 | 17.0341 | 17.0341 | 20.3606 | 0 | 0 | 20.3606 | 0 | 0 | 0 | 0 | 0 | 1.2298 | 0 | 0 | 20.3606 | 0 | 0 | 0 | 0 | 0 | 0 | 0
2018-05-20 02:00 | 5 | 1 | 1 | 0 | 0 | 0 | 0.65107 | 1.3021 | 0 | 16.5561 | 6.9461 | 17.0341 | 17.0341 | 21.5581 | 0 | 0 | 21.5581 | 0 | 0 | 0 | 0 | 0 | 1.3021 | 0 | 0 | 21.5581 | 0 | 0 | 0 | 0 | 0 | 0 | 0
2018-05-20 03:00 | 5 | 2 | 1 | 0 | 0 | 0 | 0.67078 | 1.3416 | 0 | 16.5561 | 6.9461 | 17.0341 | 17.0341 | 22.2108 | 0 | 0 | 22.2108 | 0 | 0 | 0 | 0 | 0 | 1.3416 | 0 | 0 | 22.2108 | 0 | 0 | 0 | 0 | 0 | 0 | 0
2018-05-20 04:00 | 5 | 3 | 1 | 0 | 0 | 0 | 0.72146 | 1.4429 | 0 | 16.5561 | 6.9461 | 17.0341 | 17.0341 | 23.8892 | 0 | 0 | 23.8892 | 0 | 0 | 0 | 0 | 0 | 1.4429 | 0 | 0 | 23.8892 | 0 | 0 | 0 | 0 | 0 | 0 | 0
2018-05-20 05:00 | 5 | 4 | 1 | 0 | 0 | 0.0030665 | 0.8269 | 1.6538 | 0.024532 | 16.5561 | 6.9461 | 17.0341 | 17.0341 | 27.3804 | 0.024532 | 0 | 26.9742 | 0.40616 | 0 | 0.41789 | 0 | 0 | 1.6293 | 0 | 0 | 26.9742 | 0.40616 | 0 | 0.41789 | 0 | 0 | 0.0030665 | 0.003486
2018-05-20 06:00 | 5 | 5 | 1 | 0 | 0 | 0.065227 | 0.90312 | 1.8062 | 0.52182 | 16.5561 | 6.9461 | 17.0341 | 17.0341 | 29.9042 | 0.52182 | 0 | 21.2649 | 8.6393 | 0 | 8.8888 | 0 | 0 | 1.2844 | 0 | 0 | 21.2649 | 8.6393 | 0 | 8.8888 | 0 | 0 | 0.065227 | 0.072728
2018-05-20 07:00 | 5 | 6 | 1 | 0 | 0 | 0.24779 | 0.93226 | 1.8645 | 1.9823 | 16.5561 | 6.9461 | 17.0341 | 17.0341 | 30.869 | 1.8645 | 0.11782 | 0 | 30.869 | 0.8184 | 33.7674 | 0.11782 | 0.11782 | 0 | 0 | 0 | 0 | 30.869 | 0 | 33.7674 | 0.11782 | 0 | 0.24779 | 0.2736
2018-05-20 08:00 | 5 | 7 | 1 | 0 | 0 | 0.42969 | 1.0118 | 2.0235 | 3.4375 | 16.5561 | 6.9461 | 17.0341 | 17.0341 | 33.5016 | 2.0235 | 1.414 | 0 | 33.5016 | 9.8218 | 58.5553 | 1.414 | 1.5318 | 0 | 0 | 0 | 0 | 33.5016 | 0 | 58.5553 | 1.414 | 0 | 0.42969 | 0.47562
2018-05-20 09:00 | 5 | 8 | 1 | 0 | 0 | 0.5693 | 1.0258 | 2.0517 | 4.5544 | 16.5561 | 6.9461 | 17.0341 | 17.0341 | 33.9678 | 2.0517 | 2.5027 | 0 | 33.9678 | 17.3839 | 77.5799 | 2.5027 | 4.0345 | 0 | 0 | 0 | 0 | 33.9678 | 0 | 77.5799 | 2.5027 | 0 | 0.5693 | 0.62773
2018-05-20 10:00 | 5 | 9 | 1 | 0 | 0 | 0.66893 | 0.93731 | 1.8746 | 5.3514 | 16.5561 | 6.9461 | 17.0341 | 17.0341 | 31.0364 | 1.8746 | 3.4768 | 0 | 31.0364 | 24.1501 | 91.1568 | 3.4768 | 7.5113 | 0 | 0 | 0 | 0 | 31.0364 | 0 | 91.1568 | 3.4768 | 0 | 0.66893 | 0.74141
2018-05-20 11:00 | 5 | 10 | 1 | 0 | 0 | 0.72953 | 0.94319 | 1.8864 | 5.8362 | 16.5561 | 6.9461 | 17.0341 | 17.0341 | 31.2311 | 1.8864 | 3.9498 | 0 | 31.2311 | 27.4358 | 99.4148 | 3.9498 | 11.4611 | 0 | 0 | 0 | 0 | 31.2311 | 0 | 99.4148 | 3.9498 | 0 | 0.72953 | 0.76923
2018-05-20 12:00 | 5 | 11 | 1 | 0 | 1 | 0.74647 | 0.91043 | 1.8209 | 5.9718 | 25.1898 | 15.5798 | 17.0341 | 17.0341 | 45.8672 | 1.8209 | 4.1509 | 0 | 45.8672 | 64.6701 | 101.724 | 1.0389 | 12.5 | 0 | 0 | 3.112 | 0 | 45.8672 | 48.4848 | 101.724 | 4.1509 | 6.2241 | 0.74647 | 0.76923
2018-05-20 13:00 | 5 | 12 | 1 | 0 | 1 | 0.72471 | 0.95066 | 1.9013 | 5.7977 | 25.1898 | 15.5798 | 17.0341 | 17.0341 | 47.8936 | 1.9013 | 3.8964 | 0 | 47.8936 | 60.705 | 98.7591 | 0 | 12.5 | 0 | 0 | 3.8964 | 0 | 47.8936 | 60.705 | 98.7591 | 3.8964 | 7.7928 | 0.72471 | 0.76923
2018-05-20 14:00 | 5 | 13 | 1 | 0 | 1 | 0.66252 | 0.92569 | 1.8514 | 5.3002 | 25.1898 | 15.5798 | 17.0341 | 17.0341 | 46.636 | 1.8514 | 3.4488 | 0 | 46.636 | 53.7312 | 90.2838 | 0 | 12.5 | 0 | 0 | 3.4488 | 0 | 46.636 | 53.7312 | 90.2838 | 3.4488 | 6.8976 | 0.66252 | 0.73357
2018-05-20 15:00 | 5 | 14 | 1 | 0 | 1 | 0.56061 | 0.89326 | 1.7865 | 4.4849 | 25.1898 | 15.5798 | 17.0341 | 17.0341 | 45.0022 | 1.7865 | 2.6983 | 0 | 45.0022 | 42.0396 | 76.396 | 0 | 12.5 | 0 | 0 | 2.6983 | 0 | 45.0022 | 42.0396 | 76.396 | 2.6983 | 5.3967 | 0.56061 | 0.62091
2018-05-20 16:00 | 5 | 15 | 1 | 0 | 1 | 0.42614 | 0.94301 | 1.886 | 3.4092 | 25.1898 | 15.5798 | 17.0341 | 17.0341 | 47.5084 | 1.886 | 1.5231 | 0 | 47.5084 | 23.7302 | 58.0721 | 0 | 12.5 | 0 | 0 | 1.5231 | 0 | 47.5084 | 23.7302 | 58.0721 | 1.5231 | 3.0463 | 0.42614 | 0.38739
2018-05-20 17:00 | 5 | 16 | 1 | 0 | 1 | 0.2479 | 1.0124 | 2.0248 | 1.9832 | 25.1898 | 15.5798 | 17.0341 | 17.0341 | 51.0038 | 1.9832 | 0 | 1.0485 | 49.9553 | 0 | 33.7814 | 0 | 12.5 | 0.041623 | 0.041623 | 0 | 0 | 51.0038 | 0 | 33.7814 | 0 | 0 | 0.2479 | 0.27356
2018-05-20 18:00 | 5 | 17 | 1 | 0 | 1 | 0.067738 | 1.0555 | 2.111 | 0.5419 | 25.1898 | 15.5798 | 17.0341 | 17.0341 | 53.175 | 0.5419 | 0 | 39.5247 | 13.6503 | 0 | 9.2308 | 0 | 12.4548 | 1.5691 | 1.5691 | 0 | 0 | 53.175 | 0 | 9.2308 | 0 | 0 | 0.067738 | 0.075674
2018-05-20 19:00 | 5 | 18 | 1 | 0 | 1 | 0.0034839 | 1.0808 | 2.1617 | 0.027871 | 25.1898 | 15.5798 | 17.0341 | 17.0341 | 54.4517 | 0.027871 | 0 | 53.7496 | 0.70206 | 0 | 0.47476 | 0 | 10.7492 | 2.1338 | 2.1338 | 0 | 0 | 54.4517 | 0 | 0.47476 | 0 | 0 | 0.0034839 | 0.0039897
2018-05-20 20:00 | 5 | 19 | 1 | 0 | 0 | 0 | 1.0747 | 2.1494 | 0 | 16.5561 | 6.9461 | 17.0341 | 17.0341 | 35.586 | 0 | 0 | 35.586 | 0 | 0 | 0 | 0 | 8.4299 | 2.1494 | 2.1494 | 0 | 0 | 35.586 | 0 | 0 | 0 | 0 | 0 | 0
2018-05-20 21:00 | 5 | 20 | 1 | 0 | 0 | 0 | 0.89027 | 1.7805 | 0 | 16.5561 | 6.9461 | 17.0341 | 17.0341 | 29.4789 | 0 | 0 | 29.4789 | 0 | 0 | 0 | 0 | 6.0936 | 1.7805 | 1.7805 | 0 | 0 | 29.4789 | 0 | 0 | 0 | 0 | 0 | 0
2018-05-20 22:00 | 5 | 21 | 1 | 0 | 0 | 0 | 0.70737 | 1.4147 | 0 | 16.5561 | 6.9461 | 17.0341 | 17.0341 | 23.4225 | 0 | 0 | 23.4225 | 0 | 0 | 0 | 0 | 4.1582 | 1.4147 | 1.4147 | 0 | 0 | 23.4225 | 0 | 0 | 0 | 0 | 0 | 0
2018-05-20 23:00 | 5 | 22 | 1 | 0 | 0 | 0 | 0.6384 | 1.2768 | 0 | 16.5561 | 6.9461 | 17.0341 | 17.0341 | 21.1387 | 0 | 0 | 21.1387 | 0 | 0 | 0 | 0 | 2.6204 | 1.2768 | 1.2768 | 0 | 0 | 21.1387 | 0 | 0 | 0 | 0 | 0 | 0
2018-05-21 | 5 | 23 | 1 | 0 | 0 | 0 | 0.62825 | 1.2565 | 0 | 16.5561 | 6.9461 | 17.0341 | 17.0341 | 20.8028 | 0 | 0 | 20.8028 | 0 | 0 | 0 | 0 | 1.2326 | 1.2565 | 1.134 | 0 | 2.0283 | 18.7745 | 0 | 0 | 0 | 0 | 0 | 0
2018-05-21 01:00 | 5 | 0 | 2 | 0 | 0 | 0 | 0.63888 | 1.2778 | 0 | 16.5561 | 6.9461 | 17.0341 | 17.0341 | 21.1548 | 0 | 0 | 21.1548 | 0 | 0 | 0 | 0 | 0 | 1.2778 | 0 | 0 | 21.1548 | 0 | 0 | 0 | 0 | 0 | 0 | 0
2018-05-21 02:00 | 5 | 1 | 2 | 0 | 0 | 0 | 0.64524 | 1.2905 | 0 | 16.5561 | 6.9461 | 17.0341 | 17.0341 | 21.3654 | 0 | 0 | 21.3654 | 0 | 0 | 0 | 0 | 0 | 1.2905 | 0 | 0 | 21.3654 | 0 | 0 | 0 | 0 | 0 | 0 | 0
2018-05-21 03:00 | 5 | 2 | 2 | 0 | 0 | 0 | 0.65408 | 1.3082 | 0 | 16.5561 | 6.9461 | 17.0341 | 17.0341 | 21.6579 | 0 | 0 | 21.6579 | 0 | 0 | 0 | 0 | 0 | 1.3082 | 0 | 0 | 21.6579 | 0 | 0 | 0 | 0 | 0 | 0 | 0
2018-05-21 04:00 | 5 | 3 | 2 | 0 | 0 | 0 | 0.70849 | 1.417 | 0 | 16.5561 | 6.9461 | 17.0341 | 17.0341 | 23.4595 | 0 | 0 | 23.4595 | 0 | 0 | 0 | 0 | 0 | 1.417 | 0 | 0 | 23.4595 | 0 | 0 | 0 | 0 | 0 | 0 | 0
2018-05-21 05:00 | 5 | 4 | 2 | 0 | 0 | 0.0039662 | 0.9006 | 1.8012 | 0.03173 | 16.5561 | 6.9461 | 17.0341 | 17.0341 | 29.8207 | 0.03173 | 0 | 29.2954 | 0.52532 | 0 | 0.54049 | 0 | 0 | 1.7695 | 0 | 0 | 29.2954 | 0.52532 | 0 | 0.54049 | 0 | 0 | 0.0039662 | 0.0043997
2018-05-21 06:00 | 5 | 5 | 2 | 0 | 0 | 0.068342 | 0.95522 | 1.9104 | 0.54674 | 16.5561 | 6.9461 | 17.0341 | 17.0341 | 31.6292 | 0.54674 | 0 | 22.5774 | 9.0518 | 0 | 9.3132 | 0 | 0 | 1.3637 | 0 | 0 | 22.5774 | 9.0518 | 0 | 9.3132 | 0 | 0 | 0.068342 | 0.075382
2018-05-21 07:00 | 5 | 6 | 2 | 0 | 0 | 0.25635 | 0.92023 | 1.8405 | 2.0508 | 16.5561 | 6.9461 | 17.0341 | 17.0341 | 30.4708 | 1.8405 | 0.21035 | 0 | 30.4708 | 1.4611 | 34.9339 | 0.21035 | 0.21035 | 0 | 0 | 0 | 0 | 30.4708 | 0 | 34.9339 | 0.21035 | 0 | 0.25635 | 0.28316
2018-05-21 08:00 | 5 | 7 | 2 | 0 | 0 | 0.44579 | 0.87917 | 1.7583 | 3.5663 | 16.5561 | 6.9461 | 17.0341 | 17.0341 | 29.1113 | 1.7583 | 1.8079 | 0 | 29.1113 | 12.5582 | 60.7488 | 1.8079 | 2.0183 | 0 | 0 | 0 | 0 | 29.1113 | 0 | 60.7488 | 1.8079 | 0 | 0.44579 | 0.49313
2018-05-21 09:00 | 5 | 8 | 2 | 0 | 0 | 0.59002 | 0.87717 | 1.7543 | 4.7202 | 16.5561 | 6.9461 | 17.0341 | 17.0341 | 29.0451 | 1.7543 | 2.9658 | 0 | 29.0451 | 20.6009 | 80.4042 | 2.9658 | 4.9841 | 0 | 0 | 0 | 0 | 29.0451 | 0 | 80.4042 | 2.9658 | 0 | 0.59002 | 0.65229
2018-05-21 10:00 | 5 | 9 | 2 | 0 | 0 | 0.6989 | 0.83713 | 1.6743 | 5.5912 | 16.5561 | 6.9461 | 17.0341 | 17.0341 | 27.7193 | 1.6743 | 3.9169 | 0 | 27.7193 | 27.2072 | 95.241 | 3.9169 | 8.901 | 0 | 0 | 0 | 0 | 27.7193 | 0 | 95.241 | 3.9169 | 0 | 0.6989 | 0.64495
2018-05-21 11:00 | 5 | 10 | 2 | 0 | 0 | 0.62735 | 0.77856 | 1.5571 | 5.0188 | 16.5561 | 6.9461 | 17.0341 | 17.0341 | 25.7796 | 1.5571 | 3.4617 | 0 | 25.7796 | 24.0449 | 85.4904 | 3.4617 | 12.3627 | 0 | 0 | 0 | 0 | 25.7796 | 0 | 85.4904 | 3.4617 | 0 | 0.62735 | 0.76923
2018-05-21 12:00 | 5 | 11 | 2 | 0 | 1 | 0.77964 | 0.74948 | 1.499 | 6.2371 | 25.1898 | 15.5798 | 17.0341 | 17.0341 | 37.7582 | 1.499 | 4.7382 | 0 | 37.7582 | 73.8194 | 106.2437 | 0.1373 | 12.5 | 0 | 0 | 4.6009 | 0 | 37.7582 | 71.6803 | 106.2437 | 4.7382 | 9.2017 | 0.77964 | 0.76923
2018-05-21 13:00 | 5 | 12 | 2 | 0 | 1 | 0.75784 | 0.70973 | 1.4195 | 6.0627 | 25.1898 | 15.5798 | 17.0341 | 17.0341 | 35.7559 | 1.4195 | 4.6433 | 0 | 35.7559 | 72.3413 | 103.2737 | 0 | 12.5 | 0 | 0 | 4.6433 | 0 | 35.7559 | 72.3413 | 103.2737 | 4.6433 | 9.2866 | 0.75784 | 0.64913
2018-05-21 14:00 | 5 | 13 | 2 | 0 | 1 | 0.69237 | 0.73483 | 1.4697 | 5.539 | 25.1898 | 15.5798 | 17.0341 | 17.0341 | 37.0205 | 1.4697 | 4.0693 | 0 | 37.0205 | 63.3994 | 94.3521 | 0 | 12.5 | 0 | 0 | 4.0693 | 0 | 37.0205 | 63.3994 | 94.3521 | 4.0693 | 8.1387 | 0.69237 | 0.57936
2018-05-21 15:00 | 5 | 14 | 2 | 0 | 1 | 0.38503 | 0.82741 | 1.6548 | 3.0802 | 25.1898 | 15.5798 | 17.0341 | 17.0341 | 41.6847 | 1.6548 | 1.4254 | 0 | 41.6847 | 22.2071 | 52.4687 | 0 | 12.5 | 0 | 0 | 1.4254 | 0 | 41.6847 | 22.2071 | 52.4687 | 1.4254 | 2.8508 | 0.38503 | 0.43284
2018-05-21 16:00 | 5 | 15 | 2 | 0 | 1 | 0.29305 | 0.86884 | 1.7377 | 2.3444 | 25.1898 | 15.5798 | 17.0341 | 17.0341 | 43.7716 | 1.7377 | 0.60669 | 0 | 43.7716 | 9.4522 | 39.9343 | 0 | 12.5 | 0 | 0 | 0.60669 | 0 | 43.7716 | 9.4522 | 39.9343 | 0.60669 | 1.2134 | 0.29305 | 0.41254
2018-05-21 17:00 | 5 | 16 | 2 | 0 | 1 | 0.17053 | 0.93996 | 1.8799 | 1.3643 | 25.1898 | 15.5798 | 17.0341 | 17.0341 | 47.3549 | 1.3643 | 0 | 12.9894 | 34.3655 | 0 | 23.2391 | 0 | 12.5 | 0.51566 | 0.51566 | 0 | 0 | 47.3549 | 0 | 23.2391 | 0 | 0 | 0.17053 | 0.21098
2018-05-21 18:00 | 5 | 17 | 2 | 0 | 1 | 0.06698 | 0.94067 | 1.8813 | 0.53584 | 25.1898 | 15.5798 | 17.0341 | 17.0341 | 47.3904 | 0.53584 | 0 | 33.8928 | 13.4977 | 0 | 9.1276 | 0 | 11.9395 | 1.3455 | 1.3455 | 0 | 0 | 47.3904 | 0 | 9.1276 | 0 | 0 | 0.06698 | 0.074855
2018-05-21 19:00 | 5 | 18 | 2 | 0 | 1 | 0.0049539 | 0.9552 | 1.9104 | 0.039631 | 25.1898 | 15.5798 | 17.0341 | 17.0341 | 48.1226 | 0.039631 | 0 | 47.1243 | 0.99831 | 0 | 0.67509 | 0 | 10.477 | 1.8708 | 1.8708 | 0 | 0 | 48.1226 | 0 | 0.67509 | 0 | 0 | 0.0049539 | 0.0049383
2018-05-21 20:00 | 5 | 19 | 2 | 0 | 0 | 0 | 1.0242 | 2.0484 | 0 | 16.5561 | 6.9461 | 17.0341 | 17.0341 | 33.9128 | 0 | 0 | 33.9128 | 0 | 0 | 0 | 0 | 8.4435 | 2.0484 | 2.0484 | 0 | 0 | 33.9128 | 0 | 0 | 0 | 0 | 0 | 0
2018-05-21 21:00 | 5 | 20 | 2 | 0 | 0 | 0 | 0.93481 | 1.8696 | 0 | 16.5561 | 6.9461 | 17.0341 | 17.0341 | 30.9534 | 0 | 0 | 30.9534 | 0 | 0 | 0 | 0 | 6.2171 | 1.8696 | 1.8696 | 0 | 0 | 30.9534 | 0 | 0 | 0 | 0 | 0 | 0
2018-05-21 22:00 | 5 | 21 | 2 | 0 | 0 | 0 | 0.78294 | 1.5659 | 0 | 16.5561 | 6.9461 | 17.0341 | 17.0341 | 25.9249 | 0 | 0 | 25.9249 | 0 | 0 | 0 | 0 | 4.1849 | 1.5659 | 1.5659 | 0 | 0 | 25.9249 | 0 | 0 | 0 | 0 | 0 | 0
2018-05-21 23:00 | 5 | 22 | 2 | 0 | 0 | 0 | 0.67027 | 1.3405 | 0 | 16.5561 | 6.9461 | 17.0341 | 17.0341 | 22.1939 | 0 | 0 | 22.1939 | 0 | 0 | 0 | 0 | 2.4828 | 1.3405 | 1.3405 | 0 | 0 | 22.1939 | 0 | 0 | 0 | 0 | 0 | 0
2018-05-22 | 5 | 23 | 2 | 0 | 0 | 0 | 0.71952 | 1.439 | 0 | 16.5561 | 6.9461 | 17.0341 | 17.0341 | 23.8249 | 0 | 0 | 23.8249 | 0 | 0 | 0 | 0 | 1.0257 | 1.439 | 0.94367 | 0 | 8.2014 | 15.6235 | 0 | 0 | 0 | 0 | 0 | 0
2018-05-22 01:00 | 5 | 0 | 3 | 0 | 0 | 0 | 0.68901 | 1.378 | 0 | 16.5561 | 6.9461 | 17.0341 | 17.0341 | 22.8145 | 0 | 0 | 22.8145 | 0 | 0 | 0 | 0 | 0 | 1.378 | 0 | 0 | 22.8145 | 0 | 0 | 0 | 0 | 0 | 0 | 0
2018-05-22 02:00 | 5 | 1 | 3 | 0 | 0 | 0 | 0.69438 | 1.3888 | 0 | 16.5561 | 6.9461 | 17.0341 | 17.0341 | 22.9925 | 0 | 0 | 22.9925 | 0 | 0 | 0 | 0 | 0 | 1.3888 | 0 | 0 | 22.9925 | 0 | 0 | 0 | 0 | 0 | 0 | 0
2018-05-22 03:00 | 5 | 2 | 3 | 0 | 0 | 0 | 0.68317 | 1.3663 | 0 | 16.5561 | 6.9461 | 17.0341 | 17.0341 | 22.6212 | 0 | 0 | 22.6212 | 0 | 0 | 0 | 0 | 0 | 1.3663 | 0 | 0 | 22.6212 | 0 | 0 | 0 | 0 | 0 | 0 | 0
2018-05-22 04:00 | 5 | 3 | 3 | 0 | 0 | 0 | 0.76397 | 1.5279 | 0 | 16.5561 | 6.9461 | 17.0341 | 17.0341 | 25.2968 | 0 | 0 | 25.2968 | 0 | 0 | 0 | 0 | 0 | 1.5279 | 0 | 0 | 25.2968 | 0 | 0 | 0 | 0 | 0 | 0 | 0
2018-05-22 05:00 | 5 | 4 | 3 | 0 | 0 | 0.0040264 | 0.91875 | 1.8375 | 0.032211 | 16.5561 | 6.9461 | 17.0341 | 17.0341 | 30.4218 | 0.032211 | 0 | 29.8885 | 0.53329 | 0 | 0.54869 | 0 | 0 | 1.8053 | 0 | 0 | 29.8885 | 0.53329 | 0 | 0.54869 | 0 | 0 | 0.0040264 | 0.0045243
2018-05-22 06:00 | 5 | 5 | 3 | 0 | 0 | 0.068747 | 0.92744 | 1.8549 | 0.54998 | 16.5561 | 6.9461 | 17.0341 | 17.0341 | 30.7093 | 0.54998 | 0 | 21.6039 | 9.1055 | 0 | 9.3684 | 0 | 0 | 1.3049 | 0 | 0 | 21.6039 | 9.1055 | 0 | 9.3684 | 0 | 0 | 0.068747 | 0.076828
2018-05-22 07:00 | 5 | 6 | 3 | 0 | 0 | 0.25773 | 0.91558 | 1.8312 | 2.0619 | 16.5561 | 6.9461 | 17.0341 | 17.0341 | 30.3168 | 1.8312 | 0.23071 | 0 | 30.3168 | 1.6025 | 35.1221 | 0.23071 | 0.23071 | 0 | 0 | 0 | 0 | 30.3168 | 0 | 35.1221 | 0.23071 | 0 | 0.25773 | 0.28462
2018-05-22 08:00 | 5 | 7 | 3 | 0 | 0 | 0.44566 | 0.91367 | 1.8273 | 3.5653 | 16.5561 | 6.9461 | 17.0341 | 17.0341 | 30.2534 | 1.8273 | 1.7379 | 0 | 30.2534 | 12.0718 | 60.7312 | 1.7379 | 1.9686 | 0 | 0 | 0 | 0 | 30.2534 | 0 | 60.7312 | 1.7379 | 0 | 0.44566 | 0.49166
2018-05-22 09:00 | 5 | 8 | 3 | 0 | 0 | 0.58844 | 0.88961 | 1.7792 | 4.7075 | 16.5561 | 6.9461 | 17.0341 | 17.0341 | 29.4568 | 1.7792 | 2.9283 | 0 | 29.4568 | 20.3404 | 80.189 | 2.9283 | 4.897 | 0 | 0 | 0 | 0 | 29.4568 | 0 | 80.189 | 2.9283 | 0 | 0.58844 | 0.64772
2018-05-22 10:00 | 5 | 9 | 3 | 0 | 0 | 0.68896 | 0.90289 | 1.8058 | 5.5117 | 16.5561 | 6.9461 | 17.0341 | 17.0341 | 29.8965 | 1.8058 | 3.7059 | 0 | 29.8965 | 25.7417 | 93.8873 | 3.7059 | 8.6029 | 0 | 0 | 0 | 0 | 29.8965 | 0 | 93.8873 | 3.7059 | 0 | 0.68896 | 0.76239
2018-05-22 11:00 | 5 | 10 | 3 | 0 | 0 | 0.75211 | 0.81258 | 1.6252 | 6.0168 | 16.5561 | 6.9461 | 17.0341 | 17.0341 | 26.9064 | 1.6252 | 4.3917 | 0 | 26.9064 | 30.5049 | 102.4919 | 3.8971 | 12.5 | 0 | 0 | 0.49458 | 0 | 26.9064 | 3.4354 | 102.4919 | 4.3917 | 0.98917 | 0.75211 | 0.76923
2018-05-22 12:00 | 5 | 11 | 3 | 0 | 1 | 0.7725 | 0.715 | 1.43 | 6.18 | 25.1898 | 15.5798 | 17.0341 | 17.0341 | 36.0213 | 1.43 | 4.75 | 0 | 36.0213 | 74.0045 | 105.2716 | 0 | 12.5 | 0 | 0 | 4.75 | 0 | 36.0213 | 74.0045 | 105.2716 | 4.75 | 9.5001 | 0.7725 | 0.76923
2018-05-22 13:00 | 5 | 12 | 3 | 0 | 1 | 0.74851 | 0.7416 | 1.4832 | 5.9881 | 25.1898 | 15.5798 | 17.0341 | 17.0341 | 37.3613 | 1.4832 | 4.5049 | 0 | 37.3613 | 70.185 | 102.0017 | 0 | 12.5 | 0 | 0 | 4.5049 | 0 | 37.3613 | 70.185 | 102.0017 | 4.5049 | 9.0098 | 0.74851 | 0.76923
2018-05-22 14:00 | 5 | 13 | 3 | 0 | 1 | 0.68187 | 0.7934 | 1.5868 | 5.455 | 25.1898 | 15.5798 | 17.0341 | 17.0341 | 39.9712 | 1.5868 | 3.8682 | 0 | 39.9712 | 60.2651 | 92.9207 | 0 | 12.5 | 0 | 0 | 3.8682 | 0 | 39.9712 | 60.2651 | 92.9207 | 3.8682 | 7.7363 | 0.68187 | 0.75352
2018-05-22 15:00 | 5 | 14 | 3 | 0 | 1 | 0.57731 | 0.83021 | 1.6604 | 4.6184 | 25.1898 | 15.5798 | 17.0341 | 17.0341 | 41.8253 | 1.6604 | 2.958 | 0 | 41.8253 | 46.0856 | 78.6713 | 0 | 12.5 | 0 | 0 | 2.958 | 0 | 41.8253 | 46.0856 | 78.6713 | 2.958 | 5.9161 | 0.57731 | 0.63733
2018-05-22 16:00 | 5 | 15 | 3 | 0 | 1 | 0.34506 | 0.96063 | 1.9213 | 2.7605 | 25.1898 | 15.5798 | 17.0341 | 17.0341 | 48.3962 | 1.9213 | 0.83923 | 0 | 48.3962 | 13.075 | 47.0227 | 0 | 12.5 | 0 | 0 | 0.83923 | 0 | 48.3962 | 13.075 | 47.0227 | 0.83923 | 1.6785 | 0.34506 | 0.4822
2018-05-22 17:00 | 5 | 16 | 3 | 0 | 1 | 0.21054 | 0.99658 | 1.9932 | 1.6844 | 25.1898 | 15.5798 | 17.0341 | 17.0341 | 50.207 | 1.6844 | 0 | 7.7786 | 42.4284 | 0 | 28.6915 | 0 | 12.5 | 0.3088 | 0.3088 | 0 | 0 | 50.207 | 0 | 28.6915 | 0 | 0 | 0.21054 | 0.25934
2018-05-22 18:00 | 5 | 17 | 3 | 0 | 1 | 0.066562 | 0.98679 | 1.9736 | 0.5325 | 25.1898 | 15.5798 | 17.0341 | 17.0341 | 49.7142 | 0.5325 | 0 | 36.3007 | 13.4135 | 0 | 9.0707 | 0 | 12.1643 | 1.4411 | 1.4411 | 0 | 0 | 49.7142 | 0 | 9.0707 | 0 | 0 | 0.066562 | 0.075445
2018-05-22 19:00 | 5 | 18 | 3 | 0 | 1 | 0.0039486 | 1.0008 | 2.0015 | 0.031589 | 25.1898 | 15.5798 | 17.0341 | 17.0341 | 50.4174 | 0.031589 | 0 | 49.6217 | 0.79572 | 0 | 0.53809 | 0 | 10.5979 | 1.9699 | 1.9699 | 0 | 0 | 50.4174 | 0 | 0.53809 | 0 | 0 | 0.0039486 | 0.0050083
2018-05-22 20:00 | 5 | 19 | 3 | 0 | 0 | 0 | 1.0038 | 2.0077 | 0 | 16.5561 | 6.9461 | 17.0341 | 17.0341 | 33.2391 | 0 | 0 | 33.2391 | 0 | 0 | 0 | 0 | 8.4567 | 2.0077 | 2.0077 | 0 | 0 | 33.2391 | 0 | 0 | 0 | 0 | 0 | 0
2018-05-22 21:00 | 5 | 20 | 3 | 0 | 0 | 0 | 0.82653 | 1.6531 | 0 | 16.5561 | 6.9461 | 17.0341 | 17.0341 | 27.368 | 0 | 0 | 27.368 | 0 | 0 | 0 | 0 | 6.2745 | 1.6531 | 1.6531 | 0 | 0 | 27.368 | 0 | 0 | 0 | 0 | 0 | 0
2018-05-22 22:00 | 5 | 21 | 3 | 0 | 0 | 0 | 0.61888 | 1.2378 | 0 | 16.5561 | 6.9461 | 17.0341 | 17.0341 | 20.4924 | 0 | 0 | 20.4924 | 0 | 0 | 0 | 0 | 4.4777 | 1.2378 | 1.2378 | 0 | 0 | 20.4924 | 0 | 0 | 0 | 0 | 0 | 0
2018-05-22 23:00 | 5 | 22 | 3 | 0 | 0 | 0 | 0.54173 | 1.0835 | 0 | 16.5561 | 6.9461 | 17.0341 | 17.0341 | 17.9377 | 0 | 0 | 17.9377 | 0 | 0 | 0 | 0 | 3.1323 | 1.0835 | 1.0835 | 0 | 0 | 17.9377 | 0 | 0 | 0 | 0 | 0 | 0
2018-05-23 | 5 | 23 | 3 | 0 | 0 | 0 | 0.50412 | 1.0082 | 0 | 16.5561 | 6.9461 | 17.0341 | 17.0341 | 16.6924 | 0 | 0 | 16.6924 | 0 | 0 | 0 | 0 | 1.9546 | 1.0082 | 1.0082 | 0 | 0 | 16.6924 | 0 | 0 | 0 | 0 | 0 | 0
2018-05-23 01:00 | 5 | 0 | 4 | 0 | 0 | 0 | 0.50063 | 1.0013 | 0 | 16.5561 | 6.9461 | 17.0341 | 17.0341 | 16.5769 | 0 | 0 | 16.5769 | 0 | 0 | 0 | 0 | 0.85873 | 1.0013 | 0.79003 | 0 | 3.4972 | 13.0798 | 0 | 0 | 0 | 0 | 0 | 0
2018-05-23 02:00 | 5 | 1 | 4 | 0 | 0 | 0 | 0.52739 | 1.0548 | 0 | 16.5561 | 6.9461 | 17.0341 | 17.0341 | 17.463 | 0 | 0 | 17.463 | 0 | 0 | 0 | 0 | 0 | 1.0548 | 0 | 0 | 17.463 | 0 | 0 | 0 | 0 | 0 | 0 | 0
2018-05-23 03:00 | 5 | 2 | 4 | 0 | 0 | 0 | 0.55964 | 1.1193 | 0 | 16.5561 | 6.9461 | 17.0341 | 17.0341 | 18.5309 | 0 | 0 | 18.5309 | 0 | 0 | 0 | 0 | 0 | 1.1193 | 0 | 0 | 18.5309 | 0 | 0 | 0 | 0 | 0 | 0 | 0
2018-05-23 04:00 | 5 | 3 | 4 | 0 | 0 | 0 | 0.57402 | 1.148 | 0 | 16.5561 | 6.9461 | 17.0341 | 17.0341 | 19.0071 | 0 | 0 | 19.0071 | 0 | 0 | 0 | 0 | 0 | 1.148 | 0 | 0 | 19.0071 | 0 | 0 | 0 | 0 | 0 | 0 | 0
2018-05-23 05:00 | 5 | 4 | 4 | 0 | 0 | 0.0038675 | 0.70693 | 1.4139 | 0.03094 | 16.5561 | 6.9461 | 17.0341 | 17.0341 | 23.4081 | 0.03094 | 0 | 22.8958 | 0.51225 | 0 | 0.52704 | 0 | 0 | 1.3829 | 0 | 0 | 22.8958 | 0.51225 | 0 | 0.52704 | 0 | 0 | 0.0038675 | 0.0043623
2018-05-23 06:00 | 5 | 5 | 4 | 0 | 0 | 0.066271 | 0.80903 | 1.6181 | 0.53017 | 16.5561 | 6.9461 | 17.0341 | 17.0341 | 26.7887 | 0.53017 | 0 | 18.0112 | 8.7775 | 0 | 9.031 | 0 | 0 | 1.0879 | 0 | 0 | 18.0112 | 8.7775 | 0 | 9.031 | 0 | 0 | 0.066271 | 0.074859
2018-05-23 07:00 | 5 | 6 | 4 | 0 | 0 | 0.24851 | 0.81302 | 1.626 | 1.9881 | 16.5561 | 6.9461 | 17.0341 | 17.0341 | 26.9209 | 1.626 | 0.36204 | 0 | 26.9209 | 2.5148 | 33.8654 | 0.36204 | 0.36204 | 0 | 0 | 0 | 0 | 26.9209 | 0 | 33.8654 | 0.36204 | 0 | 0.24851 | 0.27404
2018-05-23 08:00 | 5 | 7 | 4 | 0 | 0 | 0.42745 | 0.79072 | 1.5814 | 3.4196 | 16.5561 | 6.9461 | 17.0341 | 17.0341 | 26.1823 | 1.5814 | 1.8382 | 0 | 26.1823 | 12.7682 | 58.2502 | 1.8382 | 2.2002 | 0 | 0 | 0 | 0 | 26.1823 | 0 | 58.2502 | 1.8382 | 0 | 0.42745 | 0.4716
2018-05-23 09:00 | 5 | 8 | 4 | 0 | 0 | 0.56151 | 0.80434 | 1.6087 | 4.4921 | 16.5561 | 6.9461 | 17.0341 | 17.0341 | 26.6334 | 1.6087 | 2.8834 | 0 | 26.6334 | 20.0284 | 76.519 | 2.8834 | 5.0836 | 0 | 0 | 0 | 0 | 26.6334 | 0 | 76.519 | 2.8834 | 0 | 0.56151 | 0.62075
2018-05-23 10:00 | 5 | 9 | 4 | 0 | 0 | 0.65798 | 0.7762 | 1.5524 | 5.2638 | 16.5561 | 6.9461 | 17.0341 | 17.0341 | 25.7015 | 1.5524 | 3.7114 | 0 | 25.7015 | 25.78 | 89.665 | 3.7114 | 8.7951 | 0 | 0 | 0 | 0 | 25.7015 | 0 | 89.665 | 3.7114 | 0 | 0.65798 | 0.72669
2018-05-23 11:00 | 5 | 10 | 4 | 0 | 0 | 0.71486 | 0.79402 | 1.588 | 5.7189 | 16.5561 | 6.9461 | 17.0341 | 17.0341 | 26.2915 | 1.588 | 4.1309 | 0 | 26.2915 | 28.6934 | 97.4166 | 3.7049 | 12.5 | 0 | 0 | 0.42596 | 0 | 26.2915 | 2.9587 | 97.4166 | 4.1309 | 0.85192 | 0.71486 | 0.76923
2018-05-23 12:00 | 5 | 11 | 4 | 0 | 1 | 0.72829 | 0.78534 | 1.5707 | 5.8263 | 25.1898 | 15.5798 | 17.0341 | 17.0341 | 39.565 | 1.5707 | 4.2557 | 0 | 39.565 | 66.3022 | 99.2466 | 0 | 12.5 | 0 | 0 | 4.2557 | 0 | 39.565 | 66.3022 | 99.2466 | 4.2557 | 8.5113 | 0.72829 | 0.76923
2018-05-23 13:00 | 5 | 12 | 4 | 0 | 1 | 0.70478 | 0.83284 | 1.6657 | 5.6382 | 25.1898 | 15.5798 | 17.0341 | 17.0341 | 41.9579 | 1.6657 | 3.9726 | 0 | 41.9579 | 61.8916 | 96.0425 | 0 | 12.5 | 0 | 0 | 3.9726 | 0 | 41.9579 | 61.8916 | 96.0425 | 3.9726 | 7.9451 | 0.70478 | 0.76923
2018-05-23 14:00 | 5 | 13 | 4 | 0 | 1 | 0.64276 | 0.85277 | 1.7055 | 5.1421 | 25.1898 | 15.5798 | 17.0341 | 17.0341 | 42.9622 | 1.7055 | 3.4365 | 0 | 42.9622 | 53.5404 | 87.5908 | 0 | 12.5 | 0 | 0 | 3.4365 | 0 | 42.9622 | 53.5404 | 87.5908 | 3.4365 | 6.8731 | 0.64276 | 0.71146
2018-05-23 15:00 | 5 | 14 | 4 | 0 | 1 | 0.54772 | 0.96485 | 1.9297 | 4.3818 | 25.1898 | 15.5798 | 17.0341 | 17.0341 | 48.6088 | 1.9297 | 2.4521 | 0 | 48.6088 | 38.2028 | 74.6399 | 0 | 12.5 | 0 | 0 | 2.4521 | 0 | 48.6088 | 38.2028 | 74.6399 | 2.4521 | 4.9042 | 0.54772 | 0.60455
2018-05-23 16:00 | 5 | 15 | 4 | 0 | 1 | 0.41795 | 1.199 | 2.398 | 3.3436 | 25.1898 | 15.5798 | 17.0341 | 17.0341 | 60.4056 | 2.398 | 0.94556 | 0 | 60.4056 | 14.7316 | 56.9551 | 0 | 12.5 | 0 | 0 | 0.94556 | 0 | 60.4056 | 14.7316 | 56.9551 | 0.94556 | 1.8911 | 0.41795 | 0.46105
2018-05-23 17:00 | 5 | 16 | 4 | 0 | 1 | 0.24553 | 1.2595 | 2.5191 | 1.9642 | 25.1898 | 15.5798 | 17.0341 | 17.0341 | 63.4551 | 1.9642 | 0 | 13.9766 | 49.4785 | 0 | 33.459 | 0 | 12.5 | 0.55485 | 0.55485 | 0 | 0 | 63.4551 | 0 | 33.459 | 0 | 0 | 0.24553 | 0.27092
2018-05-23 18:00 | 5 | 17 | 4 | 0 | 1 | 0.070469 | 1.1361 | 2.2722 | 0.56375 | 25.1898 | 15.5798 | 17.0341 | 17.0341 | 57.2354 | 0.56375 | 0 | 43.0347 | 14.2007 | 0 | 9.603 | 0 | 11.8969 | 1.7084 | 1.7084 | 0 | 0 | 57.2354 | 0 | 9.603 | 0 | 0 | 0.070469 | 0.07965
2018-05-23 19:00 | 5 | 18 | 4 | 0 | 1 | 0.004134 | 1.1082 | 2.2163 | 0.033072 | 25.1898 | 15.5798 | 17.0341 | 17.0341 | 55.8283 | 0.033072 | 0 | 54.9952 | 0.83308 | 0 | 0.56336 | 0 | 10.0399 | 2.1832 | 2.1832 | 0 | 0 | 55.8283 | 0 | 0.56336 | 0 | 0 | 0.004134 | 0.0052347
2018-05-23 20:00 | 5 | 19 | 4 | 0 | 0 | 0 | 1.084 | 2.1681 | 0 | 16.5561 | 6.9461 | 17.0341 | 17.0341 | 35.8944 | 0 | 0 | 35.8944 | 0 | 0 | 0 | 0 | 7.6668 | 2.1681 | 2.1681 | 0 | 0 | 35.8944 | 0 | 0 | 0 | 0 | 0 | 0
2018-05-23 21:00 | 5 | 20 | 4 | 0 | 0 | 0 | 0.89437 | 1.7887 | 0 | 16.5561 | 6.9461 | 17.0341 | 17.0341 | 29.6143 | 0 | 0 | 29.6143 | 0 | 0 | 0 | 0 | 5.3103 | 1.7887 | 1.7887 | 0 | 0 | 29.6143 | 0 | 0 | 0 | 0 | 0 | 0
2018-05-23 22:00 | 5 | 21 | 4 | 0 | 0 | 0 | 0.62966 | 1.2593 | 0 | 16.5561 | 6.9461 | 17.0341 | 17.0341 | 20.8494 | 0 | 0 | 20.8494 | 0 | 0 | 0 | 0 | 3.366 | 1.2593 | 1.2593 | 0 | 0 | 20.8494 | 0 | 0 | 0 | 0 | 0 | 0
2018-05-23 23:00 | 5 | 22 | 4 | 0 | 0 | 0 | 0.56204 | 1.1241 | 0 | 16.5561 | 6.9461 | 17.0341 | 17.0341 | 18.6104 | 0 | 0 | 18.6104 | 0 | 0 | 0 | 0 | 1.9972 | 1.1241 | 1.1241 | 0 | 0 | 18.6104 | 0 | 0 | 0 | 0 | 0 | 0
2018-05-24 | 5 | 23 | 4 | 0 | 0 | 0 | 0.50775 | 1.0155 | 0 | 16.5561 | 6.9461 | 17.0341 | 17.0341 | 16.8125 | 0 | 0 | 16.8125 | 0 | 0 | 0 | 0 | 0.77533 | 1.0155 | 0.7133 | 0 | 5.0031 | 11.8094 | 0 | 0 | 0 | 0 | 0 | 0
2018-05-24 01:00 | 5 | 0 | 5 | 0 | 0 | 0 | 0.46803 | 0.93605 | 0 | 16.5561 | 6.9461 | 17.0341 | 17.0341 | 15.4974 | 0 | 0 | 15.4974 | 0 | 0 | 0 | 0 | 0 | 0.93605 | 0 | 0 | 15.4974 | 0 | 0 | 0 | 0 | 0 | 0 | 0
2018-05-24 02:00 | 5 | 1 | 5 | 0 | 0 | 0 | 0.42702 | 0.85405 | 0 | 16.5561 | 6.9461 | 17.0341 | 17.0341 | 14.1397 | 0 | 0 | 14.1397 | 0 | 0 | 0 | 0 | 0 | 0.85405 | 0 | 0 | 14.1397 | 0 | 0 | 0 | 0 | 0 | 0 | 0
2018-05-24 03:00 | 5 | 2 | 5 | 0 | 0 | 0 | 0.43613 | 0.87226 | 0 | 16.5561 | 6.9461 | 17.0341 | 17.0341 | 14.4412 | 0 | 0 | 14.4412 | 0 | 0 | 0 | 0 | 0 | 0.87226 | 0 | 0 | 14.4412 | 0 | 0 | 0 | 0 | 0 | 0 | 0
2018-05-24 04:00 | 5 | 3 | 5 | 0 | 0 | 0 | 0.48055 | 0.9611 | 0 | 16.5561 | 6.9461 | 17.0341 | 17.0341 | 15.9121 | 0 | 0 | 15.9121 | 0 | 0 | 0 | 0 | 0 | 0.9611 | 0 | 0 | 15.9121 | 0 | 0 | 0 | 0 | 0 | 0 | 0
2018-05-24 05:00 | 5 | 4 | 5 | 0 | 0 | 0.0040906 | 0.6571 | 1.3142 | 0.032725 | 16.5561 | 6.9461 | 17.0341 | 17.0341 | 21.7579 | 0.032725 | 0 | 21.2161 | 0.54179 | 0 | 0.55744 | 0 | 0 | 1.2815 | 0 | 0 | 21.2161 | 0.54179 | 0 | 0.55744 | 0 | 0 | 0.0040906 | 0.0044807
2018-05-24 06:00 | 5 | 5 | 5 | 0 | 0 | 0.064375 | 0.83764 | 1.6753 | 0.515 | 16.5561 | 6.9461 | 17.0341 | 17.0341 | 27.736 | 0.515 | 0 | 19.2096 | 8.5264 | 0 | 8.7726 | 0 | 0 | 1.1603 | 0 | 0 | 19.2096 | 8.5264 | 0 | 8.7726 | 0 | 0 | 0.064375 | 0.073726
2018-05-24 07:00 | 5 | 6 | 5 | 0 | 0 | 0.18613 | 0.81603 | 1.6321 | 1.489 | 16.5561 | 6.9461 | 17.0341 | 17.0341 | 27.0206 | 1.489 | 0 | 2.3685 | 24.6521 | 0 | 25.364 | 0 | 0 | 0.14306 | 0 | 0 | 2.3685 | 24.6521 | 0 | 25.364 | 0 | 0 | 0.18613 | 0.20246
2018-05-24 08:00 | 5 | 7 | 5 | 0 | 0 | 0.40739 | 0.79847 | 1.5969 | 3.2592 | 16.5561 | 6.9461 | 17.0341 | 17.0341 | 26.439 | 1.5969 | 1.6622 | 0 | 26.439 | 11.5459 | 55.5169 | 1.6622 | 1.6622 | 0 | 0 | 0 | 0 | 26.439 | 0 | 55.5169 | 1.6622 | 0 | 0.40739 | 0.35026
2018-05-24 09:00 | 5 | 8 | 5 | 0 | 0 | 0.43007 | 0.76597 | 1.5319 | 3.4406 | 16.5561 | 6.9461 | 17.0341 | 17.0341 | 25.3628 | 1.5319 | 1.9087 | 0 | 25.3628 | 13.2577 | 58.6077 | 1.9087 | 3.5709 | 0 | 0 | 0 | 0 | 25.3628 | 0 | 58.6077 | 1.9087 | 0 | 0.43007 | 0.52087
2018-05-24 10:00 | 5 | 9 | 5 | 0 | 0 | 0.55867 | 0.83797 | 1.6759 | 4.4694 | 16.5561 | 6.9461 | 17.0341 | 17.0341 | 27.7468 | 1.6759 | 2.7935 | 0 | 27.7468 | 19.4036 | 76.1323 | 2.7935 | 6.3643 | 0 | 0 | 0 | 0 | 27.7468 | 0 | 76.1323 | 2.7935 | 0 | 0.55867 | 0.59218
2018-05-24 11:00 | 5 | 10 | 5 | 0 | 0 | 0.58919 | 0.86655 | 1.7331 | 4.7135 | 16.5561 | 6.9461 | 17.0341 | 17.0341 | 28.6934 | 1.7331 | 2.9804 | 0 | 28.6934 | 20.7023 | 80.2912 | 2.9804 | 9.3448 | 0 | 0 | 0 | 0 | 28.6934 | 0 | 80.2912 | 2.9804 | 0 | 0.58919 | 0.70237
2018-05-24 12:00 | 5 | 11 | 5 | 0 | 1 | 0.62517 | 0.89376 | 1.7875 | 5.0014 | 25.1898 | 15.5798 | 17.0341 | 17.0341 | 45.0273 | 1.7875 | 3.2138 | 0 | 45.0273 | 50.071 | 85.194 | 3.1552 | 12.5 | 0 | 0 | 0.058614 | 0 | 45.0273 | 0.9132 | 85.194 | 3.2138 | 0.11723 | 0.62517 | 0.70253
2018-05-24 13:00 | 5 | 12 | 5 | 0 | 1 | 0.52204 | 0.91622 | 1.8324 | 4.1763 | 25.1898 | 15.5798 | 17.0341 | 17.0341 | 46.1585 | 1.8324 | 2.3439 | 0 | 46.1585 | 36.5169 | 71.1396 | 0 | 12.5 | 0 | 0 | 2.3439 | 0 | 46.1585 | 36.5169 | 71.1396 | 2.3439 | 4.6877 | 0.52204 | 0.55458
2018-05-24 14:00 | 5 | 13 | 5 | 0 | 1 | 0.48186 | 0.93496 | 1.8699 | 3.8549 | 25.1898 | 15.5798 | 17.0341 | 17.0341 | 47.103 | 1.8699 | 1.985 | 0 | 47.103 | 30.9252 | 65.6647 | 0 | 12.5 | 0 | 0 | 1.985 | 0 | 47.103 | 30.9252 | 65.6647 | 1.985 | 3.9699 | 0.48186 | 0.43743
2018-05-24 15:00 | 5 | 14 | 5 | 0 | 1 | 0.22763 | 1.0049 | 2.0098 | 1.821 | 25.1898 | 15.5798 | 17.0341 | 17.0341 | 50.6255 | 1.821 | 0 | 4.754 | 45.8715 | 0 | 31.0199 | 0 | 12.5 | 0.18873 | 0.18873 | 0 | 0 | 50.6255 | 0 | 31.0199 | 0 | 0 | 0.22763 | 0.29315
2018-05-24 16:00 | 5 | 15 | 5 | 0 | 1 | 0.23908 | 1.1248 | 2.2496 | 1.9126 | 25.1898 | 15.5798 | 17.0341 | 17.0341 | 56.6664 | 1.9126 | 0 | 8.4877 | 48.1787 | 0 | 32.58 | 0 | 12.2949 | 0.33695 | 0.33695 | 0 | 0 | 56.6664 | 0 | 32.58 | 0 | 0 | 0.23908 | 0.1954
2018-05-24 17:00 | 5 | 16 | 5 | 0 | 1 | 0.15701 | 1.0846 | 2.1693 | 1.2561 | 25.1898 | 15.5798 | 17.0341 | 17.0341 | 54.6435 | 1.2561 | 0 | 23.0026 | 31.6409 | 0 | 21.3967 | 0 | 11.9286 | 0.91317 | 0.91317 | 0 | 0 | 54.6435 | 0 | 21.3967 | 0 | 0 | 0.15701 | 0.12508
2018-05-24 18:00 | 5 | 17 | 5 | 0 | 1 | 0.033408 | 1.0479 | 2.0958 | 0.26727 | 25.1898 | 15.5798 | 17.0341 | 17.0341 | 52.7918 | 0.26727 | 0 | 46.0595 | 6.7324 | 0 | 4.5527 | 0 | 10.936 | 1.8285 | 1.8285 | 0 | 0 | 52.7918 | 0 | 4.5527 | 0 | 0 | 0.033408 | 0.046677
2018-05-24 19:00 | 5 | 18 | 5 | 0 | 1 | 0.0016335 | 1.0778 | 2.1555 | 0.013068 | 25.1898 | 15.5798 | 17.0341 | 17.0341 | 54.2968 | 0.013068 | 0 | 53.9677 | 0.32918 | 0 | 0.2226 | 0 | 8.9485 | 2.1424 | 2.1424 | 0 | 0 | 54.2968 | 0 | 0.2226 | 0 | 0 | 0.0016335 | 0.0014936
2018-05-24 20:00 | 5 | 19 | 5 | 0 | 0 | 0 | 1.0461 | 2.0921 | 0 | 16.5561 | 6.9461 | 17.0341 | 17.0341 | 34.6374 | 0 | 0 | 34.6374 | 0 | 0 | 0 | 0 | 6.6198 | 2.0921 | 2.0921 | 0 | 0 | 34.6374 | 0 | 0 | 0 | 0 | 0 | 0
2018-05-24 21:00 | 5 | 20 | 5 | 0 | 0 | 0 | 0.79863 | 1.5973 | 0 | 16.5561 | 6.9461 | 17.0341 | 17.0341 | 26.4443 | 0 | 0 | 26.4443 | 0 | 0 | 0 | 0 | 4.3457 | 1.5973 | 1.5973 | 0 | 0 | 26.4443 | 0 | 0 | 0 | 0 | 0 | 0
2018-05-24 22:00 | 5 | 21 | 5 | 0 | 0 | 0 | 0.61919 | 1.2384 | 0 | 16.5561 | 6.9461 | 17.0341 | 17.0341 | 20.5028 | 0 | 0 | 20.5028 | 0 | 0 | 0 | 0 | 2.6096 | 1.2384 | 1.2384 | 0 | 0 | 20.5028 | 0 | 0 | 0 | 0 | 0 | 0
2018-05-24 23:00 | 5 | 22 | 5 | 0 | 0 | 0 | 0.53426 | 1.0685 | 0 | 16.5561 | 6.9461 | 17.0341 | 17.0341 | 17.6906 | 0 | 0 | 17.6906 | 0 | 0 | 0 | 0 | 1.2635 | 1.0685 | 1.0685 | 0 | 0 | 17.6906 | 0 | 0 | 0 | 0 | 0 | 0
2018-05-25 | 5 | 23 | 5 | 0 | 0 | 0 | 0.48924 | 0.97847 | 0 | 16.5561 | 6.9461 | 17.0341 | 17.0341 | 16.1997 | 0 | 0 | 16.1997 | 0 | 0 | 0 | 0 | 0.10207 | 0.97847 | 0.093901 | 0 | 14.645 | 1.5546 | 0 | 0 | 0 | 0 | 0 | 0
2018-05-25 01:00 | 5 | 0 | 6 | 0 | 0 | 0 | 0.50231 | 1.0046 | 0 | 16.5561 | 6.9461 | 17.0341 | 17.0341 | 16.6324 | 0 | 0 | 16.6324 | 0 | 0 | 0 | 0 | 0 | 1.0046 | 0 | 0 | 16.6324 | 0 | 0 | 0 | 0 | 0 | 0 | 0
2018-05-25 02:00 | 5 | 1 | 6 | 0 | 0 | 0 | 0.52105 | 1.0421 | 0 | 16.5561 | 6.9461 | 17.0341 | 17.0341 | 17.2532 | 0 | 0 | 17.2532 | 0 | 0 | 0 | 0 | 0 | 1.0421 | 0 | 0 | 17.2532 | 0 | 0 | 0 | 0 | 0 | 0 | 0
2018-05-25 03:00 | 5 | 2 | 6 | 0 | 0 | 0 | 0.5691 | 1.1382 | 0 | 16.5561 | 6.9461 | 17.0341 | 17.0341 | 18.844 | 0 | 0 | 18.844 | 0 | 0 | 0 | 0 | 0 | 1.1382 | 0 | 0 | 18.844 | 0 | 0 | 0 | 0 | 0 | 0 | 0
2018-05-25 04:00 | 5 | 3 | 6 | 0 | 0 | 0 | 0.61533 | 1.2307 | 0 | 16.5561 | 6.9461 | 17.0341 | 17.0341 | 20.3749 | 0 | 0 | 20.3749 | 0 | 0 | 0 | 0 | 0 | 1.2307 | 0 | 0 | 20.3749 | 0 | 0 | 0 | 0 | 0 | 0 | 0
2018-05-25 05:00 | 5 | 4 | 6 | 0 | 0 | 0.003881 | 0.7318 | 1.4636 | 0.031048 | 16.5561 | 6.9461 | 17.0341 | 17.0341 | 24.2314 | 0.031048 | 0 | 23.7173 | 0.51403 | 0 | 0.52888 | 0 | 0 | 1.4325 | 0 | 0 | 23.7173 | 0.51403 | 0 | 0.52888 | 0 | 0 | 0.003881 | 0.0042993
2018-05-25 06:00 | 5 | 5 | 6 | 0 | 0 | 0.059729 | 0.86873 | 1.7375 | 0.47783 | 16.5561 | 6.9461 | 17.0341 | 17.0341 | 28.7655 | 0.47783 | 0 | 20.8545 | 7.911 | 0 | 8.1395 | 0 | 0 | 1.2596 | 0 | 0 | 20.8545 | 7.911 | 0 | 8.1395 | 0 | 0 | 0.059729 | 0.073885
2018-05-25 07:00 | 5 | 6 | 6 | 0 | 0 | 0.22195 | 0.87886 | 1.7577 | 1.7756 | 16.5561 | 6.9461 | 17.0341 | 17.0341 | 29.101 | 1.7577 | 0.017904 | 0 | 29.101 | 0.12436 | 30.2464 | 0.017904 | 0.017904 | 0 | 0 | 0 | 0 | 29.101 | 0 | 30.2464 | 0.017904 | 0 | 0.22195 | 0.24394
2018-05-25 08:00 | 5 | 7 | 6 | 0 | 0 | 0.18074 | 0.92116 | 1.8423 | 1.4459 | 16.5561 | 6.9461 | 17.0341 | 17.0341 | 30.5015 | 1.4459 | 0 | 6.5632 | 23.9383 | 0 | 24.6296 | 0 | 0.017904 | 0.39642 | 0.016472 | 0 | 6.2905 | 24.211 | 0 | 24.6296 | 0 | 0 | 0.18074 | 0.11905
2018-05-25 09:00 | 5 | 8 | 6 | 0 | 0 | 0.18491 | 0.89419 | 1.7884 | 1.4793 | 16.5561 | 6.9461 | 17.0341 | 17.0341 | 29.6086 | 1.4793 | 0 | 5.1173 | 24.4913 | 0 | 25.1985 | 0 | 0 | 0.30909 | 0 | 0 | 5.1173 | 24.4913 | 0 | 25.1985 | 0 | 0 | 0.18491 | 0.29443
2018-05-25 10:00 | 5 | 9 | 6 | 0 | 0 | 0.31832 | 0.87055 | 1.7411 | 2.5466 | 16.5561 | 6.9461 | 17.0341 | 17.0341 | 28.8257 | 1.7411 | 0.80547 | 0 | 28.8257 | 5.5949 | 43.3786 | 0.80547 | 0.80547 | 0 | 0 | 0 | 0 | 28.8257 | 0 | 43.3786 | 0.80547 | 0 | 0.31832 | 0.20077
2018-05-25 11:00 | 5 | 10 | 6 | 0 | 0 | 0.30005 | 0.81199 | 1.624 | 2.4004 | 16.5561 | 6.9461 | 17.0341 | 17.0341 | 26.8867 | 1.624 | 0.7764 | 0 | 26.8867 | 5.393 | 40.8885 | 0.7764 | 1.5819 | 0 | 0 | 0 | 0 | 26.8867 | 0 | 40.8885 | 0.7764 | 0 | 0.30005 | 0.25236
2018-05-25 12:00 | 5 | 11 | 6 | 0 | 1 | 0.29814 | 0.80801 | 1.616 | 2.3851 | 25.1898 | 15.5798 | 17.0341 | 17.0341 | 40.7073 | 1.616 | 0.76908 | 0 | 40.7073 | 11.9821 | 40.6282 | 0.76908 | 2.351 | 0 | 0 | 0 | 0 | 40.7073 | 0 | 40.6282 | 0.76908 | 0 | 0.29814 | 0.42133
2018-05-25 13:00 | 5 | 12 | 6 | 0 | 1 | 0.54095 | 0.75258 | 1.5052 | 4.3276 | 25.1898 | 15.5798 | 17.0341 | 17.0341 | 37.9146 | 1.5052 | 2.8224 | 0 | 37.9146 | 43.9725 | 73.7164 | 2.8224 | 5.1734 | 0 | 0 | 0 | 0 | 37.9146 | 0 | 73.7164 | 2.8224 | 0 | 0.54095 | 0.72993
2018-05-25 14:00 | 5 | 13 | 6 | 0 | 1 | 0.60823 | 0.75199 | 1.504 | 4.8659 | 25.1898 | 15.5798 | 17.0341 | 17.0341 | 37.885 | 1.504 | 3.3619 | 0 | 37.885 | 52.3776 | 82.8861 | 3.3619 | 8.5353 | 0 | 0 | 0 | 0 | 37.885 | 0 | 82.8861 | 3.3619 | 0 | 0.60823 | 0.61202
2018-05-25 15:00 | 5 | 14 | 6 | 0 | 1 | 0.51141 | 0.8074 | 1.6148 | 4.0913 | 25.1898 | 15.5798 | 17.0341 | 17.0341 | 40.6764 | 1.6148 | 2.4765 | 0 | 40.6764 | 38.5834 | 69.6919 | 2.4765 | 11.0118 | 0 | 0 | 0 | 0 | 40.6764 | 0 | 69.6919 | 2.4765 | 0 | 0.51141 | 0.56153
2018-05-25 16:00 | 5 | 15 | 6 | 0 | 1 | 0.21881 | 0.87081 | 1.7416 | 1.7505 | 25.1898 | 15.5798 | 17.0341 | 17.0341 | 43.871 | 1.7416 | 0.0088346 | 0 | 43.871 | 0.13764 | 29.8175 | 0.0088346 | 11.0206 | 0 | 0 | 0 | 0 | 43.871 | 0 | 29.8175 | 0.0088346 | 0 | 0.21881 | 0.36259
2018-05-25 17:00 | 5 | 16 | 6 | 0 | 1 | 0.15269 | 0.89542 | 1.7908 | 1.2215 | 25.1898 | 15.5798 | 17.0341 | 17.0341 | 45.1107 | 1.2215 | 0 | 14.3407 | 30.77 | 0 | 20.8077 | 0 | 11.0206 | 0.56931 | 0.56931 | 0 | 0 | 45.1107 | 0 | 20.8077 | 0 | 0 | 0.15269 | 0.081054
2018-05-25 18:00 | 5 | 17 | 6 | 0 | 1 | 0.040856 | 0.92791 | 1.8558 | 0.32685 | 25.1898 | 15.5798 | 17.0341 | 17.0341 | 46.7475 | 0.32685 | 0 | 38.5143 | 8.2332 | 0 | 5.5676 | 0 | 10.4018 | 1.529 | 1.529 | 0 | 0 | 46.7475 | 0 | 5.5676 | 0 | 0 | 0.040856 | 0.014974
2018-05-25 19:00 | 5 | 18 | 6 | 0 | 1 | 0.0032924 | 0.95458 | 1.9092 | 0.026339 | 25.1898 | 15.5798 | 17.0341 | 17.0341 | 48.0912 | 0.026339 | 0 | 47.4277 | 0.66347 | 0 | 0.44866 | 0 | 8.7399 | 1.8828 | 1.8828 | 0 | 0 | 48.0912 | 0 | 0.44866 | 0 | 0 | 0.0032924 | 0
2018-05-25 20:00 | 5 | 19 | 6 | 0 | 0 | 0 | 0.96462 | 1.9292 | 0 | 16.5561 | 6.9461 | 17.0341 | 17.0341 | 31.9406 | 0 | 0 | 31.9406 | 0 | 0 | 0 | 0 | 6.6933 | 1.9292 | 1.9292 | 0 | 0 | 31.9406 | 0 | 0 | 0 | 0 | 0 | 0
2018-05-25 21:00 | 5 | 20 | 6 | 0 | 0 | 0 | 0.87868 | 1.7574 | 0 | 16.5561 | 6.9461 | 17.0341 | 17.0341 | 29.095 | 0 | 0 | 29.095 | 0 | 0 | 0 | 0 | 4.5963 | 1.7574 | 1.7574 | 0 | 0 | 29.095 | 0 | 0 | 0 | 0 | 0 | 0
2018-05-25 22:00 | 5 | 21 | 6 | 0 | 0 | 0 | 0.69001 | 1.38 | 0 | 16.5561 | 6.9461 | 17.0341 | 17.0341 | 22.8478 | 0 | 0 | 22.8478 | 0 | 0 | 0 | 0 | 2.6861 | 1.38 | 1.38 | 0 | 0 | 22.8478 | 0 | 0 | 0 | 0 | 0 | 0
2018-05-25 23:00 | 5 | 22 | 6 | 0 | 0 | 0 | 0.60992 | 1.2198 | 0 | 16.5561 | 6.9461 | 17.0341 | 17.0341 | 20.1957 | 0 | 0 | 20.1957 | 0 | 0 | 0 | 0 | 1.1861 | 1.2198 | 1.0912 | 0 | 2.1293 | 18.0664 | 0 | 0 | 0 | 0 | 0 | 0
2018-05-26 | 5 | 23 | 6 | 0 | 0 | 0 | 0.574 | 1.148 | 0 | 16.5561 | 6.9461 | 17.0341 | 17.0341 | 19.0063 | 0 | 0 | 19.0063 | 0 | 0 | 0 | 0 | 0 | 1.148 | 0 | 0 | 19.0063 | 0 | 0 | 0 | 0 | 0 | 0 | 0
2018-05-26 01:00 | 5 | 0 | 7 | 0 | 0 | 0 | 0.54168 | 1.0834 | 0 | 16.5561 | 6.9461 | 17.0341 | 17.0341 | 17.9361 | 0 | 0 | 17.9361 | 0 | 0 | 0 | 0 | 0 | 1.0834 | 0 | 0 | 17.9361 | 0 | 0 | 0 | 0 | 0 | 0 | 0
2018-05-26 02:00 | 5 | 1 | 7 | 0 | 0 | 0 | 0.55265 | 1.1053 | 0 | 16.5561 | 6.9461 | 17.0341 | 17.0341 | 18.2993 | 0 | 0 | 18.2993 | 0 | 0 | 0 | 0 | 0 | 1.1053 | 0 | 0 | 18.2993 | 0 | 0 | 0 | 0 | 0 | 0 | 0
2018-05-26 03:00 | 5 | 2 | 7 | 0 | 0 | 0 | 0.55904 | 1.1181 | 0 | 16.5561 | 6.9461 | 17.0341 | 17.0341 | 18.511 | 0 | 0 | 18.511 | 0 | 0 | 0 | 0 | 0 | 1.1181 | 0 | 0 | 18.511 | 0 | 0 | 0 | 0 | 0 | 0 | 0
2018-05-26 04:00 | 5 | 3 | 7 | 0 | 0 | 0 | 0.59725 | 1.1945 | 0 | 16.5561 | 6.9461 | 17.0341 | 17.0341 | 19.7763 | 0 | 0 | 19.7763 | 0 | 0 | 0 | 0 | 0 | 1.1945 | 0 | 0 | 19.7763 | 0 | 0 | 0 | 0 | 0 | 0 | 0
2018-05-26 05:00 | 5 | 4 | 7 | 0 | 0 | 0.0011951 | 0.66935 | 1.3387 | 0.0095604 | 16.5561 | 6.9461 | 17.0341 | 17.0341 | 22.1634 | 0.0095604 | 0 | 22.0052 | 0.15828 | 0 | 0.16285 | 0 | 0 | 1.3291 | 0 | 0 | 22.0052 | 0.15828 | 0 | 0.16285 | 0 | 0 | 0.0011951 | 0
2018-05-26 06:00 | 5 | 5 | 7 | 0 | 0 | 0.023957 | 0.8241 | 1.6482 | 0.19166 | 16.5561 | 6.9461 | 17.0341 | 17.0341 | 27.2876 | 0.19166 | 0 | 24.1145 | 3.1731 | 0 | 3.2647 | 0 | 0 | 1.4565 | 0 | 0 | 24.1145 | 3.1731 | 0 | 3.2647 | 0 | 0 | 0.023957 | 0.0096533
2018-05-26 07:00 | 5 | 6 | 7 | 0 | 0 | 0.027987 | 0.87789 | 1.7558 | 0.2239 | 16.5561 | 6.9461 | 17.0341 | 17.0341 | 29.0689 | 0.2239 | 0 | 25.3621 | 3.7069 | 0 | 3.8139 | 0 | 0 | 1.5319 | 0 | 0 | 25.3621 | 3.7069 | 0 | 3.8139 | 0 | 0 | 0.027987 | 0.057582
2018-05-26 08:00 | 5 | 7 | 7 | 0 | 0 | 0.076578 | 0.9217 | 1.8434 | 0.61262 | 16.5561 | 6.9461 | 17.0341 | 17.0341 | 30.5195 | 0.61262 | 0 | 20.3769 | 10.1426 | 0 | 10.4355 | 0 | 0 | 1.2308 | 0 | 0 | 20.3769 | 10.1426 | 0 | 10.4355 | 0 | 0 | 0.076578 | 0.19008
2018-05-26 09:00 | 5 | 8 | 7 | 0 | 0 | 0.094104 | 0.9498 | 1.8996 | 0.75284 | 16.5561 | 6.9461 | 17.0341 | 17.0341 | 31.4498 | 0.75284 | 0 | 18.9858 | 12.464 | 0 | 12.8239 | 0 | 0 | 1.1468 | 0 | 0 | 18.9858 | 12.464 | 0 | 12.8239 | 0 | 0 | 0.094104 | 0.16207
2018-05-26 10:00 | 5 | 9 | 7 | 0 | 0 | 0.27666 | 0.92176 | 1.8435 | 2.2133 | 16.5561 | 6.9461 | 17.0341 | 17.0341 | 30.5215 | 1.8435 | 0.36978 | 0 | 30.5215 | 2.5685 | 37.7017 | 0.36978 | 0.36978 | 0 | 0 | 0 | 0 | 30.5215 | 0 | 37.7017 | 0.36978 | 0 | 0.27666 | 0.37411
2018-05-26 11:00 | 5 | 10 | 7 | 0 | 0 | 0.19954 | 0.89005 | 1.7801 | 1.5963 | 16.5561 | 6.9461 | 17.0341 | 17.0341 | 29.4715 | 1.5963 | 0 | 3.0427 | 26.4288 | 0 | 27.1919 | 0 | 0.36978 | 0.18378 | 0.18378 | 0 | 0 | 29.4715 | 0 | 27.1919 | 0 | 0 | 0.19954 | 0.44896
2018-05-26 12:00 | 5 | 11 | 7 | 0 | 1 | 0.44401 | 0.86634 | 1.7327 | 3.5521 | 25.1898 | 15.5798 | 17.0341 | 17.0341 | 43.6458 | 1.7327 | 1.8194 | 0 | 43.6458 | 28.3455 | 60.5062 | 1.8194 | 1.9894 | 0 | 0 | 0 | 0 | 43.6458 | 0 | 60.5062 | 1.8194 | 0 | 0.44401 | 0.41732
2018-05-26 13:00 | 5 | 12 | 7 | 0 | 1 | 0.50974 | 0.88023 | 1.7605 | 4.0779 | 25.1898 | 15.5798 | 17.0341 | 17.0341 | 44.3455 | 1.7605 | 2.3174 | 0 | 44.3455 | 36.105 | 69.4633 | 2.3174 | 4.3068 | 0 | 0 | 0 | 0 | 44.3455 | 0 | 69.4633 | 2.3174 | 0 | 0.50974 | 0.25844
2018-05-26 14:00 | 5 | 13 | 7 | 0 | 1 | 0.26457 | 0.88635 | 1.7727 | 2.1166 | 25.1898 | 15.5798 | 17.0341 | 17.0341 | 44.6536 | 1.7727 | 0.34386 | 0 | 44.6536 | 5.3573 | 36.0537 | 0.34386 | 4.6507 | 0 | 0 | 0 | 0 | 44.6536 | 0 | 36.0537 | 0.34386 | 0 | 0.26457 | 0.38417
2018-05-26 15:00 | 5 | 14 | 7 | 0 | 1 | 0.50896 | 0.93443 | 1.8689 | 4.0717 | 25.1898 | 15.5798 | 17.0341 | 17.0341 | 47.0761 | 1.8689 | 2.2028 | 0 | 47.0761 | 34.3192 | 69.3573 | 2.2028 | 6.8535 | 0 | 0 | 0 | 0 | 47.0761 | 0 | 69.3573 | 2.2028 | 0 | 0.50896 | 0.47922
2018-05-26 16:00 | 5 | 15 | 7 | 0 | 1 | 0.38341 | 1.0532 | 2.1064 | 3.0673 | 25.1898 | 15.5798 | 17.0341 | 17.0341 | 53.0593 | 2.1064 | 0.9609 | 0 | 53.0593 | 14.9707 | 52.2486 | 0.9609 | 7.8144 | 0 | 0 | 0 | 0 | 53.0593 | 0 | 52.2486 | 0.9609 | 0 | 0.38341 | 0.41933
2018-05-26 17:00 | 5 | 16 | 7 | 0 | 1 | 0.22669 | 1.1266 | 2.2533 | 1.8135 | 25.1898 | 15.5798 | 17.0341 | 17.0341 | 56.7597 | 1.8135 | 0 | 11.077 | 45.6827 | 0 | 30.8922 | 0 | 7.8144 | 0.43974 | 0.43974 | 0 | 0 | 56.7597 | 0 | 30.8922 | 0 | 0 | 0.22669 | 0.24922
2018-05-26 18:00 | 5 | 17 | 7 | 0 | 1 | 0.073581 | 1.144 | 2.288 | 0.58865 | 25.1898 | 15.5798 | 17.0341 | 17.0341 | 57.6336 | 0.58865 | 0 | 42.8057 | 14.8279 | 0 | 10.0271 | 0 | 7.3364 | 1.6993 | 1.6993 | 0 | 0 | 57.6336 | 0 | 10.0271 | 0 | 0 | 0.073581 | 0.083055
2018-05-26 19:00 | 5 | 18 | 7 | 0 | 1 | 0.0067995 | 1.1346 | 2.2693 | 0.054396 | 25.1898 | 15.5798 | 17.0341 | 17.0341 | 57.1625 | 0.054396 | 0 | 55.7923 | 1.3702 | 0 | 0.92659 | 0 | 5.4893 | 2.2149 | 2.2149 | 0 | 0 | 57.1625 | 0 | 0.92659 | 0 | 0 | 0.0067995 | 0.008348
2018-05-26 20:00 | 5 | 19 | 7 | 0 | 0 | 0 | 1.0931 | 2.1861 | 0 | 16.5561 | 6.9461 | 17.0341 | 17.0341 | 36.1936 | 0 | 0 | 36.1936 | 0 | 0 | 0 | 0 | 3.0818 | 2.1861 | 2.1861 | 0 | 0 | 36.1936 | 0 | 0 | 0 | 0 | 0 | 0
2018-05-26 21:00 | 5 | 20 | 7 | 0 | 0 | 0 | 0.85259 | 1.7052 | 0 | 16.5561 | 6.9461 | 17.0341 | 17.0341 | 28.231 | 0 | 0 | 28.231 | 0 | 0 | 0 | 0 | 0.70561 | 1.7052 | 0.64916 | 0 | 17.4834 | 10.7476 | 0 | 0 | 0 | 0 | 0 | 0
2018-05-26 22:00 | 5 | 21 | 7 | 0 | 0 | 0 | 0.64301 | 1.286 | 0 | 16.5561 | 6.9461 | 17.0341 | 17.0341 | 21.2913 | 0 | 0 | 21.2913 | 0 | 0 | 0 | 0 | 0 | 1.286 | 0 | 0 | 21.2913 | 0 | 0 | 0 | 0 | 0 | 0 | 0
2018-05-26 23:00 | 5 | 22 | 7 | 0 | 0 | 0 | 0.52048 | 1.041 | 0 | 16.5561 | 6.9461 | 17.0341 | 17.0341 | 17.2342 | 0 | 0 | 17.2342 | 0 | 0 | 0 | 0 | 0 | 1.041 | 0 | 0 | 17.2342 | 0 | 0 | 0 | 0 | 0 | 0 | 0
2018-05-27 | 5 | 23 | 7 | 0 | 0 | 0 | 0.48948 | 0.97896 | 0 | 16.5561 | 6.9461 | 17.0341 | 17.0341 | 16.2077 | 0 | 0 | 16.2077 | 0 | 0 | 0 | 0 | 0 | 0.97896 | 0 | 0 | 16.2077 | 0 | 0 | 0 | 0 | 0 | 0 | 0
2018-05-27 01:00 | 5 | 0 | 1 | 0 | 0 | 0 | 0.46205 | 0.9241 | 0 | 16.5561 | 6.9461 | 17.0341 | 17.0341 | 15.2994 | 0 | 0 | 15.2994 | 0 | 0 | 0 | 0 | 0 | 0.9241 | 0 | 0 | 15.2994 | 0 | 0 | 0 | 0 | 0 | 0 | 0
2018-05-27 02:00 | 5 | 1 | 1 | 0 | 0 | 0 | 0.47918 | 0.95836 | 0 | 16.5561 | 6.9461 | 17.0341 | 17.0341 | 15.8667 | 0 | 0 | 15.8667 | 0 | 0 | 0 | 0 | 0 | 0.95836 | 0 | 0 | 15.8667 | 0 | 0 | 0 | 0 | 0 | 0 | 0
2018-05-27 03:00 | 5 | 2 | 1 | 0 | 0 | 0 | 0.52008 | 1.0402 | 0 | 16.5561 | 6.9461 | 17.0341 | 17.0341 | 17.221 | 0 | 0 | 17.221 | 0 | 0 | 0 | 0 | 0 | 1.0402 | 0 | 0 | 17.221 | 0 | 0 | 0 | 0 | 0 | 0 | 0
2018-05-27 04:00 | 5 | 3 | 1 | 0 | 0 | 0 | 0.588 | 1.176 | 0 | 16.5561 | 6.9461 | 17.0341 | 17.0341 | 19.4699 | 0 | 0 | 19.4699 | 0 | 0 | 0 | 0 | 0 | 1.176 | 0 | 0 | 19.4699 | 0 | 0 | 0 | 0 | 0 | 0 | 0
2018-05-27 05:00 | 5 | 4 | 1 | 0 | 0 | 0.0048375 | 0.65195 | 1.3039 | 0.0387 | 16.5561 | 6.9461 | 17.0341 | 17.0341 | 21.5874 | 0.0387 | 0 | 20.9467 | 0.64072 | 0 | 0.65922 | 0 | 0 | 1.2652 | 0 | 0 | 20.9467 | 0.64072 | 0 | 0.65922 | 0 | 0 | 0.0048375 | 0.0057423
2018-05-27 06:00 | 5 | 5 | 1 | 0 | 0 | 0.068441 | 0.74959 | 1.4992 | 0.54753 | 16.5561 | 6.9461 | 17.0341 | 17.0341 | 24.8205 | 0.54753 | 0 | 15.7556 | 9.0649 | 0 | 9.3267 | 0 | 0 | 0.95165 | 0 | 0 | 15.7556 | 9.0649 | 0 | 9.3267 | 0 | 0 | 0.068441 | 0.078919
2018-05-27 07:00 | 5 | 6 | 1 | 0 | 0 | 0.21778 | 0.79201 | 1.584 | 1.7422 | 16.5561 | 6.9461 | 17.0341 | 17.0341 | 26.225 | 1.584 | 0.15822 | 0 | 26.225 | 1.099 | 29.6774 | 0.15822 | 0.15822 | 0 | 0 | 0 | 0 | 26.225 | 0 | 29.6774 | 0.15822 | 0 | 0.21778 | 0.23808
2018-05-27 08:00 | 5 | 7 | 1 | 0 | 0 | 0.36626 | 0.82918 | 1.6584 | 2.93 | 16.5561 | 6.9461 | 17.0341 | 17.0341 | 27.4558 | 1.6584 | 1.2717 | 0 | 27.4558 | 8.8333 | 49.9109 | 1.2717 | 1.4299 | 0 | 0 | 0 | 0 | 27.4558 | 0 | 49.9109 | 1.2717 | 0 | 0.36626 | 0.33274
2018-05-27 09:00 | 5 | 8 | 1 | 0 | 0 | 0.40225 | 0.86189 | 1.7238 | 3.218 | 16.5561 | 6.9461 | 17.0341 | 17.0341 | 28.5389 | 1.7238 | 1.4942 | 0 | 28.5389 | 10.3787 | 54.8152 | 1.4942 | 2.9241 | 0 | 0 | 0 | 0 | 28.5389 | 0 | 54.8152 | 1.4942 | 0 | 0.40225 | 0.52137
2018-05-27 10:00 | 5 | 9 | 1 | 0 | 0 | 0.55498 | 0.90791 | 1.8158 | 4.4399 | 16.5561 | 6.9461 | 17.0341 | 17.0341 | 30.0627 | 1.8158 | 2.6241 | 0 | 30.0627 | 18.2269 | 75.6293 | 2.6241 | 5.5481 | 0 | 0 | 0 | 0 | 30.0627 | 0 | 75.6293 | 2.6241 | 0 | 0.55498 | 0.57364
2018-05-27 11:00 | 5 | 10 | 1 | 0 | 0 | 0.54127 | 0.98655 | 1.9731 | 4.3302 | 16.5561 | 6.9461 | 17.0341 | 17.0341 | 32.6667 | 1.9731 | 2.3571 | 0 | 32.6667 | 16.3723 | 73.7606 | 2.3571 | 7.9052 | 0 | 0 | 0 | 0 | 32.6667 | 0 | 73.7606 | 2.3571 | 0 | 0.54127 | 0.5959
2018-05-27 12:00 | 5 | 11 | 1 | 0 | 1 | 0.50814 | 1.0247 | 2.0493 | 4.0651 | 25.1898 | 15.5798 | 17.0341 | 17.0341 | 51.6221 | 2.0493 | 2.0158 | 0 | 51.6221 | 31.4059 | 69.2462 | 2.0158 | 9.921 | 0 | 0 | 0 | 0 | 51.6221 | 0 | 69.2462 | 2.0158 | 0 | 0.50814 | 0.59425
2018-05-27 13:00 | 5 | 12 | 1 | 0 | 1 | 0.49858 | 1.1203 | 2.2406 | 3.9886 | 25.1898 | 15.5798 | 17.0341 | 17.0341 | 56.4405 | 2.2406 | 1.748 | 0 | 56.4405 | 27.2336 | 67.9428 | 1.748 | 11.669 | 0 | 0 | 0 | 0 | 56.4405 | 0 | 67.9428 | 1.748 | 0 | 0.49858 | 0.56628
2018-05-27 14:00 | 5 | 13 | 1 | 0 | 1 | 0.39492 | 1.2094 | 2.4189 | 3.1593 | 25.1898 | 15.5798 | 17.0341 | 17.0341 | 60.9306 | 2.4189 | 0.74048 | 0 | 60.9306 | 11.5365 | 53.8167 | 0.74048 | 12.4095 | 0 | 0 | 0 | 0 | 60.9306 | 0 | 53.8167 | 0.74048 | 0 | 0.39492 | 0.50419
2018-05-27 15:00 | 5 | 14 | 1 | 0 | 1 | 0.35654 | 1.3298 | 2.6595 | 2.8523 | 25.1898 | 15.5798 | 17.0341 | 17.0341 | 66.9927 | 2.6595 | 0.19277 | 0 | 66.9927 | 3.0033 | 48.5863 | 0.090484 | 12.5 | 0 | 0 | 0.10228 | 0 | 66.9927 | 1.5936 | 48.5863 | 0.19277 | 0.20457 | 0.35654 | 0.44749
2018-05-27 16:00 | 5 | 15 | 1 | 0 | 1 | 0.37435 | 1.4477 | 2.8954 | 2.9948 | 25.1898 | 15.5798 | 17.0341 | 17.0341 | 72.9333 | 2.8954 | 0.099445 | 0 | 72.9333 | 1.5493 | 51.0139 | 0 | 12.5 | 0 | 0 | 0.099445 | 0 | 72.9333 | 1.5493 | 51.0139 | 0.099445 | 0.19889 | 0.37435 | 0.40605
2018-05-27 17:00 | 5 | 16 | 1 | 0 | 1 | 0.22328 | 1.375 | 2.7499 | 1.7863 | 25.1898 | 15.5798 | 17.0341 | 17.0341 | 69.2695 | 1.7863 | 0 | 24.2742 | 44.9953 | 0 | 30.4273 | 0 | 12.5 | 0.96365 | 0.96365 | 0 | 0 | 69.2695 | 0 | 30.4273 | 0 | 0 | 0.22328 | 0.22593
2018-05-27 18:00 | 5 | 17 | 1 | 0 | 1 | 0.068566 | 1.2841 | 2.5683 | 0.54852 | 25.1898 | 15.5798 | 17.0341 | 17.0341 | 64.6938 | 0.54852 | 0 | 50.8766 | 13.8172 | 0 | 9.3436 | 0 | 11.4526 | 2.0197 | 2.0197 | 0 | 0 | 64.6938 | 0 | 9.3436 | 0 | 0 | 0.068566 | 0.088522
2018-05-27 19:00 | 5 | 18 | 1 | 0 | 1 | 0.0075981 | 1.2305 | 2.4611 | 0.060785 | 25.1898 | 15.5798 | 17.0341 | 17.0341 | 61.9943 | 0.060785 | 0 | 60.4631 | 1.5312 | 0 | 1.0354 | 0 | 9.2572 | 2.4003 | 2.4003 | 0 | 0 | 61.9943 | 0 | 1.0354 | 0 | 0 | 0.0075981 | 0.009279
2018-05-27 20:00 | 5 | 19 | 1 | 0 | 0 | 0 | 1.1415 | 2.283 | 0 | 16.5561 | 6.9461 | 17.0341 | 17.0341 | 37.7979 | 0 | 0 | 37.7979 | 0 | 0 | 0 | 0 | 6.6482 | 2.283 | 2.283 | 0 | 0 | 37.7979 | 0 | 0 | 0 | 0 | 0 | 0
2018-05-27 21:00 | 5 | 20 | 1 | 0 | 0 | 0 | 0.85905 | 1.7181 | 0 | 16.5561 | 6.9461 | 17.0341 | 17.0341 | 28.4451 | 0 | 0 | 28.4451 | 0 | 0 | 0 | 0 | 4.1666 | 1.7181 | 1.7181 | 0 | 0 | 28.4451 | 0 | 0 | 0 | 0 | 0 | 0
2018-05-27 22:00 | 5 | 21 | 1 | 0 | 0 | 0 | 0.61813 | 1.2363 | 0 | 16.5561 | 6.9461 | 17.0341 | 17.0341 | 20.4677 | 0 | 0 | 20.4677 | 0 | 0 | 0 | 0 | 2.2991 | 1.2363 | 1.2363 | 0 | 0 | 20.4677 | 0 | 0 | 0 | 0 | 0 | 0
2018-05-27 23:00 | 5 | 22 | 1 | 0 | 0 | 0 | 0.53971 | 1.0794 | 0 | 16.5561 | 6.9461 | 17.0341 | 17.0341 | 17.8709 | 0 | 0 | 17.8709 | 0 | 0 | 0 | 0 | 0.95534 | 1.0794 | 0.87891 | 0 | 3.3196 | 14.5513 | 0 | 0 | 0 | 0 | 0 | 0
2018-05-28 | 5 | 23 | 1 | 0 | 0 | 0 | 0.44873 | 0.89746 | 0 | 16.5561 | 6.9461 | 17.0341 | 17.0341 | 14.8583 | 0 | 0 | 14.8583 | 0 | 0 | 0 | 0 | 0 | 0.89746 | 0 | 0 | 14.8583 | 0 | 0 | 0 | 0 | 0 | 0 | 0
2018-05-28 01:00 | 5 | 0 | 2 | 0 | 0 | 0 | 0.41537 | 0.83074 | 0 | 16.5561 | 6.9461 | 17.0341 | 17.0341 | 13.7538 | 0 | 0 | 13.7538 | 0 | 0 | 0 | 0 | 0 | 0.83074 | 0 | 0 | 13.7538 | 0 | 0 | 0 | 0 | 0 | 0 | 0
2018-05-28 02:00 | 5 | 1 | 2 | 0 | 0 | 0 | 0.41436 | 0.82872 | 0 | 16.5561 | 6.9461 | 17.0341 | 17.0341 | 13.7203 | 0 | 0 | 13.7203 | 0 | 0 | 0 | 0 | 0 | 0.82872 | 0 | 0 | 13.7203 | 0 | 0 | 0 | 0 | 0 | 0 | 0
2018-05-28 03:00 | 5 | 2 | 2 | 0 | 0 | 0 | 0.43215 | 0.86429 | 0 | 16.5561 | 6.9461 | 17.0341 | 17.0341 | 14.3092 | 0 | 0 | 14.3092 | 0 | 0 | 0 | 0 | 0 | 0.86429 | 0 | 0 | 14.3092 | 0 | 0 | 0 | 0 | 0 | 0 | 0
2018-05-28 04:00 | 5 | 3 | 2 | 0 | 0 | 0 | 0.48453 | 0.96905 | 0 | 16.5561 | 6.9461 | 17.0341 | 17.0341 | 16.0437 | 0 | 0 | 16.0437 | 0 | 0 | 0 | 0 | 0 | 0.96905 | 0 | 0 | 16.0437 | 0 | 0 | 0 | 0 | 0 | 0 | 0
2018-05-28 05:00 | 5 | 4 | 2 | 0 | 0 | 0.0046711 | 0.6692 | 1.3384 | 0.037369 | 16.5561 | 6.9461 | 17.0341 | 17.0341 | 22.1585 | 0.037369 | 0 | 21.5399 | 0.61868 | 0 | 0.63654 | 0 | 0 | 1.301 | 0 | 0 | 21.5399 | 0.61868 | 0 | 0.63654 | 0 | 0 | 0.0046711 | 0.004406
2018-05-28 06:00 | 5 | 5 | 2 | 0 | 0 | 0.059545 | 0.7507 | 1.5014 | 0.47636 | 16.5561 | 6.9461 | 17.0341 | 17.0341 | 24.8571 | 0.47636 | 0 | 16.9705 | 7.8866 | 0 | 8.1143 | 0 | 0 | 1.025 | 0 | 0 | 16.9705 | 7.8866 | 0 | 8.1143 | 0 | 0 | 0.059545 | 0.066539
2018-05-28 07:00 | 5 | 6 | 2 | 0 | 0 | 0.17158 | 0.77933 | 1.5587 | 1.3726 | 16.5561 | 6.9461 | 17.0341 | 17.0341 | 25.8054 | 1.3726 | 0 | 3.08 | 22.7254 | 0 | 23.3816 | 0 | 0 | 0.18604 | 0 | 0 | 3.08 | 22.7254 | 0 | 23.3816 | 0 | 0 | 0.17158 | 0.18311
2018-05-28 08:00 | 5 | 7 | 2 | 0 | 0 | 0.36711 | 0.79056 | 1.5811 | 2.9369 | 16.5561 | 6.9461 | 17.0341 | 17.0341 | 26.1772 | 1.5811 | 1.3557 | 0 | 26.1772 | 9.4171 | 50.027 | 1.3557 | 1.3557 | 0 | 0 | 0 | 0 | 26.1772 | 0 | 50.027 | 1.3557 | 0 | 0.36711 | 0.27659
2018-05-28 09:00 | 5 | 8 | 2 | 0 | 0 | 0.3107 | 0.85478 | 1.7096 | 2.4856 | 16.5561 | 6.9461 | 17.0341 | 17.0341 | 28.3034 | 1.7096 | 0.77606 | 0 | 28.3034 | 5.3906 | 42.3402 | 0.77606 | 2.1318 | 0 | 0 | 0 | 0 | 28.3034 | 0 | 42.3402 | 0.77606 | 0 | 0.3107 | 0.45498
2018-05-28 10:00 | 5 | 9 | 2 | 0 | 0 | 0.58455 | 0.90479 | 1.8096 | 4.6764 | 16.5561 | 6.9461 | 17.0341 | 17.0341 | 29.9595 | 1.8096 | 2.8668 | 0 | 29.9595 | 19.913 | 79.6581 | 2.8668 | 4.9986 | 0 | 0 | 0 | 0 | 29.9595 | 0 | 79.6581 | 2.8668 | 0 | 0.58455 | 0.63989
2018-05-28 11:00 | 5 | 10 | 2 | 0 | 0 | 0.63975 | 0.96376 | 1.9275 | 5.118 | 16.5561 | 6.9461 | 17.0341 | 17.0341 | 31.9123 | 1.9275 | 3.1905 | 0 | 31.9123 | 22.1615 | 87.1813 | 3.1905 | 8.1891 | 0 | 0 | 0 | 0 | 31.9123 | 0 | 87.1813 | 3.1905 | 0 | 0.63975 | 0.55041
2018-05-28 12:00 | 5 | 11 | 2 | 0 | 1 | 0.6617 | 0.9292 | 1.8584 | 5.2936 | 25.1898 | 15.5798 | 17.0341 | 17.0341 | 46.8125 | 1.8584 | 3.4352 | 0 | 46.8125 | 53.5192 | 90.1714 | 3.4352 | 11.6243 | 0 | 0 | 0 | 0 | 46.8125 | 0 | 90.1714 | 3.4352 | 0 | 0.6617 | 0.72826
2018-05-28 13:00 | 5 | 12 | 2 | 0 | 1 | 0.63941 | 0.99036 | 1.9807 | 5.1152 | 25.1898 | 15.5798 | 17.0341 | 17.0341 | 49.8939 | 1.9807 | 3.1345 | 0 | 49.8939 | 48.8351 | 87.1337 | 0.87573 | 12.5 | 0 | 0 | 2.2588 | 0 | 49.8939 | 35.1914 | 87.1337 | 3.1345 | 4.5176 | 0.63941 | 0.60633
2018-05-28 14:00 | 5 | 13 | 2 | 0 | 1 | 0.58473 | 1.1471 | 2.2942 | 4.6778 | 25.1898 | 15.5798 | 17.0341 | 17.0341 | 57.7905 | 2.2942 | 2.3836 | 0 | 57.7905 | 37.1366 | 79.6831 | 0 | 12.5 | 0 | 0 | 2.3836 | 0 | 57.7905 | 37.1366 | 79.6831 | 2.3836 | 4.7673 | 0.58473 | 0.55345
2018-05-28 15:00 | 5 | 14 | 2 | 0 | 1 | 0.49434 | 1.3359 | 2.6718 | 3.9547 | 25.1898 | 15.5798 | 17.0341 | 17.0341 | 67.3014 | 2.6718 | 1.2829 | 0 | 67.3014 | 19.9873 | 67.3646 | 0 | 12.5 | 0 | 0 | 1.2829 | 0 | 67.3014 | 19.9873 | 67.3646 | 1.2829 | 2.5658 | 0.49434 | 0.54008
2018-05-28 16:00 | 5 | 15 | 2 | 0 | 1 | 0.3738 | 1.4817 | 2.9633 | 2.9904 | 25.1898 | 15.5798 | 17.0341 | 17.0341 | 74.6456 | 2.9633 | 0.027067 | 0 | 74.6456 | 0.4217 | 50.9389 | 0 | 12.5 | 0 | 0 | 0.027067 | 0 | 74.6456 | 0.4217 | 50.9389 | 0.027067 | 0.054134 | 0.3738 | 0.40726
2018-05-28 17:00 | 5 | 16 | 2 | 0 | 1 | 0.22309 | 1.4755 | 2.9509 | 1.7847 | 25.1898 | 15.5798 | 17.0341 | 17.0341 | 74.3337 | 1.7847 | 0 | 29.3766 | 44.9571 | 0 | 30.4015 | 0 | 12.5 | 1.1662 | 1.1662 | 0 | 0 | 74.3337 | 0 | 30.4015 | 0 | 0 | 0.22309 | 0.24335
2018-05-28 18:00 | 5 | 17 | 2 | 0 | 1 | 0.074694 | 1.4684 | 2.9369 | 0.59755 | 25.1898 | 15.5798 | 17.0341 | 17.0341 | 73.9786 | 0.59755 | 0 | 58.9265 | 15.0521 | 0 | 10.1787 | 0 | 11.2324 | 2.3393 | 2.3393 | 0 | 0 | 73.9786 | 0 | 10.1787 | 0 | 0 | 0.074694 | 0.085436
2018-05-28 19:00 | 5 | 18 | 2 | 0 | 1 | 0.0082507 | 1.4467 | 2.8934 | 0.066006 | 25.1898 | 15.5798 | 17.0341 | 17.0341 | 72.8841 | 0.066006 | 0 | 71.2214 | 1.6627 | 0 | 1.1244 | 0 | 8.6897 | 2.8274 | 2.8274 | 0 | 0 | 72.8841 | 0 | 1.1244 | 0 | 0 | 0.0082507 | 0.0099077
2018-05-28 20:00 | 5 | 19 | 2 | 0 | 0 | 0 | 1.3197 | 2.6395 | 0 | 16.5561 | 6.9461 | 17.0341 | 17.0341 | 43.6996 | 0 | 0 | 43.6996 | 0 | 0 | 0 | 0 | 5.6164 | 2.6395 | 2.6395 | 0 | 0 | 43.6996 | 0 | 0 | 0 | 0 | 0 | 0
2018-05-28 21:00 | 5 | 20 | 2 | 0 | 0 | 0 | 1.0492 | 2.0984 | 0 | 16.5561 | 6.9461 | 17.0341 | 17.0341 | 34.7417 | 0 | 0 | 34.7417 | 0 | 0 | 0 | 0 | 2.7474 | 2.0984 | 2.0984 | 0 | 0 | 34.7417 | 0 | 0 | 0 | 0 | 0 | 0
2018-05-28 22:00 | 5 | 21 | 2 | 0 | 0 | 0 | 0.74316 | 1.4863 | 0 | 16.5561 | 6.9461 | 17.0341 | 17.0341 | 24.6078 | 0 | 0 | 24.6078 | 0 | 0 | 0 | 0 | 0.46649 | 1.4863 | 0.42917 | 0 | 17.5024 | 7.1053 | 0 | 0 | 0 | 0 | 0 | 0
2018-05-28 23:00 | 5 | 22 | 2 | 0 | 0 | 0 | 0.60845 | 1.2169 | 0 | 16.5561 | 6.9461 | 17.0341 | 17.0341 | 20.147 | 0 | 0 | 20.147 | 0 | 0 | 0 | 0 | 0 | 1.2169 | 0 | 0 | 20.147 | 0 | 0 | 0 | 0 | 0 | 0 | 0
2018-05-29 | 5 | 23 | 2 | 0 | 0 | 0 | 0.55362 | 1.1072 | 0 | 16.5561 | 6.9461 | 17.0341 | 17.0341 | 18.3314 | 0 | 0 | 18.3314 | 0 | 0 | 0 | 0 | 0 | 1.1072 | 0 | 0 | 18.3314 | 0 | 0 | 0 | 0 | 0 | 0 | 0
2018-05-29 01:00 | 5 | 0 | 3 | 0 | 0 | 0 | 0.49823 | 0.99646 | 0 | 16.5561 | 6.9461 | 17.0341 | 17.0341 | 16.4974 | 0 | 0 | 16.4974 | 0 | 0 | 0 | 0 | 0 | 0.99646 | 0 | 0 | 16.4974 | 0 | 0 | 0 | 0 | 0 | 0 | 0
2018-05-29 02:00 | 5 | 1 | 3 | 0 | 0 | 0 | 0.44352 | 0.88704 | 0 | 16.5561 | 6.9461 | 17.0341 | 17.0341 | 14.6859 | 0 | 0 | 14.6859 | 0 | 0 | 0 | 0 | 0 | 0.88704 | 0 | 0 | 14.6859 | 0 | 0 | 0 | 0 | 0 | 0 | 0
2018-05-29 03:00 | 5 | 2 | 3 | 0 | 0 | 0 | 0.44521 | 0.89041 | 0 | 16.5561 | 6.9461 | 17.0341 | 17.0341 | 14.7417 | 0 | 0 | 14.7417 | 0 | 0 | 0 | 0 | 0 | 0.89041 | 0 | 0 | 14.7417 | 0 | 0 | 0 | 0 | 0 | 0 | 0
2018-05-29 04:00 | 5 | 3 | 3 | 0 | 0 | 0 | 0.4978 | 0.9956 | 0 | 16.5561 | 6.9461 | 17.0341 | 17.0341 | 16.4832 | 0 | 0 | 16.4832 | 0 | 0 | 0 | 0 | 0 | 0.9956 | 0 | 0 | 16.4832 | 0 | 0 | 0 | 0 | 0 | 0 | 0
2018-05-29 05:00 | 5 | 4 | 3 | 0 | 0 | 0.0045732 | 0.63946 | 1.2789 | 0.036585 | 16.5561 | 6.9461 | 17.0341 | 17.0341 | 21.1737 | 0.036585 | 0 | 20.568 | 0.60571 | 0 | 0.6232 | 0 | 0 | 1.2423 | 0 | 0 | 20.568 | 0.60571 | 0 | 0.6232 | 0 | 0 | 0.0045732 | 0.0058987
2018-05-29 06:00 | 5 | 5 | 3 | 0 | 0 | 0.062373 | 0.74384 | 1.4877 | 0.49899 | 16.5561 | 6.9461 | 17.0341 | 17.0341 | 24.63 | 0.49899 | 0 | 16.3688 | 8.2613 | 0 | 8.4998 | 0 | 0 | 0.98869 | 0 | 0 | 16.3688 | 8.2613 | 0 | 8.4998 | 0 | 0 | 0.062373 | 0.075661
2018-05-29 07:00 | 5 | 6 | 3 | 0 | 0 | 0.21531 | 0.81593 | 1.6319 | 1.7225 | 16.5561 | 6.9461 | 17.0341 | 17.0341 | 27.017 | 1.6319 | 0.090611 | 0 | 27.017 | 0.62939 | 29.3407 | 0.090611 | 0.090611 | 0 | 0 | 0 | 0 | 27.017 | 0 | 29.3407 | 0.090611 | 0 | 0.21531 | 0.23641
2018-05-29 08:00 | 5 | 7 | 3 | 0 | 0 | 0.36802 | 0.86512 | 1.7302 | 2.9441 | 16.5561 | 6.9461 | 17.0341 | 17.0341 | 28.6461 | 1.7302 | 1.2139 | 0 | 28.6461 | 8.4318 | 50.151 | 1.2139 | 1.3045 | 0 | 0 | 0 | 0 | 28.6461 | 0 | 50.151 | 1.2139 | 0 | 0.36802 | 0.40381
2018-05-29 09:00 | 5 | 8 | 3 | 0 | 0 | 0.48673 | 0.88702 | 1.774 | 3.8938 | 16.5561 | 6.9461 | 17.0341 | 17.0341 | 29.3712 | 1.774 | 2.1198 | 0 | 29.3712 | 14.7241 | 66.328 | 2.1198 | 3.4243 | 0 | 0 | 0 | 0 | 29.3712 | 0 | 66.328 | 2.1198 | 0 | 0.48673 | 0.53508
2018-05-29 10:00 | 5 | 9 | 3 | 0 | 0 | 0.56886 | 0.88619 | 1.7724 | 4.5509 | 16.5561 | 6.9461 | 17.0341 | 17.0341 | 29.3436 | 1.7724 | 2.7785 | 0 | 29.3436 | 19.2999 | 77.5209 | 2.7785 | 6.2028 | 0 | 0 | 0 | 0 | 29.3436 | 0 | 77.5209 | 2.7785 | 0 | 0.56886 | 0.62714
2018-05-29 11:00 | 5 | 10 | 3 | 0 | 0 | 0.61611 | 0.94058 | 1.8812 | 4.9289 | 16.5561 | 6.9461 | 17.0341 | 17.0341 | 31.1444 | 1.8812 | 3.0477 | 0 | 31.1444 | 21.1697 | 83.959 | 3.0477 | 9.2505 | 0 | 0 | 0 | 0 | 31.1444 | 0 | 83.959 | 3.0477 | 0 | 0.61611 | 0.68354
2018-05-29 12:00 | 5 | 11 | 3 | 0 | 1 | 0.63839 | 0.88864 | 1.7773 | 5.1071 | 25.1898 | 15.5798 | 17.0341 | 17.0341 | 44.7694 | 1.7773 | 3.3298 | 0 | 44.7694 | 51.878 | 86.9954 | 3.2495 | 12.5 | 0 | 0 | 0.080362 | 0 | 44.7694 | 1.252 | 86.9954 | 3.3298 | 0.16072 | 0.63839 | 0.66029
2018-05-29 13:00 | 5 | 12 | 3 | 0 | 1 | 0.55346 | 1.004 | 2.008 | 4.4277 | 25.1898 | 15.5798 | 17.0341 | 17.0341 | 50.5817 | 2.008 | 2.4197 | 0 | 50.5817 | 37.6979 | 75.422 | 0 | 12.5 | 0 | 0 | 2.4197 | 0 | 50.5817 | 37.6979 | 75.422 | 2.4197 | 4.8393 | 0.55346 | 0.53957
2018-05-29 14:00 | 5 | 13 | 3 | 0 | 1 | 0.34803 | 1.1913 | 2.3827 | 2.7842 | 25.1898 | 15.5798 | 17.0341 | 17.0341 | 60.0196 | 2.3827 | 0.40152 | 0 | 60.0196 | 6.2556 | 47.4267 | 0 | 12.5 | 0 | 0 | 0.40152 | 0 | 60.0196 | 6.2556 | 47.4267 | 0.40152 | 0.80304 | 0.34803 | 0.52288
2018-05-29 15:00 | 5 | 14 | 3 | 0 | 1 | 0.39515 | 1.479 | 2.958 | 3.1612 | 25.1898 | 15.5798 | 17.0341 | 17.0341 | 74.5103 | 2.958 | 0.20321 | 0 | 74.5103 | 3.1659 | 53.8478 | 0 | 12.5 | 0 | 0 | 0.20321 | 0 | 74.5103 | 3.1659 | 53.8478 | 0.20321 | 0.40641 | 0.39515 | 0.50856
2018-05-29 16:00 | 5 | 15 | 3 | 0 | 1 | 0.35233 | 1.6907 | 3.3815 | 2.8186 | 25.1898 | 15.5798 | 17.0341 | 17.0341 | 85.1782 | 2.8186 | 0 | 14.1773 | 71.0008 | 0 | 48.0131 | 0 | 12.5 | 0.56282 | 0.56282 | 0 | 0 | 85.1782 | 0 | 48.0131 | 0 | 0 | 0.35233 | 0.40091
2018-05-29 17:00 | 5 | 16 | 3 | 0 | 1 | 0.21998 | 1.6228 | 3.2456 | 1.7599 | 25.1898 | 15.5798 | 17.0341 | 17.0341 | 81.7565 | 1.7599 | 0 | 37.4261 | 44.3303 | 0 | 29.9776 | 0 | 11.8882 | 1.4858 | 1.4858 | 0 | 0 | 81.7565 | 0 | 29.9776 | 0 | 0 | 0.21998 | 0.23921
2018-05-29 18:00 | 5 | 17 | 3 | 0 | 1 | 0.0039212 | 1.6409 | 3.2818 | 0.03137 | 25.1898 | 15.5798 | 17.0341 | 17.0341 | 82.6679 | 0.03137 | 0 | 81.8777 | 0.7902 | 0 | 0.53436 | 0 | 10.2733 | 3.2504 | 3.2504 | 0 | 0 | 82.6679 | 0 | 0.53436 | 0 | 0 | 0.0039212 | 0.048849
2018-05-29 19:00 | 5 | 18 | 3 | 0 | 1 | 0.0083239 | 1.5678 | 3.1356 | 0.066591 | 25.1898 | 15.5798 | 17.0341 | 17.0341 | 78.9856 | 0.066591 | 0 | 77.3082 | 1.6774 | 0 | 1.1343 | 0 | 6.7402 | 3.069 | 3.069 | 0 | 0 | 78.9856 | 0 | 1.1343 | 0 | 0 | 0.0083239 | 0.0096313
2018-05-29 20:00 | 5 | 19 | 3 | 0 | 0 | 0 | 1.462 | 2.9241 | 0 | 16.5561 | 6.9461 | 17.0341 | 17.0341 | 48.4112 | 0 | 0 | 48.4112 | 0 | 0 | 0 | 0 | 3.4043 | 2.9241 | 2.9241 | 0 | 0 | 48.4112 | 0 | 0 | 0 | 0 | 0 | 0
2018-05-29 21:00 | 5 | 20 | 3 | 0 | 0 | 0 | 1.2514 | 2.5028 | 0 | 16.5561 | 6.9461 | 17.0341 | 17.0341 | 41.4366 | 0 | 0 | 41.4366 | 0 | 0 | 0 | 0 | 0.22593 | 2.5028 | 0.20786 | 0 | 37.9953 | 3.4413 | 0 | 0 | 0 | 0 | 0 | 0
2018-05-29 22:00 | 5 | 21 | 3 | 0 | 0 | 0 | 0.90143 | 1.8029 | 0 | 16.5561 | 6.9461 | 17.0341 | 17.0341 | 29.8481 | 0 | 0 | 29.8481 | 0 | 0 | 0 | 0 | 0 | 1.8029 | 0 | 0 | 29.8481 | 0 | 0 | 0 | 0 | 0 | 0 | 0
2018-05-29 23:00 | 5 | 22 | 3 | 0 | 0 | 0 | 0.74072 | 1.4814 | 0 | 16.5561 | 6.9461 | 17.0341 | 17.0341 | 24.5269 | 0 | 0 | 24.5269 | 0 | 0 | 0 | 0 | 0 | 1.4814 | 0 | 0 | 24.5269 | 0 | 0 | 0 | 0 | 0 | 0 | 0
2018-05-30 | 5 | 23 | 3 | 0 | 0 | 0 | 0.63528 | 1.2706 | 0 | 16.5561 | 6.9461 | 17.0341 | 17.0341 | 21.0355 | 0 | 0 | 21.0355 | 0 | 0 | 0 | 0 | 0 | 1.2706 | 0 | 0 | 21.0355 | 0 | 0 | 0 | 0 | 0 | 0 | 0
2018-05-30 01:00 | 5 | 0 | 4 | 0 | 0 | 0 | 0.56894 | 1.1379 | 0 | 16.5561 | 6.9461 | 17.0341 | 17.0341 | 18.8386 | 0 | 0 | 18.8386 | 0 | 0 | 0 | 0 | 0 | 1.1379 | 0 | 0 | 18.8386 | 0 | 0 | 0 | 0 | 0 | 0 | 0
2018-05-30 02:00 | 5 | 1 | 4 | 0 | 0 | 0 | 0.53923 | 1.0785 | 0 | 16.5561 | 6.9461 | 17.0341 | 17.0341 | 17.8551 | 0 | 0 | 17.8551 | 0 | 0 | 0 | 0 | 0 | 1.0785 | 0 | 0 | 17.8551 | 0 | 0 | 0 | 0 | 0 | 0 | 0
2018-05-30 03:00 | 5 | 2 | 4 | 0 | 0 | 0 | 0.50316 | 1.0063 | 0 | 16.5561 | 6.9461 | 17.0341 | 17.0341 | 16.6608 | 0 | 0 | 16.6608 | 0 | 0 | 0 | 0 | 0 | 1.0063 | 0 | 0 | 16.6608 | 0 | 0 | 0 | 0 | 0 | 0 | 0
2018-05-30 04:00 | 5 | 3 | 4 | 0 | 0 | 0 | 0.5385 | 1.077 | 0 | 16.5561 | 6.9461 | 17.0341 | 17.0341 | 17.8308 | 0 | 0 | 17.8308 | 0 | 0 | 0 | 0 | 0 | 1.077 | 0 | 0 | 17.8308 | 0 | 0 | 0 | 0 | 0 | 0 | 0
2018-05-30 05:00 | 5 | 4 | 4 | 0 | 0 | 0.0049016 | 0.70152 | 1.403 | 0.039213 | 16.5561 | 6.9461 | 17.0341 | 17.0341 | 23.2287 | 0.039213 | 0 | 22.5795 | 0.64921 | 0 | 0.66795 | 0 | 0 | 1.3638 | 0 | 0 | 22.5795 | 0.64921 | 0 | 0.66795 | 0 | 0 | 0.0049016 | 0.0058617
2018-05-30 06:00 | 5 | 5 | 4 | 0 | 0 | 0.066313 | 0.81623 | 1.6325 | 0.5305 | 16.5561 | 6.9461 | 17.0341 | 17.0341 | 27.0271 | 0.5305 | 0 | 18.244 | 8.7831 | 0 | 9.0367 | 0 | 0 | 1.102 | 0 | 0 | 18.244 | 8.7831 | 0 | 9.0367 | 0 | 0 | 0.066313 | 0.077391
2018-05-30 07:00 | 5 | 6 | 4 | 0 | 0 | 0.18858 | 0.88601 | 1.772 | 1.5086 | 16.5561 | 6.9461 | 17.0341 | 17.0341 | 29.3377 | 1.5086 | 0 | 4.3609 | 24.9767 | 0 | 25.698 | 0 | 0 | 0.2634 | 0 | 0 | 4.3609 | 24.9767 | 0 | 25.698 | 0 | 0 | 0.18858 | 0.14251
2018-05-30 08:00 | 5 | 7 | 4 | 0 | 0 | 0.096629 | 1.0274 | 2.0548 | 0.77303 | 16.5561 | 6.9461 | 17.0341 | 17.0341 | 34.0196 | 0.77303 | 0 | 21.2213 | 12.7983 | 0 | 13.1679 | 0 | 0 | 1.2818 | 0 | 0 | 21.2213 | 12.7983 | 0 | 13.1679 | 0 | 0 | 0.096629 | 0.15345
2018-05-30 09:00 | 5 | 8 | 4 | 0 | 0 | 0.17662 | 1.006 | 2.0121 | 1.413 | 16.5561 | 6.9461 | 17.0341 | 17.0341 | 33.3124 | 1.413 | 0 | 9.9192 | 23.3932 | 0 | 24.0687 | 0 | 0 | 0.59913 | 0 | 0 | 9.9192 | 23.3932 | 0 | 24.0687 | 0 | 0 | 0.17662 | 0.2788
2018-05-30 10:00 | 5 | 9 | 4 | 0 | 0 | 0.3603 | 0.95718 | 1.9144 | 2.8824 | 16.5561 | 6.9461 | 17.0341 | 17.0341 | 31.6942 | 1.9144 | 0.96807 | 0 | 31.6942 | 6.7243 | 49.0998 | 0.96807 | 0.96807 | 0 | 0 | 0 | 0 | 31.6942 | 0 | 49.0998 | 0.96807 | 0 | 0.3603 | 0.50295
2018-05-30 11:00 | 5 | 10 | 4 | 0 | 0 | 0.53975 | 1.0259 | 2.0518 | 4.318 | 16.5561 | 6.9461 | 17.0341 | 17.0341 | 33.9699 | 2.0518 | 2.2662 | 0 | 33.9699 | 15.7411 | 73.5534 | 2.2662 | 3.2343 | 0 | 0 | 0 | 0 | 33.9699 | 0 | 73.5534 | 2.2662 | 0 | 0.53975 | 0.58828
2018-05-30 12:00 | 5 | 11 | 4 | 0 | 1 | 0.36716 | 1.0284 | 2.0568 | 2.9372 | 25.1898 | 15.5798 | 17.0341 | 17.0341 | 51.8091 | 2.0568 | 0.8805 | 0 | 51.8091 | 13.7179 | 50.0335 | 0.8805 | 4.1148 | 0 | 0 | 0 | 0 | 51.8091 | 0 | 50.0335 | 0.8805 | 0 | 0.36716 | 0.21557
2018-05-30 13:00 | 5 | 12 | 4 | 0 | 1 | 0.28394 | 1.1891 | 2.3781 | 2.2715 | 25.1898 | 15.5798 | 17.0341 | 17.0341 | 59.9046 | 2.2715 | 0 | 2.6849 | 57.2196 | 0 | 38.6938 | 0 | 4.1148 | 0.10659 | 0.10659 | 0 | 0 | 59.9046 | 0 | 38.6938 | 0 | 0 | 0.28394 | 0.53481
2018-05-30 14:00 | 5 | 13 | 4 | 0 | 1 | 0.44923 | 1.4209 | 2.8418 | 3.5938 | 25.1898 | 15.5798 | 17.0341 | 17.0341 | 71.5843 | 2.8418 | 0.75204 | 0 | 71.5843 | 11.7167 | 61.2181 | 0.75204 | 4.7509 | 0 | 0 | 0 | 0 | 71.5843 | 0 | 61.2181 | 0.75204 | 0 | 0.44923 | 0.48899
2018-05-30 15:00 | 5 | 14 | 4 | 0 | 1 | 0.39032 | 1.4964 | 2.9928 | 3.1226 | 25.1898 | 15.5798 | 17.0341 | 17.0341 | 75.3871 | 2.9928 | 0.12979 | 0 | 75.3871 | 2.0221 | 53.1901 | 0.12979 | 4.8807 | 0 | 0 | 0 | 0 | 75.3871 | 0 | 53.1901 | 0.12979 | 0 | 0.39032 | 0.44991
2018-05-30 16:00 | 5 | 15 | 4 | 0 | 1 | 0.26482 | 1.6289 | 3.2578 | 2.1186 | 25.1898 | 15.5798 | 17.0341 | 17.0341 | 82.0638 | 2.1186 | 0 | 28.6976 | 53.3662 | 0 | 36.088 | 0 | 4.8807 | 1.1393 | 1.1393 | 0 | 0 | 82.0638 | 0 | 36.088 | 0 | 0 | 0.26482 | 0.29733
2018-05-30 17:00 | 5 | 16 | 4 | 0 | 1 | 0.15698 | 1.7004 | 3.4009 | 1.2558 | 25.1898 | 15.5798 | 17.0341 | 17.0341 | 85.6669 | 1.2558 | 0 | 54.0324 | 31.6345 | 0 | 21.3923 | 0 | 3.6424 | 2.145 | 2.145 | 0 | 0 | 85.6669 | 0 | 21.3923 | 0 | 0 | 0.15698 | 0.15881
2018-05-30 18:00 | 5 | 17 | 4 | 0 | 1 | 0.05255 | 1.5619 | 3.1237 | 0.4204 | 25.1898 | 15.5798 | 17.0341 | 17.0341 | 78.6862 | 0.4204 | 0 | 68.0964 | 10.5898 | 0 | 7.1612 | 0 | 1.3109 | 2.7033 | 1.206 | 0 | 37.7174 | 40.9687 | 0 | 7.1612 | 0 | 0 | 0.05255 | 0.049587
2018-05-30 19:00 | 5 | 18 | 4 | 0 | 1 | 0.0055477 | 1.525 | 3.0499 | 0.044381 | 25.1898 | 15.5798 | 17.0341 | 17.0341 | 76.8274 | 0.044381 | 0 | 75.7095 | 1.118 | 0 | 0.756 | 0 | 0 | 3.0056 | 0 | 0 | 75.7095 | 1.118 | 0 | 0.756 | 0 | 0 | 0.0055477 | 0.0043717
2018-05-30 20:00 | 5 | 19 | 4 | 0 | 0 | 0 | 1.386 | 2.772 | 0 | 16.5561 | 6.9461 | 17.0341 | 17.0341 | 45.894 | 0 | 0 | 45.894 | 0 | 0 | 0 | 0 | 0 | 2.772 | 0 | 0 | 45.894 | 0 | 0 | 0 | 0 | 0 | 0 | 0
2018-05-30 21:00 | 5 | 20 | 4 | 0 | 0 | 0 | 1.0904 | 2.1807 | 0 | 16.5561 | 6.9461 | 17.0341 | 17.0341 | 36.1041 | 0 | 0 | 36.1041 | 0 | 0 | 0 | 0 | 0 | 2.1807 | 0 | 0 | 36.1041 | 0 | 0 | 0 | 0 | 0 | 0 | 0
2018-05-30 22:00 | 5 | 21 | 4 | 0 | 0 | 0 | 0.8145 | 1.629 | 0 | 16.5561 | 6.9461 | 17.0341 | 17.0341 | 26.9699 | 0 | 0 | 26.9699 | 0 | 0 | 0 | 0 | 0 | 1.629 | 0 | 0 | 26.9699 | 0 | 0 | 0 | 0 | 0 | 0 | 0
2018-05-30 23:00 | 5 | 22 | 4 | 0 | 0 | 0 | 0.68782 | 1.3756 | 0 | 16.5561 | 6.9461 | 17.0341 | 17.0341 | 22.7752 | 0 | 0 | 22.7752 | 0 | 0 | 0 | 0 | 0 | 1.3756 | 0 | 0 | 22.7752 | 0 | 0 | 0 | 0 | 0 | 0 | 0
2018-05-31 | 5 | 23 | 4 | 0 | 0 | 0 | 0.63557 | 1.2711 | 0 | 16.5561 | 6.9461 | 17.0341 | 17.0341 | 21.045 | 0 | 0 | 21.045 | 0 | 0 | 0 | 0 | 0 | 1.2711 | 0 | 0 | 21.045 | 0 | 0 | 0 | 0 | 0 | 0 | 0
2018-05-31 01:00 | 5 | 0 | 5 | 0 | 0 | 0 | 0.57591 | 1.1518 | 0 | 16.5561 | 6.9461 | 17.0341 | 17.0341 | 19.0696 | 0 | 0 | 19.0696 | 0 | 0 | 0 | 0 | 0 | 1.1518 | 0 | 0 | 19.0696 | 0 | 0 | 0 | 0 | 0 | 0 | 0
2018-05-31 02:00 | 5 | 1 | 5 | 0 | 0 | 0 | 0.55248 | 1.105 | 0 | 16.5561 | 6.9461 | 17.0341 | 17.0341 | 18.2937 | 0 | 0 | 18.2937 | 0 | 0 | 0 | 0 | 0 | 1.105 | 0 | 0 | 18.2937 | 0 | 0 | 0 | 0 | 0 | 0 | 0
2018-05-31 03:00 | 5 | 2 | 5 | 0 | 0 | 0 | 0.54149 | 1.083 | 0 | 16.5561 | 6.9461 | 17.0341 | 17.0341 | 17.9299 | 0 | 0 | 17.9299 | 0 | 0 | 0 | 0 | 0 | 1.083 | 0 | 0 | 17.9299 | 0 | 0 | 0 | 0 | 0 | 0 | 0
2018-05-31 04:00 | 5 | 3 | 5 | 0 | 0 | 0 | 0.59175 | 1.1835 | 0 | 16.5561 | 6.9461 | 17.0341 | 17.0341 | 19.594 | 0 | 0 | 19.594 | 0 | 0 | 0 | 0 | 0 | 1.1835 | 0 | 0 | 19.594 | 0 | 0 | 0 | 0 | 0 | 0 | 0
2018-05-31 05:00 | 5 | 4 | 5 | 0 | 0 | 0.004592 | 0.72779 | 1.4556 | 0.036736 | 16.5561 | 6.9461 | 17.0341 | 17.0341 | 24.0986 | 0.036736 | 0 | 23.4904 | 0.60821 | 0 | 0.62577 | 0 | 0 | 1.4188 | 0 | 0 | 23.4904 | 0.60821 | 0 | 0.62577 | 0 | 0 | 0.004592 | 0.0060937
2018-05-31 06:00 | 5 | 5 | 5 | 0 | 0 | 0.06838 | 0.90126 | 1.8025 | 0.54704 | 16.5561 | 6.9461 | 17.0341 | 17.0341 | 29.8427 | 0.54704 | 0 | 20.7858 | 9.0568 | 0 | 9.3184 | 0 | 0 | 1.2555 | 0 | 0 | 20.7858 | 9.0568 | 0 | 9.3184 | 0 | 0 | 0.06838 | 0.071567
2018-05-31 07:00 | 5 | 6 | 5 | 0 | 0 | 0.18193 | 1.068 | 2.1361 | 1.4554 | 16.5561 | 6.9461 | 17.0341 | 17.0341 | 35.3653 | 1.4554 | 0 | 11.269 | 24.0963 | 0 | 24.7922 | 0 | 0 | 0.68066 | 0 | 0 | 11.269 | 24.0963 | 0 | 24.7922 | 0 | 0 | 0.18193 | 0.23119
2018-05-31 08:00 | 5 | 7 | 5 | 0 | 0 | 0.35978 | 1.2412 | 2.4825 | 2.8782 | 16.5561 | 6.9461 | 17.0341 | 17.0341 | 41.0996 | 2.4825 | 0.39579 | 0 | 41.0996 | 2.7492 | 49.0284 | 0.39579 | 0.39579 | 0 | 0 | 0 | 0 | 41.0996 | 0 | 49.0284 | 0.39579 | 0 | 0.35978 | 0.39382
2018-05-31 09:00 | 5 | 8 | 5 | 0 | 0 | 0.42467 | 1.4386 | 2.8773 | 3.3974 | 16.5561 | 6.9461 | 17.0341 | 17.0341 | 47.6363 | 2.8773 | 0.52008 | 0 | 47.6363 | 3.6125 | 57.871 | 0.52008 | 0.91587 | 0 | 0 | 0 | 0 | 47.6363 | 0 | 57.871 | 0.52008 | 0 | 0.42467 | 0.45607
2018-05-31 10:00 | 5 | 9 | 5 | 0 | 0 | 0.50031 | 1.5448 | 3.0896 | 4.0024 | 16.5561 | 6.9461 | 17.0341 | 17.0341 | 51.1516 | 3.0896 | 0.91285 | 0 | 51.1516 | 6.3407 | 68.1783 | 0.91285 | 1.8287 | 0 | 0 | 0 | 0 | 51.1516 | 0 | 68.1783 | 0.91285 | 0 | 0.50031 | 0.49209
2018-05-31 11:00 | 5 | 10 | 5 | 0 | 0 | 0.51804 | 1.6651 | 3.3301 | 4.1443 | 16.5561 | 6.9461 | 17.0341 | 17.0341 | 55.1341 | 3.3301 | 0.81414 | 0 | 55.1341 | 5.6551 | 70.5944 | 0.81414 | 2.6429 | 0 | 0 | 0 | 0 | 55.1341 | 0 | 70.5944 | 0.81414 | 0 | 0.51804 | 0.5872
2018-05-31 12:00 | 5 | 11 | 5 | 0 | 1 | 0.32895 | 1.6874 | 3.3748 | 2.6316 | 25.1898 | 15.5798 | 17.0341 | 17.0341 | 85.0104 | 2.6316 | 0 | 18.7217 | 66.2887 | 0 | 44.8266 | 0 | 2.6429 | 0.74323 | 0.74323 | 0 | 0 | 85.0104 | 0 | 44.8266 | 0 | 0 | 0.32895 | 0.40759
2018-05-31 13:00 | 5 | 12 | 5 | 0 | 1 | 0.45699 | 1.6969 | 3.3937 | 3.6559 | 25.1898 | 15.5798 | 17.0341 | 17.0341 | 85.4865 | 3.3937 | 0.26224 | 0 | 85.4865 | 4.0856 | 62.2757 | 0.26224 | 2.0972 | 0 | 0 | 0 | 0 | 85.4865 | 0 | 62.2757 | 0.26224 | 0 | 0.45699 | 0.47213
2018-05-31 14:00 | 5 | 13 | 5 | 0 | 1 | 0.28288 | 1.8369 | 3.6738 | 2.263 | 25.1898 | 15.5798 | 17.0341 | 17.0341 | 92.5415 | 2.263 | 0 | 35.5367 | 57.0048 | 0 | 38.5485 | 0 | 2.0972 | 1.4108 | 1.4108 | 0 | 0 | 92.5415 | 0 | 38.5485 | 0 | 0 | 0.28288 | 0.38245
2018-05-31 15:00 | 5 | 14 | 5 | 0 | 1 | 0.059596 | 1.8804 | 3.7608 | 0.47677 | 25.1898 | 15.5798 | 17.0341 | 17.0341 | 94.7346 | 0.47677 | 0 | 82.7249 | 12.0097 | 0 | 8.1214 | 0 | 0.56381 | 3.2841 | 0.5187 | 0 | 69.6589 | 25.0757 | 0 | 8.1214 | 0 | 0 | 0.059596 | 0.23452
2018-05-31 16:00 | 5 | 15 | 5 | 0 | 1 | 0.31131 | 2.0287 | 4.0574 | 2.4905 | 25.1898 | 15.5798 | 17.0341 | 17.0341 | 102.2045 | 2.4905 | 0 | 39.4697 | 62.7348 | 0 | 42.4233 | 0 | 0 | 1.5669 | 0 | 0 | 39.4697 | 62.7348 | 0 | 42.4233 | 0 | 0 | 0.31131 | 0.079701
2018-05-31 17:00 | 5 | 16 | 5 | 0 | 1 | 0.017734 | 1.9869 | 3.9738 | 0.14188 | 25.1898 | 15.5798 | 17.0341 | 17.0341 | 100.0988 | 0.14188 | 0 | 96.525 | 3.5738 | 0 | 2.4167 | 0 | 0 | 3.8319 | 0 | 0 | 96.525 | 3.5738 | 0 | 2.4167 | 0 | 0 | 0.017734 | 0.010965
2018-05-31 18:00 | 5 | 17 | 5 | 0 | 1 | 0.071571 | 1.8668 | 3.7336 | 0.57257 | 25.1898 | 15.5798 | 17.0341 | 17.0341 | 94.0491 | 0.57257 | 0 | 79.6262 | 14.4229 | 0 | 9.7532 | 0 | 0 | 3.1611 | 0 | 0 | 79.6262 | 14.4229 | 0 | 9.7532 | 0 | 0 | 0.071571 | 0.059014
2018-05-31 19:00 | 5 | 18 | 5 | 0 | 1 | 0.0062886 | 1.6859 | 3.3718 | 0.050308 | 25.1898 | 15.5798 | 17.0341 | 17.0341 | 84.9358 | 0.050308 | 0 | 83.6685 | 1.2673 | 0 | 0.85696 | 0 | 0 | 3.3215 | 0 | 0 | 83.6685 | 1.2673 | 0 | 0.85696 | 0 | 0 | 0.0062886 | 0.005571
2018-05-31 20:00 | 5 | 19 | 5 | 0 | 0 | 0 | 1.47 | 2.94 | 0 | 16.5561 | 6.9461 | 17.0341 | 17.0341 | 48.6741 | 0 | 0 | 48.6741 | 0 | 0 | 0 | 0 | 0 | 2.94 | 0 | 0 | 48.6741 | 0 | 0 | 0 | 0 | 0 | 0 | 0
2018-05-31 21:00 | 5 | 20 | 5 | 0 | 0 | 0 | 1.1501 | 2.3002 | 0 | 16.5561 | 6.9461 | 17.0341 | 17.0341 | 38.0815 | 0 | 0 | 38.0815 | 0 | 0 | 0 | 0 | 0 | 2.3002 | 0 | 0 | 38.0815 | 0 | 0 | 0 | 0 | 0 | 0 | 0
2018-05-31 22:00 | 5 | 21 | 5 | 0 | 0 | 0 | 0.86825 | 1.7365 | 0 | 16.5561 | 6.9461 | 17.0341 | 17.0341 | 28.7495 | 0 | 0 | 28.7495 | 0 | 0 | 0 | 0 | 0 | 1.7365 | 0 | 0 | 28.7495 | 0 | 0 | 0 | 0 | 0 | 0 | 0
2018-05-31 23:00 | 5 | 22 | 5 | 0 | 0 | 0 | 0.74549 | 1.491 | 0 | 16.5561 | 6.9461 | 17.0341 | 17.0341 | 24.6847 | 0 | 0 | 24.6847 | 0 | 0 | 0 | 0 | 0 | 1.491 | 0 | 0 | 24.6847 | 0 | 0 | 0 | 0 | 0 | 0 | 0
2018-06-01 | 5 | 23 | 5 | 0 | 0 | 0 | 0.64145 | 1.2829 | 0 | 16.5561 | 6.9461 | 17.0341 | 17.0341 | 21.2398 | 0 | 0 | 21.2398 | 0 | 0 | 0 | 0 | 0 | 1.2829 | 0 | 0 | 21.2398 | 0 | 0 | 0 | 0 | 0 | 0 | 0
2018-06-01 01:00 | 6 | 0 | 6 | 0 | 0 | 0 | 0.5753 | 1.1506 | 0 | 16.5561 | 6.9461 | 17.0341 | 17.0341 | 19.0493 | 0 | 0 | 19.0493 | 0 | 0 | 0 | 0 | 0 | 1.1506 | 0 | 0 | 19.0493 | 0 | 0 | 0 | 0 | 0 | 0 | 0
2018-06-01 02:00 | 6 | 1 | 6 | 0 | 0 | 0 | 0.54994 | 1.0999 | 0 | 16.5561 | 6.9461 | 17.0341 | 17.0341 | 18.2096 | 0 | 0 | 18.2096 | 0 | 0 | 0 | 0 | 0 | 1.0999 | 0 | 0 | 18.2096 | 0 | 0 | 0 | 0 | 0 | 0 | 0
2018-06-01 03:00 | 6 | 2 | 6 | 0 | 0 | 0 | 0.51993 | 1.0399 | 0 | 16.5561 | 6.9461 | 17.0341 | 17.0341 | 17.2159 | 0 | 0 | 17.2159 | 0 | 0 | 0 | 0 | 0 | 1.0399 | 0 | 0 | 17.2159 | 0 | 0 | 0 | 0 | 0 | 0 | 0
2018-06-01 04:00 | 6 | 3 | 6 | 0 | 0 | 0 | 0.54029 | 1.0806 | 0 | 16.5561 | 6.9461 | 17.0341 | 17.0341 | 17.8901 | 0 | 0 | 17.8901 | 0 | 0 | 0 | 0 | 0 | 1.0806 | 0 | 0 | 17.8901 | 0 | 0 | 0 | 0 | 0 | 0 | 0
2018-06-01 05:00 | 6 | 4 | 6 | 0 | 0 | 0 | 0.68392 | 1.3678 | 0 | 16.5561 | 6.9461 | 17.0341 | 17.0341 | 22.6461 | 0 | 0 | 22.6461 | 0 | 0 | 0 | 0 | 0 | 1.3678 | 0 | 0 | 22.6461 | 0 | 0 | 0 | 0 | 0 | 0 | 0.00608
2018-06-01 06:00 | 6 | 5 | 6 | 0 | 0 | 0.065766 | 0.8091 | 1.6182 | 0.52613 | 16.5561 | 6.9461 | 17.0341 | 17.0341 | 26.7909 | 0.52613 | 0 | 18.0803 | 8.7106 | 0 | 8.9621 | 0 | 0 | 1.0921 | 0 | 0 | 18.0803 | 8.7106 | 0 | 8.9621 | 0 | 0 | 0.065766 | 0.076506
2018-06-01 07:00 | 6 | 6 | 6 | 0 | 0 | 0.051165 | 0.85969 | 1.7194 | 0.40932 | 16.5561 | 6.9461 | 17.0341 | 17.0341 | 28.4663 | 0.40932 | 0 | 21.6896 | 6.7767 | 0 | 6.9724 | 0 | 0 | 1.3101 | 0 | 0 | 21.6896 | 6.7767 | 0 | 6.9724 | 0 | 0 | 0.051165 | 0.26456
2018-06-01 08:00 | 6 | 7 | 6 | 0 | 0 | 0.11874 | 0.87043 | 1.7409 | 0.94989 | 16.5561 | 6.9461 | 17.0341 | 17.0341 | 28.8217 | 0.94989 | 0 | 13.0953 | 15.7264 | 0 | 16.1805 | 0 | 0 | 0.79097 | 0 | 0 | 13.0953 | 15.7264 | 0 | 16.1805 | 0 | 0 | 0.11874 | 0.45753
2018-06-01 09:00 | 6 | 8 | 6 | 0 | 0 | 0.18201 | 0.85108 | 1.7022 | 1.4561 | 16.5561 | 6.9461 | 17.0341 | 17.0341 | 28.1809 | 1.4561 | 0 | 4.0737 | 24.1072 | 0 | 24.8033 | 0 | 0 | 0.24606 | 0 | 0 | 4.0737 | 24.1072 | 0 | 24.8033 | 0 | 0 | 0.18201 | 0.60824
2018-06-01 10:00 | 6 | 9 | 6 | 0 | 0 | 0.18277 | 0.90539 | 1.8108 | 1.4622 | 16.5561 | 6.9461 | 17.0341 | 17.0341 | 29.9792 | 1.4622 | 0 | 5.7715 | 24.2077 | 0 | 24.9068 | 0 | 0 | 0.3486 | 0 | 0 | 5.7715 | 24.2077 | 0 | 24.9068 | 0 | 0 | 0.18277 | 0.72152
2018-06-01 11:00 | 6 | 10 | 6 | 0 | 0 | 0.10884 | 0.97029 | 1.9406 | 0.87075 | 16.5561 | 6.9461 | 17.0341 | 17.0341 | 32.1284 | 0.87075 | 0 | 17.7122 | 14.4162 | 0 | 14.8325 | 0 | 0 | 1.0698 | 0 | 0 | 17.7122 | 14.4162 | 0 | 14.8325 | 0 | 0 | 0.10884 | 0.64913
2018-06-01 12:00 | 6 | 11 | 6 | 0 | 1 | 0.34424 | 1.0558 | 2.1116 | 2.7539 | 25.1898 | 15.5798 | 17.0341 | 17.0341 | 53.1908 | 2.1116 | 0.64234 | 0 | 53.1908 | 10.0075 | 46.9111 | 0.64234 | 0.64234 | 0 | 0 | 0 | 0 | 53.1908 | 0 | 46.9111 | 0.64234 | 0 | 0.34424 | 0.76923
2018-06-01 13:00 | 6 | 12 | 6 | 0 | 1 | 0.3749 | 1.0832 | 2.1664 | 2.9992 | 25.1898 | 15.5798 | 17.0341 | 17.0341 | 54.5708 | 2.1664 | 0.83279 | 0 | 54.5708 | 12.9747 | 51.0885 | 0.83279 | 1.4751 | 0 | 0 | 0 | 0 | 54.5708 | 0 | 51.0885 | 0.83279 | 0 | 0.3749 | 0.55458
2018-06-01 14:00 | 6 | 13 | 6 | 0 | 1 | 0.30526 | 1.2092 | 2.4184 | 2.4421 | 25.1898 | 15.5798 | 17.0341 | 17.0341 | 60.9192 | 2.4184 | 0.023667 | 0 | 60.9192 | 0.36873 | 41.5987 | 0.023667 | 1.4988 | 0 | 0 | 0 | 0 | 60.9192 | 0 | 41.5987 | 0.023667 | 0 | 0.30526 | 0.62843
2018-06-01 15:00 | 6 | 14 | 6 | 0 | 1 | 0.16445 | 1.3576 | 2.7152 | 1.3156 | 25.1898 | 15.5798 | 17.0341 | 17.0341 | 68.3944 | 1.3156 | 0 | 35.2537 | 33.1406 | 0 | 22.4108 | 0 | 1.4988 | 1.3995 | 1.3789 | 0 | 0.51961 | 67.8747 | 0 | 22.4108 | 0 | 0 | 0.16445 | 0.47067
2018-06-01 16:00 | 6 | 15 | 6 | 0 | 1 | 0.14394 | 1.4905 | 2.9811 | 1.1516 | 25.1898 | 15.5798 | 17.0341 | 17.0341 | 75.0931 | 1.1516 | 0 | 46.0858 | 29.0073 | 0 | 19.6157 | 0 | 0 | 1.8295 | 0 | 0 | 46.0858 | 29.0073 | 0 | 19.6157 | 0 | 0 | 0.14394 | 0.47099
2018-06-01 17:00 | 6 | 16 | 6 | 0 | 1 | 0.061258 | 1.6042 | 3.2085 | 0.49006 | 25.1898 | 15.5798 | 17.0341 | 17.0341 | 80.8207 | 0.49006 | 0 | 68.4761 | 12.3446 | 0 | 8.3478 | 0 | 0 | 2.7184 | 0 | 0 | 68.4761 | 12.3446 | 0 | 8.3478 | 0 | 0 | 0.061258 | 0.20516
2018-06-01 18:00 | 6 | 17 | 6 | 0 | 1 | 0.01775 | 1.5107 | 3.0215 | 0.142 | 25.1898 | 15.5798 | 17.0341 | 17.0341 | 76.1107 | 0.142 | 0 | 72.5337 | 3.577 | 0 | 2.4189 | 0 | 0 | 2.8795 | 0 | 0 | 72.5337 | 3.577 | 0 | 2.4189 | 0 | 0 | 0.01775 | 0.087429
2018-06-01 19:00 | 6 | 18 | 6 | 0 | 1 | 0.0065113 | 1.4505 | 2.9011 | 0.05209 | 25.1898 | 15.5798 | 17.0341 | 17.0341 | 73.0772 | 0.05209 | 0 | 71.7651 | 1.3121 | 0 | 0.88731 | 0 | 0 | 2.849 | 0 | 0 | 71.7651 | 1.3121 | 0 | 0.88731 | 0 | 0 | 0.0065113 | 0.011272
2018-06-01 20:00 | 6 | 19 | 6 | 0 | 0 | 0 | 1.3765 | 2.7529 | 0 | 16.5561 | 6.9461 | 17.0341 | 17.0341 | 45.5774 | 0 | 0 | 45.5774 | 0 | 0 | 0 | 0 | 0 | 2.7529 | 0 | 0 | 45.5774 | 0 | 0 | 0 | 0 | 0 | 0 | 0
2018-06-01 21:00 | 6 | 20 | 6 | 0 | 0 | 0 | 1.1366 | 2.2733 | 0 | 16.5561 | 6.9461 | 17.0341 | 17.0341 | 37.6362 | 0 | 0 | 37.6362 | 0 | 0 | 0 | 0 | 0 | 2.2733 | 0 | 0 | 37.6362 | 0 | 0 | 0 | 0 | 0 | 0 | 0
2018-06-01 22:00 | 6 | 21 | 6 | 0 | 0 | 0 | 0.83953 | 1.6791 | 0 | 16.5561 | 6.9461 | 17.0341 | 17.0341 | 27.7986 | 0 | 0 | 27.7986 | 0 | 0 | 0 | 0 | 0 | 1.6791 | 0 | 0 | 27.7986 | 0 | 0 | 0 | 0 | 0 | 0 | 0
2018-06-01 23:00 | 6 | 22 | 6 | 0 | 0 | 0 | 0.7643 | 1.5286 | 0 | 16.5561 | 6.9461 | 17.0341 | 17.0341 | 25.3077 | 0 | 0 | 25.3077 | 0 | 0 | 0 | 0 | 0 | 1.5286 | 0 | 0 | 25.3077 | 0 | 0 | 0 | 0 | 0 | 0 | 0
2018-06-02 | 6 | 23 | 6 | 0 | 0 | 0 | 0.64252 | 1.285 | 0 | 16.5561 | 6.9461 | 17.0341 | 17.0341 | 21.2753 | 0 | 0 | 21.2753 | 0 | 0 | 0 | 0 | 0 | 1.285 | 0 | 0 | 21.2753 | 0 | 0 | 0 | 0 | 0 | 0 | 0
2018-06-02 01:00 | 6 | 0 | 7 | 0 | 0 | 0 | 0.59326 | 1.1865 | 0 | 16.5561 | 6.9461 | 17.0341 | 17.0341 | 19.6442 | 0 | 0 | 19.6442 | 0 | 0 | 0 | 0 | 0 | 1.1865 | 0 | 0 | 19.6442 | 0 | 0 | 0 | 0 | 0 | 0 | 0
2018-06-02 02:00 | 6 | 1 | 7 | 0 | 0 | 0 | 0.55488 | 1.1098 | 0 | 16.5561 | 6.9461 | 17.0341 | 17.0341 | 18.3732 | 0 | 0 | 18.3732 | 0 | 0 | 0 | 0 | 0 | 1.1098 | 0 | 0 | 18.3732 | 0 | 0 | 0 | 0 | 0 | 0 | 0
2018-06-02 03:00 | 6 | 2 | 7 | 0 | 0 | 0 | 0.55226 | 1.1045 | 0 | 16.5561 | 6.9461 | 17.0341 | 17.0341 | 18.2865 | 0 | 0 | 18.2865 | 0 | 0 | 0 | 0 | 0 | 1.1045 | 0 | 0 | 18.2865 | 0 | 0 | 0 | 0 | 0 | 0 | 0
2018-06-02 04:00 | 6 | 3 | 7 | 0 | 0 | 0 | 0.55204 | 1.1041 | 0 | 16.5561 | 6.9461 | 17.0341 | 17.0341 | 18.2791 | 0 | 0 | 18.2791 | 0 | 0 | 0 | 0 | 0 | 1.1041 | 0 | 0 | 18.2791 | 0 | 0 | 0 | 0 | 0 | 0 | 0
2018-06-02 05:00 | 6 | 4 | 7 | 0 | 0 | 0.003158 | 0.5988 | 1.1976 | 0.025264 | 16.5561 | 6.9461 | 17.0341 | 17.0341 | 19.8275 | 0.025264 | 0 | 19.4093 | 0.41827 | 0 | 0.43035 | 0 | 0 | 1.1723 | 0 | 0 | 19.4093 | 0.41827 | 0 | 0.43035 | 0 | 0 | 0.003158 | 0.007805
2018-06-02 06:00 | 6 | 5 | 7 | 0 | 0 | 0.045792 | 0.70077 | 1.4015 | 0.36634 | 16.5561 | 6.9461 | 17.0341 | 17.0341 | 23.2041 | 0.36634 | 0 | 17.139 | 6.0651 | 0 | 6.2402 | 0 | 0 | 1.0352 | 0 | 0 | 17.139 | 6.0651 | 0 | 6.2402 | 0 | 0 | 0.045792 | 0.072325
2018-06-02 07:00 | 6 | 6 | 7 | 0 | 0 | 0.019783 | 0.79946 | 1.5989 | 0.15827 | 16.5561 | 6.9461 | 17.0341 | 17.0341 | 26.4716 | 0.15827 | 0 | 23.8514 | 2.6203 | 0 | 2.6959 | 0 | 0 | 1.4406 | 0 | 0 | 23.8514 | 2.6203 | 0 | 2.6959 | 0 | 0 | 0.019783 | 0.22753
2018-06-02 08:00 | 6 | 7 | 7 | 0 | 0 | 0.15558 | 0.88237 | 1.7647 | 1.2447 | 16.5561 | 6.9461 | 17.0341 | 17.0341 | 29.217 | 1.2447 | 0 | 8.6104 | 20.6066 | 0 | 21.2016 | 0 | 0 | 0.52008 | 0 | 0 | 8.6104 | 20.6066 | 0 | 21.2016 | 0 | 0 | 0.15558 | 0.39635
2018-06-02 09:00 | 6 | 8 | 7 | 0 | 0 | 0.17566 | 0.92525 | 1.8505 | 1.4053 | 16.5561 | 6.9461 | 17.0341 | 17.0341 | 30.637 | 1.4053 | 0 | 7.3713 | 23.2656 | 0 | 23.9375 | 0 | 0 | 0.44523 | 0 | 0 | 7.3713 | 23.2656 | 0 | 23.9375 | 0 | 0 | 0.17566 | 0.49843
2018-06-02 10:00 | 6 | 9 | 7 | 0 | 0 | 0.19883 | 0.99855 | 1.9971 | 1.5906 | 16.5561 | 6.9461 | 17.0341 | 17.0341 | 33.0639 | 1.5906 | 0 | 6.7292 | 26.3347 | 0 | 27.0952 | 0 | 0 | 0.40645 | 0 | 0 | 6.7292 | 26.3347 | 0 | 27.0952 | 0 | 0 | 0.19883 | 0.59653
2018-06-02 11:00 | 6 | 10 | 7 | 0 | 0 | 0.46666 | 1.1531 | 2.3063 | 3.7333 | 16.5561 | 6.9461 | 17.0341 | 17.0341 | 38.1828 | 2.3063 | 1.427 | 0 | 38.1828 | 9.9119 | 63.5928 | 1.427 | 1.427 | 0 | 0 | 0 | 0 | 38.1828 | 0 | 63.5928 | 1.427 | 0 | 0.46666 | 0.67759
2018-06-02 12:00 | 6 | 11 | 7 | 0 | 1 | 0.17319 | 1.152 | 2.304 | 1.3855 | 25.1898 | 15.5798 | 17.0341 | 17.0341 | 58.0362 | 1.3855 | 0 | 23.1363 | 34.8999 | 0 | 23.6005 | 0 | 1.427 | 0.91848 | 0.91848 | 0 | 0 | 58.0362 | 0 | 23.6005 | 0 | 0 | 0.17319 | 0.54543
2018-06-02 13:00 | 6 | 12 | 7 | 0 | 1 | 0.52482 | 1.0555 | 2.1111 | 4.1985 | 25.1898 | 15.5798 | 17.0341 | 17.0341 | 53.1769 | 2.1111 | 2.0875 | 0 | 53.1769 | 32.5227 | 71.5186 | 2.0875 | 2.5161 | 0 | 0 | 0 | 0 | 53.1769 | 0 | 71.5186 | 2.0875 | 0 | 0.52482 | 0.59771
2018-06-02 14:00 | 6 | 13 | 7 | 0 | 1 | 0.15973 | 1.1979 | 2.3959 | 1.2778 | 25.1898 | 15.5798 | 17.0341 | 17.0341 | 60.3514 | 1.2778 | 0 | 28.1633 | 32.1881 | 0 | 21.7666 | 0 | 2.5161 | 1.118 | 1.118 | 0 | 0 | 60.3514 | 0 | 21.7666 | 0 | 0 | 0.15973 | 0.57165
2018-06-02 15:00 | 6 | 14 | 7 | 0 | 1 | 0.30283 | 1.381 | 2.7619 | 2.4226 | 25.1898 | 15.5798 | 17.0341 | 17.0341 | 69.5721 | 2.4226 | 0 | 8.5464 | 61.0257 | 0 | 41.2676 | 0 | 1.3009 | 0.33928 | 0.33928 | 0 | 0 | 69.5721 | 0 | 41.2676 | 0 | 0 | 0.30283 | 0.45158
2018-06-02 16:00 | 6 | 15 | 7 | 0 | 1 | 0.2179 | 1.3781 | 2.7562 | 1.7432 | 25.1898 | 15.5798 | 17.0341 | 17.0341 | 69.4286 | 1.7432 | 0 | 25.5172 | 43.9114 | 0 | 29.6943 | 0 | 0.93207 | 1.013 | 0.85751 | 0 | 3.9167 | 65.5118 | 0 | 29.6943 | 0 | 0 | 0.2179 | 0.34679
2018-06-02 17:00 | 6 | 16 | 7 | 0 | 1 | 0.18794 | 1.1873 | 2.3745 | 1.5035 | 25.1898 | 15.5798 | 17.0341 | 17.0341 | 59.8132 | 1.5035 | 0 | 21.9395 | 37.8737 | 0 | 25.6114 | 0 | 0 | 0.87097 | 0 | 0 | 21.9395 | 37.8737 | 0 | 25.6114 | 0 | 0 | 0.18794 | 0.1949
2018-06-02 18:00 | 6 | 17 | 7 | 0 | 1 | 0.079284 | 1.0521 | 2.1042 | 0.63427 | 25.1898 | 15.5798 | 17.0341 | 17.0341 | 53.0045 | 0.63427 | 0 | 37.0274 | 15.9771 | 0 | 10.8042 | 0 | 0 | 1.4699 | 0 | 0 | 37.0274 | 15.9771 | 0 | 10.8042 | 0 | 0 | 0.079284 | 0.075523
2018-06-02 19:00 | 6 | 18 | 7 | 0 | 1 | 0.0066762 | 1.0031 | 2.0062 | 0.05341 | 25.1898 | 15.5798 | 17.0341 | 17.0341 | 50.5369 | 0.05341 | 0 | 49.1915 | 1.3454 | 0 | 0.90979 | 0 | 0 | 1.9528 | 0 | 0 | 49.1915 | 1.3454 | 0 | 0.90979 | 0 | 0 | 0.0066762 | 0.0097953
2018-06-02 20:00 | 6 | 19 | 7 | 0 | 0 | 0 | 0.94479 | 1.8896 | 0 | 16.5561 | 6.9461 | 17.0341 | 17.0341 | 31.2839 | 0 | 0 | 31.2839 | 0 | 0 | 0 | 0 | 0 | 1.8896 | 0 | 0 | 31.2839 | 0 | 0 | 0 | 0 | 0 | 0 | 0
2018-06-02 21:00 | 6 | 20 | 7 | 0 | 0 | 0 | 0.77874 | 1.5575 | 0 | 16.5561 | 6.9461 | 17.0341 | 17.0341 | 25.7856 | 0 | 0 | 25.7856 | 0 | 0 | 0 | 0 | 0 | 1.5575 | 0 | 0 | 25.7856 | 0 | 0 | 0 | 0 | 0 | 0 | 0
2018-06-02 22:00 | 6 | 21 | 7 | 0 | 0 | 0 | 0.59985 | 1.1997 | 0 | 16.5561 | 6.9461 | 17.0341 | 17.0341 | 19.8624 | 0 | 0 | 19.8624 | 0 | 0 | 0 | 0 | 0 | 1.1997 | 0 | 0 | 19.8624 | 0 | 0 | 0 | 0 | 0 | 0 | 0
2018-06-02 23:00 | 6 | 22 | 7 | 0 | 0 | 0 | 0.5348 | 1.0696 | 0 | 16.5561 | 6.9461 | 17.0341 | 17.0341 | 17.7085 | 0 | 0 | 17.7085 | 0 | 0 | 0 | 0 | 0 | 1.0696 | 0 | 0 | 17.7085 | 0 | 0 | 0 | 0 | 0 | 0 | 0
2018-06-03 | 6 | 23 | 7 | 0 | 0 | 0 | 0.48484 | 0.96967 | 0 | 16.5561 | 6.9461 | 17.0341 | 17.0341 | 16.0539 | 0 | 0 | 16.0539 | 0 | 0 | 0 | 0 | 0 | 0.96967 | 0 | 0 | 16.0539 | 0 | 0 | 0 | 0 | 0 | 0 | 0
2018-06-03 01:00 | 6 | 0 | 1 | 0 | 0 | 0 | 0.44859 | 0.89718 | 0 | 16.5561 | 6.9461 | 17.0341 | 17.0341 | 14.8537 | 0 | 0 | 14.8537 | 0 | 0 | 0 | 0 | 0 | 0.89718 | 0 | 0 | 14.8537 | 0 | 0 | 0 | 0 | 0 | 0 | 0
2018-06-03 02:00 | 6 | 1 | 1 | 0 | 0 | 0 | 0.43892 | 0.87784 | 0 | 16.5561 | 6.9461 | 17.0341 | 17.0341 | 14.5335 | 0 | 0 | 14.5335 | 0 | 0 | 0 | 0 | 0 | 0.87784 | 0 | 0 | 14.5335 | 0 | 0 | 0 | 0 | 0 | 0 | 0
2018-06-03 03:00 | 6 | 2 | 1 | 0 | 0 | 0 | 0.44425 | 0.88851 | 0 | 16.5561 | 6.9461 | 17.0341 | 17.0341 | 14.7101 | 0 | 0 | 14.7101 | 0 | 0 | 0 | 0 | 0 | 0.88851 | 0 | 0 | 14.7101 | 0 | 0 | 0 | 0 | 0 | 0 | 0
2018-06-03 04:00 | 6 | 3 | 1 | 0 | 0 | 0 | 0.46842 | 0.93684 | 0 | 16.5561 | 6.9461 | 17.0341 | 17.0341 | 15.5103 | 0 | 0 | 15.5103 | 0 | 0 | 0 | 0 | 0 | 0.93684 | 0 | 0 | 15.5103 | 0 | 0 | 0 | 0 | 0 | 0 | 0
2018-06-03 05:00 | 6 | 4 | 1 | 0 | 0 | 0.0028911 | 0.54566 | 1.0913 | 0.023128 | 16.5561 | 6.9461 | 17.0341 | 17.0341 | 18.068 | 0.023128 | 0 | 17.6851 | 0.38292 | 0 | 0.39397 | 0 | 0 | 1.0682 | 0 | 0 | 17.6851 | 0.38292 | 0 | 0.39397 | 0 | 0 | 0.0028911 | 0.0076903
2018-06-03 06:00 | 6 | 5 | 1 | 0 | 0 | 0.00060881 | 0.64805 | 1.2961 | 0.0048705 | 16.5561 | 6.9461 | 17.0341 | 17.0341 | 21.4584 | 0.0048705 | 0 | 21.3777 | 0.080636 | 0 | 0.082965 | 0 | 0 | 1.2912 | 0 | 0 | 21.3777 | 0.080636 | 0 | 0.082965 | 0 | 0 | 0.00060881 | 0.080713
2018-06-03 07:00 | 6 | 6 | 1 | 0 | 0 | 0.13007 | 0.77475 | 1.5495 | 1.0405 | 16.5561 | 6.9461 | 17.0341 | 17.0341 | 25.6535 | 1.0405 | 0 | 8.4262 | 17.2273 | 0 | 17.7248 | 0 | 0 | 0.50895 | 0 | 0 | 8.4262 | 17.2273 | 0 | 17.7248 | 0 | 0 | 0.13007 | 0.25684
2018-06-03 08:00 | 6 | 7 | 1 | 0 | 0 | 0.1384 | 0.84922 | 1.6984 | 1.1072 | 16.5561 | 6.9461 | 17.0341 | 17.0341 | 28.1193 | 1.1072 | 0 | 9.789 | 18.3303 | 0 | 18.8597 | 0 | 0 | 0.59126 | 0 | 0 | 9.789 | 18.3303 | 0 | 18.8597 | 0 | 0 | 0.1384 | 0.4387
2018-06-03 09:00 | 6 | 8 | 1 | 0 | 0 | 0.22721 | 0.84768 | 1.6954 | 1.8177 | 16.5561 | 6.9461 | 17.0341 | 17.0341 | 28.0685 | 1.6954 | 0.12231 | 0 | 28.0685 | 0.8496 | 30.9625 | 0.12231 | 0.12231 | 0 | 0 | 0 | 0 | 28.0685 | 0 | 30.9625 | 0.12231 | 0 | 0.22721 | 0.54967
2018-06-03 10:00 | 6 | 9 | 1 | 0 | 0 | 0.24444 | 0.88645 | 1.7729 | 1.9555 | 16.5561 | 6.9461 | 17.0341 | 17.0341 | 29.3522 | 1.7729 | 0.1826 | 0 | 29.3522 | 1.2683 | 33.3102 | 0.1826 | 0.30491 | 0 | 0 | 0 | 0 | 29.3522 | 0 | 33.3102 | 0.1826 | 0 | 0.24444 | 0.6839
2018-06-03 11:00 | 6 | 10 | 1 | 0 | 0 | 0.24033 | 0.91078 | 1.8216 | 1.9226 | 16.5561 | 6.9461 | 17.0341 | 17.0341 | 30.1578 | 1.8216 | 0.10106 | 0 | 30.1578 | 0.70194 | 32.7501 | 0.10106 | 0.40597 | 0 | 0 | 0 | 0 | 30.1578 | 0 | 32.7501 | 0.10106 | 0 | 0.24033 | 0.66925
2018-06-03 12:00 | 6 | 11 | 1 | 0 | 1 | 0.20009 | 0.80179 | 1.6036 | 1.6007 | 25.1898 | 15.5798 | 17.0341 | 17.0341 | 40.3937 | 1.6007 | 0 | 0.07301 | 40.3207 | 0 | 27.2662 | 0 | 0.40597 | 0.0028984 | 0.0028984 | 0 | 0 | 40.3937 | 0 | 27.2662 | 0 | 0 | 0.20009 | 0.63646
2018-06-03 13:00 | 6 | 12 | 1 | 0 | 1 | 0.16078 | 0.73606 | 1.4721 | 1.2863 | 25.1898 | 15.5798 | 17.0341 | 17.0341 | 37.0822 | 1.2863 | 0 | 4.6815 | 32.4007 | 0 | 21.9104 | 0 | 0.40282 | 0.18585 | 0.18585 | 0 | 0 | 37.0822 | 0 | 21.9104 | 0 | 0 | 0.16078 | 0.65506
2018-06-03 14:00 | 6 | 13 | 1 | 0 | 1 | 0.13676 | 0.879 | 1.758 | 1.0941 | 25.1898 | 15.5798 | 17.0341 | 17.0341 | 44.2837 | 1.0941 | 0 | 16.7245 | 27.5592 | 0 | 18.6364 | 0 | 0.2008 | 0.66394 | 0.18474 | 0 | 12.071 | 32.2128 | 0 | 18.6364 | 0 | 0 | 0.13676 | 0.65988
2018-06-03 15:00 | 6 | 14 | 1 | 0 | 1 | 0.20174 | 1.0209 | 2.0418 | 1.6139 | 25.1898 | 15.5798 | 17.0341 | 17.0341 | 51.4315 | 1.6139 | 0 | 10.777 | 40.6544 | 0 | 27.4919 | 0 | 0 | 0.42783 | 0 | 0 | 10.777 | 40.6544 | 0 | 27.4919 | 0 | 0 | 0.20174 | 0.46664
2018-06-03 16:00 | 6 | 15 | 1 | 0 | 1 | 0.42105 | 1.1146 | 2.2291 | 3.3684 | 25.1898 | 15.5798 | 17.0341 | 17.0341 | 56.1507 | 2.2291 | 1.1393 | 0 | 56.1507 | 17.7493 | 57.3771 | 1.1393 | 1.1393 | 0 | 0 | 0 | 0 | 56.1507 | 0 | 57.3771 | 1.1393 | 0 | 0.42105 | 0.29688
2018-06-03 17:00 | 6 | 16 | 1 | 0 | 1 | 0.25333 | 1.1715 | 2.343 | 2.0267 | 25.1898 | 15.5798 | 17.0341 | 17.0341 | 59.0193 | 2.0267 | 0 | 7.9679 | 51.0514 | 0 | 34.5226 | 0 | 1.1393 | 0.31632 | 0.31632 | 0 | 0 | 59.0193 | 0 | 34.5226 | 0 | 0 | 0.25333 | 0.23357
2018-06-03 18:00 | 6 | 17 | 1 | 0 | 1 | 0.075399 | 1.1757 | 2.3515 | 0.60319 | 25.1898 | 15.5798 | 17.0341 | 17.0341 | 59.2332 | 0.60319 | 0 | 44.039 | 15.1942 | 0 | 10.2748 | 0 | 0.79543 | 1.7483 | 0.7318 | 0 | 25.6052 | 33.628 | 0 | 10.2748 | 0 | 0 | 0.075399 | 0.090826
2018-06-03 19:00 | 6 | 18 | 1 | 0 | 1 | 0.011731 | 1.13 | 2.26 | 0.093846 | 25.1898 | 15.5798 | 17.0341 | 17.0341 | 56.9285 | 0.093846 | 0 | 54.5646 | 2.364 | 0 | 1.5986 | 0 | 0 | 2.1661 | 0 | 0 | 54.5646 | 2.364 | 0 | 1.5986 | 0 | 0 | 0.011731 | 0.013665
2018-06-03 20:00 | 6 | 19 | 1 | 0 | 0 | 0 | 0.95851 | 1.917 | 0 | 16.5561 | 6.9461 | 17.0341 | 17.0341 | 31.7383 | 0 | 0 | 31.7383 | 0 | 0 | 0 | 0 | 0 | 1.917 | 0 | 0 | 31.7383 | 0 | 0 | 0 | 0 | 0 | 0 | 0
2018-06-03 21:00 | 6 | 20 | 1 | 0 | 0 | 0 | 0.78578 | 1.5716 | 0 | 16.5561 | 6.9461 | 17.0341 | 17.0341 | 26.0188 | 0 | 0 | 26.0188 | 0 | 0 | 0 | 0 | 0 | 1.5716 | 0 | 0 | 26.0188 | 0 | 0 | 0 | 0 | 0 | 0 | 0
2018-06-03 22:00 | 6 | 21 | 1 | 0 | 0 | 0 | 0.60697 | 1.2139 | 0 | 16.5561 | 6.9461 | 17.0341 | 17.0341 | 20.0982 | 0 | 0 | 20.0982 | 0 | 0 | 0 | 0 | 0 | 1.2139 | 0 | 0 | 20.0982 | 0 | 0 | 0 | 0 | 0 | 0 | 0
2018-06-03 23:00 | 6 | 22 | 1 | 0 | 0 | 0 | 0.50584 | 1.0117 | 0 | 16.5561 | 6.9461 | 17.0341 | 17.0341 | 16.7494 | 0 | 0 | 16.7494 | 0 | 0 | 0 | 0 | 0 | 1.0117 | 0 | 0 | 16.7494 | 0 | 0 | 0 | 0 | 0 | 0 | 0
2018-06-04 | 6 | 23 | 1 | 0 | 0 | 0 | 0.45667 | 0.91334 | 0 | 16.5561 | 6.9461 | 17.0341 | 17.0341 | 15.1213 | 0 | 0 | 15.1213 | 0 | 0 | 0 | 0 | 0 | 0.91334 | 0 | 0 | 15.1213 | 0 | 0 | 0 | 0 | 0 | 0 | 0
2018-06-04 01:00 | 6 | 0 | 2 | 0 | 0 | 0 | 0.45801 | 0.91603 | 0 | 16.5561 | 6.9461 | 17.0341 | 17.0341 | 15.1658 | 0 | 0 | 15.1658 | 0 | 0 | 0 | 0 | 0 | 0.91603 | 0 | 0 | 15.1658 | 0 | 0 | 0 | 0 | 0 | 0 | 0
2018-06-04 02:00 | 6 | 1 | 2 | 0 | 0 | 0 | 0.47605 | 0.9521 | 0 | 16.5561 | 6.9461 | 17.0341 | 17.0341 | 15.7631 | 0 | 0 | 15.7631 | 0 | 0 | 0 | 0 | 0 | 0.9521 | 0 | 0 | 15.7631 | 0 | 0 | 0 | 0 | 0 | 0 | 0
2018-06-04 03:00 | 6 | 2 | 2 | 0 | 0 | 0 | 0.49459 | 0.98918 | 0 | 16.5561 | 6.9461 | 17.0341 | 17.0341 | 16.377 | 0 | 0 | 16.377 | 0 | 0 | 0 | 0 | 0 | 0.98918 | 0 | 0 | 16.377 | 0 | 0 | 0 | 0 | 0 | 0 | 0
2018-06-04 04:00 | 6 | 3 | 2 | 0 | 0 | 0 | 0.53837 | 1.0767 | 0 | 16.5561 | 6.9461 | 17.0341 | 17.0341 | 17.8265 | 0 | 0 | 17.8265 | 0 | 0 | 0 | 0 | 0 | 1.0767 | 0 | 0 | 17.8265 | 0 | 0 | 0 | 0 | 0 | 0 | 0
2018-06-04 05:00 | 6 | 4 | 2 | 0 | 0 | 0.0072496 | 0.69179 | 1.3836 | 0.057997 | 16.5561 | 6.9461 | 17.0341 | 17.0341 | 22.9065 | 0.057997 | 0 | 21.9463 | 0.9602 | 0 | 0.98793 | 0 | 0 | 1.3256 | 0 | 0 | 21.9463 | 0.9602 | 0 | 0.98793 | 0 | 0 | 0.0072496 | 0.006987
2018-06-04 06:00 | 6 | 5 | 2 | 0 | 0 | 0.070226 | 0.73828 | 1.4766 | 0.56181 | 16.5561 | 6.9461 | 17.0341 | 17.0341 | 24.4461 | 0.56181 | 0 | 15.1448 | 9.3013 | 0 | 9.5699 | 0 | 0 | 0.91476 | 0 | 0 | 15.1448 | 9.3013 | 0 | 9.5699 | 0 | 0 | 0.070226 | 0.083761
2018-06-04 07:00 | 6 | 6 | 2 | 0 | 0 | 0.22656 | 0.7534 | 1.5068 | 1.8124 | 16.5561 | 6.9461 | 17.0341 | 17.0341 | 24.9468 | 1.5068 | 0.30564 | 0 | 24.9468 | 2.123 | 30.8735 | 0.30564 | 0.30564 | 0 | 0 | 0 | 0 | 24.9468 | 0 | 30.8735 | 0.30564 | 0 | 0.22656 | 0.24292
2018-06-04 08:00 | 6 | 7 | 2 | 0 | 0 | 0.32808 | 0.74555 | 1.4911 | 2.6247 | 16.5561 | 6.9461 | 17.0341 | 17.0341 | 24.6866 | 1.4911 | 1.1336 | 0 | 24.6866 | 7.8739 | 44.709 | 1.1336 | 1.4392 | 0 | 0 | 0 | 0 | 24.6866 | 0 | 44.709 | 1.1336 | 0 | 0.32808 | 0.4162
2018-06-04 09:00 | 6 | 8 | 2 | 0 | 0 | 0.29541 | 0.78418 | 1.5684 | 2.3633 | 16.5561 | 6.9461 | 17.0341 | 17.0341 | 25.9659 | 1.5684 | 0.79495 | 0 | 25.9659 | 5.5218 | 40.257 | 0.79495 | 2.2342 | 0 | 0 | 0 | 0 | 25.9659 | 0 | 40.257 | 0.79495 | 0 | 0.29541 | 0.55572
2018-06-04 10:00 | 6 | 9 | 2 | 0 | 0 | 0.32029 | 0.75053 | 1.5011 | 2.5624 | 16.5561 | 6.9461 | 17.0341 | 17.0341 | 24.8515 | 1.5011 | 1.0613 | 0 | 24.8515 | 7.3719 | 43.6475 | 1.0613 | 3.2955 | 0 | 0 | 0 | 0 | 24.8515 | 0 | 43.6475 | 1.0613 | 0 | 0.32029 | 0.65621
2018-06-04 11:00 | 6 | 10 | 2 | 0 | 0 | 0.33741 | 0.83267 | 1.6653 | 2.6993 | 16.5561 | 6.9461 | 17.0341 | 17.0341 | 27.5713 | 1.6653 | 1.034 | 0 | 27.5713 | 7.1819 | 45.9801 | 1.034 | 4.3294 | 0 | 0 | 0 | 0 | 27.5713 | 0 | 45.9801 | 1.034 | 0 | 0.33741 | 0.71341
2018-06-04 12:00 | 6 | 11 | 2 | 0 | 1 | 0.38709 | 0.76519 | 1.5304 | 3.0967 | 25.1898 | 15.5798 | 17.0341 | 17.0341 | 38.5499 | 1.5304 | 1.5663 | 0 | 38.5499 | 24.4032 | 52.75 | 1.5663 | 5.8958 | 0 | 0 | 0 | 0 | 38.5499 | 0 | 52.75 | 1.5663 | 0 | 0.38709 | 0.69593
2018-06-04 13:00 | 6 | 12 | 2 | 0 | 1 | 0.32963 | 0.74969 | 1.4994 | 2.637 | 25.1898 | 15.5798 | 17.0341 | 17.0341 | 37.7689 | 1.4994 | 1.1377 | 0 | 37.7689 | 17.7246 | 44.9197 | 1.1377 | 7.0334 | 0 | 0 | 0 | 0 | 37.7689 | 0 | 44.9197 | 1.1377 | 0 | 0.32963 | 0.70198
2018-06-04 14:00 | 6 | 13 | 2 | 0 | 1 | 0.34769 | 0.80443 | 1.6089 | 2.7815 | 25.1898 | 15.5798 | 17.0341 | 17.0341 | 40.5266 | 1.6089 | 1.1727 | 0 | 40.5266 | 18.2698 | 47.3807 | 1.1727 | 8.2061 | 0 | 0 | 0 | 0 | 40.5266 | 0 | 47.3807 | 1.1727 | 0 | 0.34769 | 0.6126
2018-06-04 15:00 | 6 | 14 | 2 | 0 | 1 | 0.36577 | 0.92654 | 1.8531 | 2.9262 | 25.1898 | 15.5798 | 17.0341 | 17.0341 | 46.6787 | 1.8531 | 1.0731 | 0 | 46.6787 | 16.7188 | 49.8452 | 1.0731 | 9.2792 | 0 | 0 | 0 | 0 | 46.6787 | 0 | 49.8452 | 1.0731 | 0 | 0.36577 | 0.455
2018-06-04 16:00 | 6 | 15 | 2 | 0 | 1 | 0.19785 | 1.0957 | 2.1914 | 1.5828 | 25.1898 | 15.5798 | 17.0341 | 17.0341 | 55.2011 | 1.5828 | 0 | 15.3312 | 39.8699 | 0 | 26.9614 | 0 | 9.2792 | 0.60863 | 0.60863 | 0 | 0 | 55.2011 | 0 | 26.9614 | 0 | 0 | 0.19785 | 0.3832
2018-06-04 17:00 | 6 | 16 | 2 | 0 | 1 | 0.14599 | 1.1204 | 2.2408 | 1.1679 | 25.1898 | 15.5798 | 17.0341 | 17.0341 | 56.4441 | 1.1679 | 0 | 27.0241 | 29.42 | 0 | 19.8948 | 0 | 8.6177 | 1.0728 | 1.0728 | 0 | 0 | 56.4441 | 0 | 19.8948 | 0 | 0 | 0.14599 | 0.24004
2018-06-04 18:00 | 6 | 17 | 2 | 0 | 1 | 0.052506 | 1.1277 | 2.2554 | 0.42005 | 25.1898 | 15.5798 | 17.0341 | 17.0341 | 56.814 | 0.42005 | 0 | 46.2331 | 10.5809 | 0 | 7.1551 | 0 | 7.4515 | 1.8354 | 1.8354 | 0 | 0 | 56.814 | 0 | 7.1551 | 0 | 0 | 0.052506 | 0.084882
2018-06-04 19:00 | 6 | 18 | 2 | 0 | 1 | 0.012528 | 1.1121 | 2.2242 | 0.10023 | 25.1898 | 15.5798 | 17.0341 | 17.0341 | 56.0268 | 0.10023 | 0 | 53.5021 | 2.5247 | 0 | 1.7073 | 0 | 5.4566 | 2.124 | 2.124 | 0 | 0 | 56.0268 | 0 | 1.7073 | 0 | 0 | 0.012528 | 0.014513
2018-06-04 20:00 | 6 | 19 | 2 | 0 | 0 | 0 | 1.1105 | 2.221 | 0 | 16.5561 | 6.9461 | 17.0341 | 17.0341 | 36.7704 | 0 | 0 | 36.7704 | 0 | 0 | 0 | 0 | 3.1479 | 2.221 | 2.221 | 0 | 0 | 36.7704 | 0 | 0 | 0 | 0 | 0 | 0
2018-06-04 21:00 | 6 | 20 | 2 | 0 | 0 | 0 | 0.82459 | 1.6492 | 0 | 16.5561 | 6.9461 | 17.0341 | 17.0341 | 27.3038 | 0 | 0 | 27.3038 | 0 | 0 | 0 | 0 | 0.7338 | 1.6492 | 0.6751 | 0 | 16.1268 | 11.1769 | 0 | 0 | 0 | 0 | 0 | 0
2018-06-04 22:00 | 6 | 21 | 2 | 0 | 0 | 0 | 0.65191 | 1.3038 | 0 | 16.5561 | 6.9461 | 17.0341 | 17.0341 | 21.5861 | 0 | 0 | 21.5861 | 0 | 0 | 0 | 0 | 0 | 1.3038 | 0 | 0 | 21.5861 | 0 | 0 | 0 | 0 | 0 | 0 | 0
2018-06-04 23:00 | 6 | 22 | 2 | 0 | 0 | 0 | 0.5669 | 1.1338 | 0 | 16.5561 | 6.9461 | 17.0341 | 17.0341 | 18.7713 | 0 | 0 | 18.7713 | 0 | 0 | 0 | 0 | 0 | 1.1338 | 0 | 0 | 18.7713 | 0 | 0 | 0 | 0 | 0 | 0 | 0
2018-06-05 | 6 | 23 | 2 | 0 | 0 | 0 | 0.49747 | 0.99493 | 0 | 16.5561 | 6.9461 | 17.0341 | 17.0341 | 16.4721 | 0 | 0 | 16.4721 | 0 | 0 | 0 | 0 | 0 | 0.99493 | 0 | 0 | 16.4721 | 0 | 0 | 0 | 0 | 0 | 0 | 0
2018-06-05 01:00 | 6 | 0 | 3 | 0 | 0 | 0 | 0.44402 | 0.88804 | 0 | 16.5561 | 6.9461 | 17.0341 | 17.0341 | 14.7024 | 0 | 0 | 14.7024 | 0 | 0 | 0 | 0 | 0 | 0.88804 | 0 | 0 | 14.7024 | 0 | 0 | 0 | 0 | 0 | 0 | 0
2018-06-05 02:00 | 6 | 1 | 3 | 0 | 0 | 0 | 0.42739 | 0.85478 | 0 | 16.5561 | 6.9461 | 17.0341 | 17.0341 | 14.1518 | 0 | 0 | 14.1518 | 0 | 0 | 0 | 0 | 0 | 0.85478 | 0 | 0 | 14.1518 | 0 | 0 | 0 | 0 | 0 | 0 | 0
2018-06-05 03:00 | 6 | 2 | 3 | 0 | 0 | 0 | 0.43697 | 0.87393 | 0 | 16.5561 | 6.9461 | 17.0341 | 17.0341 | 14.4689 | 0 | 0 | 14.4689 | 0 | 0 | 0 | 0 | 0 | 0.87393 | 0 | 0 | 14.4689 | 0 | 0 | 0 | 0 | 0 | 0 | 0
2018-06-05 04:00 | 6 | 3 | 3 | 0 | 0 | 0 | 0.47131 | 0.94262 | 0 | 16.5561 | 6.9461 | 17.0341 | 17.0341 | 15.6061 | 0 | 0 | 15.6061 | 0 | 0 | 0 | 0 | 0 | 0.94262 | 0 | 0 | 15.6061 | 0 | 0 | 0 | 0 | 0 | 0 | 0
2018-06-05 05:00 | 6 | 4 | 3 | 0 | 0 | 0.0079198 | 0.59449 | 1.189 | 0.063358 | 16.5561 | 6.9461 | 17.0341 | 17.0341 | 19.685 | 0.063358 | 0 | 18.636 | 1.049 | 0 | 1.0793 | 0 | 0 | 1.1256 | 0 | 0 | 18.636 | 1.049 | 0 | 1.0793 | 0 | 0 | 0.0079198 | 0.0085513
2018-06-05 06:00 | 6 | 5 | 3 | 0 | 0 | 0.073428 | 0.72452 | 1.449 | 0.58742 | 16.5561 | 6.9461 | 17.0341 | 17.0341 | 23.9905 | 0.58742 | 0 | 14.2651 | 9.7254 | 0 | 10.0062 | 0 | 0 | 0.86162 | 0 | 0 | 14.2651 | 9.7254 | 0 | 10.0062 | 0 | 0 | 0.073428 | 0.075831
2018-06-05 07:00 | 6 | 6 | 3 | 0 | 0 | 0.16422 | 0.74541 | 1.4908 | 1.3138 | 16.5561 | 6.9461 | 17.0341 | 17.0341 | 24.682 | 1.3138 | 0 | 2.9309 | 21.7511 | 0 | 22.3792 | 0 | 0 | 0.17703 | 0 | 0 | 2.9309 | 21.7511 | 0 | 22.3792 | 0 | 0 | 0.16422 | 0.25024
2018-06-05 08:00 | 6 | 7 | 3 | 0 | 0 | 0.29937 | 0.76975 | 1.5395 | 2.3949 | 16.5561 | 6.9461 | 17.0341 | 17.0341 | 25.4882 | 1.5395 | 0.85543 | 0 | 25.4882 | 5.9419 | 40.7957 | 0.85543 | 0.85543 | 0 | 0 | 0 | 0 | 25.4882 | 0 | 40.7957 | 0.85543 | 0 | 0.29937 | 0.42543
2018-06-05 09:00 | 6 | 8 | 3 | 0 | 0 | 0.37613 | 0.848 | 1.696 | 3.009 | 16.5561 | 6.9461 | 17.0341 | 17.0341 | 28.0792 | 1.696 | 1.313 | 0 | 28.0792 | 9.1203 | 51.2561 | 1.313 | 2.1684 | 0 | 0 | 0 | 0 | 28.0792 | 0 | 51.2561 | 1.313 | 0 | 0.37613 | 0.55088
2018-06-05 10:00 | 6 | 9 | 3 | 0 | 0 | 0.30657 | 0.93074 | 1.8615 | 2.4526 | 16.5561 | 6.9461 | 17.0341 | 17.0341 | 30.8189 | 1.8615 | 0.59111 | 0 | 30.8189 | 4.1059 | 41.7778 | 0.59111 | 2.7596 | 0 | 0 | 0 | 0 | 30.8189 | 0 | 41.7778 | 0.59111 | 0 | 0.30657 | 0.57385
2018-06-05 11:00 | 6 | 10 | 3 | 0 | 0 | 0.30324 | 1.0412 | 2.0824 | 2.4259 | 16.5561 | 6.9461 | 17.0341 | 17.0341 | 34.4757 | 2.0824 | 0.34356 | 0 | 34.4757 | 2.3864 | 41.3235 | 0.34356 | 3.1031 | 0 | 0 | 0 | 0 | 34.4757 | 0 | 41.3235 | 0.34356 | 0 | 0.30324 | 0.63809
2018-06-05 12:00 | 6 | 11 | 3 | 0 | 1 | 0.42931 | 1.1841 | 2.3682 | 3.4345 | 25.1898 | 15.5798 | 17.0341 | 17.0341 | 59.6533 | 2.3682 | 1.0663 | 0 | 59.6533 | 16.6133 | 58.5037 | 1.0663 | 4.1695 | 0 | 0 | 0 | 0 | 59.6533 | 0 | 58.5037 | 1.0663 | 0 | 0.42931 | 0.73691
2018-06-05 13:00 | 6 | 12 | 3 | 0 | 1 | 0.37378 | 1.3296 | 2.6592 | 2.9902 | 25.1898 | 15.5798 | 17.0341 | 17.0341 | 66.9843 | 2.6592 | 0.33106 | 0 | 66.9843 | 5.1578 | 50.9363 | 0.33106 | 4.5005 | 0 | 0 | 0 | 0 | 66.9843 | 0 | 50.9363 | 0.33106 | 0 | 0.37378 | 0.72444
2018-06-05 14:00 | 6 | 13 | 3 | 0 | 1 | 0.29328 | 1.4515 | 2.903 | 2.3462 | 25.1898 | 15.5798 | 17.0341 | 17.0341 | 73.1263 | 2.3462 | 0 | 14.0259 | 59.1004 | 0 | 39.9656 | 0 | 4.5005 | 0.55681 | 0.55681 | 0 | 0 | 73.1263 | 0 | 39.9656 | 0 | 0 | 0.29328 | 0.63209
2018-06-05 15:00 | 6 | 14 | 3 | 0 | 1 | 0.28202 | 1.6623 | 3.3246 | 2.2562 | 25.1898 | 15.5798 | 17.0341 | 17.0341 | 83.745 | 2.2562 | 0 | 26.9131 | 56.8319 | 0 | 38.4316 | 0 | 3.8953 | 1.0684 | 1.0684 | 0 | 0 | 83.745 | 0 | 38.4316 | 0 | 0 | 0.28202 | 0.55871
2018-06-05 16:00 | 6 | 15 | 3 | 0 | 1 | 0.19223 | 1.8123 | 3.6247 | 1.5378 | 25.1898 | 15.5798 | 17.0341 | 17.0341 | 91.3042 | 1.5378 | 0 | 52.5674 | 38.7368 | 0 | 26.1951 | 0 | 2.734 | 2.0869 | 2.0869 | 0 | 0 | 91.3042 | 0 | 26.1951 | 0 | 0 | 0.19223 | 0.43478
2018-06-05 17:00 | 6 | 16 | 3 | 0 | 1 | 0.13247 | 1.7785 | 3.5571 | 1.0598 | 25.1898 | 15.5798 | 17.0341 | 17.0341 | 89.6024 | 1.0598 | 0 | 62.9069 | 26.6955 | 0 | 18.0524 | 0 | 0.46564 | 2.4973 | 0.42839 | 0 | 52.116 | 37.4864 | 0 | 18.0524 | 0 | 0 | 0.13247 | 0.2685
2018-06-05 18:00 | 6 | 17 | 3 | 0 | 1 | 0.067313 | 1.6799 | 3.3598 | 0.5385 | 25.1898 | 15.5798 | 17.0341 | 17.0341 | 84.6337 | 0.5385 | 0 | 71.069 | 13.5647 | 0 | 9.1729 | 0 | 0 | 2.8213 | 0 | 0 | 71.069 | 13.5647 | 0 | 9.1729 | 0 | 0 | 0.067313 | 0.091973
2018-06-05 19:00 | 6 | 18 | 3 | 0 | 1 | 0.003664 | 1.5977 | 3.1955 | 0.029312 | 25.1898 | 15.5798 | 17.0341 | 17.0341 | 80.4936 | 0.029312 | 0 | 79.7552 | 0.73835 | 0 | 0.4993 | 0 | 0 | 3.1662 | 0 | 0 | 79.7552 | 0.73835 | 0 | 0.4993 | 0 | 0 | 0.003664 | 0.013306
2018-06-05 20:00 | 6 | 19 | 3 | 0 | 0 | 0 | 1.4045 | 2.809 | 0 | 16.5561 | 6.9461 | 17.0341 | 17.0341 | 46.5057 | 0 | 0 | 46.5057 | 0 | 0 | 0 | 0 | 0 | 2.809 | 0 | 0 | 46.5057 | 0 | 0 | 0 | 0 | 0 | 0 | 0
2018-06-05 21:00 | 6 | 20 | 3 | 0 | 0 | 0 | 1.1962 | 2.3923 | 0 | 16.5561 | 6.9461 | 17.0341 | 17.0341 | 39.6073 | 0 | 0 | 39.6073 | 0 | 0 | 0 | 0 | 0 | 2.3923 | 0 | 0 | 39.6073 | 0 | 0 | 0 | 0 | 0 | 0 | 0
2018-06-05 22:00 | 6 | 21 | 3 | 0 | 0 | 0 | 0.90126 | 1.8025 | 0 | 16.5561 | 6.9461 | 17.0341 | 17.0341 | 29.8426 | 0 | 0 | 29.8426 | 0 | 0 | 0 | 0 | 0 | 1.8025 | 0 | 0 | 29.8426 | 0 | 0 | 0 | 0 | 0 | 0 | 0
2018-06-05 23:00 | 6 | 22 | 3 | 0 | 0 | 0 | 0.76329 | 1.5266 | 0 | 16.5561 | 6.9461 | 17.0341 | 17.0341 | 25.274 | 0 | 0 | 25.274 | 0 | 0 | 0 | 0 | 0 | 1.5266 | 0 | 0 | 25.274 | 0 | 0 | 0 | 0 | 0 | 0 | 0
2018-06-06 | 6 | 23 | 3 | 0 | 0 | 0 | 0.59232 | 1.1846 | 0 | 16.5561 | 6.9461 | 17.0341 | 17.0341 | 19.6131 | 0 | 0 | 19.6131 | 0 | 0 | 0 | 0 | 0 | 1.1846 | 0 | 0 | 19.6131 | 0 | 0 | 0 | 0 | 0 | 0 | 0
2018-06-06 01:00 | 6 | 0 | 4 | 0 | 0 | 0 | 0.52446 | 1.0489 | 0 | 16.5561 | 6.9461 | 17.0341 | 17.0341 | 17.3659 | 0 | 0 | 17.3659 | 0 | 0 | 0 | 0 | 0 | 1.0489 | 0 | 0 | 17.3659 | 0 | 0 | 0 | 0 | 0 | 0 | 0
2018-06-06 02:00 | 6 | 1 | 4 | 0 | 0 | 0 | 0.48736 | 0.97473 | 0 | 16.5561 | 6.9461 | 17.0341 | 17.0341 | 16.1376 | 0 | 0 | 16.1376 | 0 | 0 | 0 | 0 | 0 | 0.97473 | 0 | 0 | 16.1376 | 0 | 0 | 0 | 0 | 0 | 0 | 0
2018-06-06 03:00 | 6 | 2 | 4 | 0 | 0 | 0 | 0.49309 | 0.98618 | 0 | 16.5561 | 6.9461 | 17.0341 | 17.0341 | 16.3272 | 0 | 0 | 16.3272 | 0 | 0 | 0 | 0 | 0 | 0.98618 | 0 | 0 | 16.3272 | 0 | 0 | 0 | 0 | 0 | 0 | 0
2018-06-06 04:00 | 6 | 3 | 4 | 0 | 0 | 0 | 0.53303 | 1.0661 | 0 | 16.5561 | 6.9461 | 17.0341 | 17.0341 | 17.6497 | 0 | 0 | 17.6497 | 0 | 0 | 0 | 0 | 0 | 1.0661 | 0 | 0 | 17.6497 | 0 | 0 | 0 | 0 | 0 | 0 | 0
2018-06-06 05:00 | 6 | 4 | 4 | 0 | 0 | 0.0010154 | 0.66276 | 1.3255 | 0.0081233 | 16.5561 | 6.9461 | 17.0341 | 17.0341 | 21.9453 | 0.0081233 | 0 | 21.8108 | 0.13449 | 0 | 0.13837 | 0 | 0 | 1.3174 | 0 | 0 | 21.8108 | 0.13449 | 0 | 0.13837 | 0 | 0 | 0.0010154 | 0.0068137
2018-06-06 06:00 | 6 | 5 | 4 | 0 | 0 | 0.0038543 | 0.86228 | 1.7246 | 0.030834 | 16.5561 | 6.9461 | 17.0341 | 17.0341 | 28.5517 | 0.030834 | 0 | 28.0413 | 0.51049 | 0 | 0.52523 | 0 | 0 | 1.6937 | 0 | 0 | 28.0413 | 0.51049 | 0 | 0.52523 | 0 | 0 | 0.0038543 | 0.072108
2018-06-06 07:00 | 6 | 6 | 4 | 0 | 0 | 0.072163 | 0.98778 | 1.9756 | 0.57731 | 16.5561 | 6.9461 | 17.0341 | 17.0341 | 32.7073 | 0.57731 | 0 | 23.1494 | 9.5579 | 0 | 9.8339 | 0 | 0 | 1.3982 | 0 | 0 | 23.1494 | 9.5579 | 0 | 9.8339 | 0 | 0 | 0.072163 | 0.21337
2018-06-06 08:00 | 6 | 7 | 4 | 0 | 0 | 0.1121 | 1.1313 | 2.2626 | 0.89681 | 16.5561 | 6.9461 | 17.0341 | 17.0341 | 37.4593 | 0.89681 | 0 | 22.6117 | 14.8476 | 0 | 15.2764 | 0 | 0 | 1.3658 | 0 | 0 | 22.6117 | 14.8476 | 0 | 15.2764 | 0 | 0 | 0.1121 | 0.38691
2018-06-06 09:00 | 6 | 8 | 4 | 0 | 0 | 0.15606 | 1.2942 | 2.5885 | 1.2485 | 16.5561 | 6.9461 | 17.0341 | 17.0341 | 42.8548 | 1.2485 | 0 | 22.1844 | 20.6704 | 0 | 21.2673 | 0 | 0 | 1.34 | 0 | 0 | 22.1844 | 20.6704 | 0 | 21.2673 | 0 | 0 | 0.15606 | 0.48461
2018-06-06 10:00 | 6 | 9 | 4 | 0 | 0 | 0.23843 | 1.4705 | 2.9409 | 1.9075 | 16.5561 | 6.9461 | 17.0341 | 17.0341 | 48.6899 | 1.9075 | 0 | 17.1097 | 31.5802 | 0 | 32.4922 | 0 | 0 | 1.0334 | 0 | 0 | 17.1097 | 31.5802 | 0 | 32.4922 | 0 | 0 | 0.23843 | 0.58149
2018-06-06 11:00 | 6 | 10 | 4 | 0 | 0 | 0.21244 | 1.6211 | 3.2421 | 1.6995 | 16.5561 | 6.9461 | 17.0341 | 17.0341 | 53.6768 | 1.6995 | 0 | 25.5394 | 28.1373 | 0 | 28.9499 | 0 | 0 | 1.5426 | 0 | 0 | 25.5394 | 28.1373 | 0 | 28.9499 | 0 | 0 | 0.21244 | 0.59011
2018-06-06 12:00 | 6 | 11 | 4 | 0 | 1 | 0.27452 | 1.7458 | 3.4916 | 2.1961 | 25.1898 | 15.5798 | 17.0341 | 17.0341 | 87.9519 | 2.1961 | 0 | 32.6322 | 55.3197 | 0 | 37.409 | 0 | 0 | 1.2955 | 0 | 0 | 32.6322 | 55.3197 | 0 | 37.409 | 0 | 0 | 0.27452 | 0.62847
2018-06-06 13:00 | 6 | 12 | 4 | 0 | 1 | 0.25953 | 1.9464 | 3.8927 | 2.0762 | 25.1898 | 15.5798 | 17.0341 | 17.0341 | 98.0569 | 2.0762 | 0 | 45.7575 | 52.2994 | 0 | 35.3666 | 0 | 0 | 1.8165 | 0 | 0 | 45.7575 | 52.2994 | 0 | 35.3666 | 0 | 0 | 0.25953 | 0.58948
2018-06-06 14:00 | 6 | 13 | 4 | 0 | 1 | 0.17623 | 2.195 | 4.3901 | 1.4099 | 25.1898 | 15.5798 | 17.0341 | 17.0341 | 110.5851 | 1.4099 | 0 | 75.0708 | 35.5143 | 0 | 24.016 | 0 | 0 | 2.9802 | 0 | 0 | 75.0708 | 35.5143 | 0 | 24.016 | 0 | 0 | 0.17623 | 0.54841
2018-06-06 15:00 | 6 | 14 | 4 | 0 | 1 | 0.12495 | 2.3234 | 4.6468 | 0.9996 | 25.1898 | 15.5798 | 17.0341 | 17.0341 | 117.0526 | 0.9996 | 0 | 91.8729 | 25.1797 | 0 | 17.0273 | 0 | 0 | 3.6472 | 0 | 0 | 91.8729 | 25.1797 | 0 | 17.0273 | 0 | 0 | 0.12495 | 0.4597
2018-06-06 16:00 | 6 | 15 | 4 | 0 | 1 | 0.074634 | 2.3954 | 4.7908 | 0.59707 | 25.1898 | 15.5798 | 17.0341 | 17.0341 | 120.6801 | 0.59707 | 0 | 105.6401 | 15.04 | 0 | 10.1705 | 0 | 0 | 4.1938 | 0 | 0 | 105.6401 | 15.04 | 0 | 10.1705 | 0 | 0 | 0.074634 | 0.33313
2018-06-06 17:00 | 6 | 16 | 4 | 0 | 1 | 0.074654 | 2.3956 | 4.7911 | 0.59723 | 25.1898 | 15.5798 | 17.0341 | 17.0341 | 120.6876 | 0.59723 | 0 | 105.6435 | 15.0441 | 0 | 10.1733 | 0 | 0 | 4.1939 | 0 | 0 | 105.6435 | 15.0441 | 0 | 10.1733 | 0 | 0 | 0.074654 | 0.15032
2018-06-06 18:00 | 6 | 17 | 4 | 0 | 1 | 0.065145 | 2.3685 | 4.7369 | 0.52116 | 25.1898 | 15.5798 | 17.0341 | 17.0341 | 119.3223 | 0.52116 | 0 | 106.1944 | 13.1279 | 0 | 8.8775 | 0 | 0 | 4.2158 | 0 | 0 | 106.1944 | 13.1279 | 0 | 8.8775 | 0 | 0 | 0.065145 | 0.085201
2018-06-06 19:00 | 6 | 18 | 4 | 0 | 1 | 0.010479 | 2.2146 | 4.4292 | 0.08383 | 25.1898 | 15.5798 | 17.0341 | 17.0341 | 111.5696 | 0.08383 | 0 | 109.4579 | 2.1117 | 0 | 1.428 | 0 | 0 | 4.3453 | 0 | 0 | 109.4579 | 2.1117 | 0 | 1.428 | 0 | 0 | 0.010479 | 0.015257
2018-06-06 20:00 | 6 | 19 | 4 | 0 | 0 | 0 | 1.9668 | 3.9337 | 0 | 16.5561 | 6.9461 | 17.0341 | 17.0341 | 65.1262 | 0 | 0 | 65.1262 | 0 | 0 | 0 | 0 | 0 | 3.9337 | 0 | 0 | 65.1262 | 0 | 0 | 0 | 0 | 0 | 0 | 0
2018-06-06 21:00 | 6 | 20 | 4 | 0 | 0 | 0 | 1.6917 | 3.3833 | 0 | 16.5561 | 6.9461 | 17.0341 | 17.0341 | 56.0142 | 0 | 0 | 56.0142 | 0 | 0 | 0 | 0 | 0 | 3.3833 | 0 | 0 | 56.0142 | 0 | 0 | 0 | 0 | 0 | 0 | 0
2018-06-06 22:00 | 6 | 21 | 4 | 0 | 0 | 0 | 1.3867 | 2.7733 | 0 | 16.5561 | 6.9461 | 17.0341 | 17.0341 | 45.9155 | 0 | 0 | 45.9155 | 0 | 0 | 0 | 0 | 0 | 2.7733 | 0 | 0 | 45.9155 | 0 | 0 | 0 | 0 | 0 | 0 | 0
2018-06-06 23:00 | 6 | 22 | 4 | 0 | 0 | 0 | 1.1469 | 2.2937 | 0 | 16.5561 | 6.9461 | 17.0341 | 17.0341 | 37.9754 | 0 | 0 | 37.9754 | 0 | 0 | 0 | 0 | 0 | 2.2937 | 0 | 0 | 37.9754 | 0 | 0 | 0 | 0 | 0 | 0 | 0
2018-06-07 | 6 | 23 | 4 | 0 | 0 | 0 | 0.94588 | 1.8918 | 0 | 16.5561 | 6.9461 | 17.0341 | 17.0341 | 31.3202 | 0 | 0 | 31.3202 | 0 | 0 | 0 | 0 | 0 | 1.8918 | 0 | 0 | 31.3202 | 0 | 0 | 0 | 0 | 0 | 0 | 0
2018-06-07 01:00 | 6 | 0 | 5 | 0 | 0 | 0 | 0.77403 | 1.5481 | 0 | 16.5561 | 6.9461 | 17.0341 | 17.0341 | 25.6299 | 0 | 0 | 25.6299 | 0 | 0 | 0 | 0 | 0 | 1.5481 | 0 | 0 | 25.6299 | 0 | 0 | 0 | 0 | 0 | 0 | 0
2018-06-07 02:00 | 6 | 1 | 5 | 0 | 0 | 0 | 0.71182 | 1.4236 | 0 | 16.5561 | 6.9461 | 17.0341 | 17.0341 | 23.5697 | 0 | 0 | 23.5697 | 0 | 0 | 0 | 0 | 0 | 1.4236 | 0 | 0 | 23.5697 | 0 | 0 | 0 | 0 | 0 | 0 | 0
2018-06-07 03:00 | 6 | 2 | 5 | 0 | 0 | 0 | 0.6688 | 1.3376 | 0 | 16.5561 | 6.9461 | 17.0341 | 17.0341 | 22.1455 | 0 | 0 | 22.1455 | 0 | 0 | 0 | 0 | 0 | 1.3376 | 0 | 0 | 22.1455 | 0 | 0 | 0 | 0 | 0 | 0 | 0
2018-06-07 04:00 | 6 | 3 | 5 | 0 | 0 | 0 | 0.71275 | 1.4255 | 0 | 16.5561 | 6.9461 | 17.0341 | 17.0341 | 23.6007 | 0 | 0 | 23.6007 | 0 | 0 | 0 | 0 | 0 | 1.4255 | 0 | 0 | 23.6007 | 0 | 0 | 0 | 0 | 0 | 0 | 0
2018-06-07 05:00 | 6 | 4 | 5 | 0 | 0 | 0.0011385 | 0.85702 | 1.714 | 0.0091079 | 16.5561 | 6.9461 | 17.0341 | 17.0341 | 28.3779 | 0.0091079 | 0 | 28.2271 | 0.15079 | 0 | 0.15515 | 0 | 0 | 1.7049 | 0 | 0 | 28.2271 | 0.15079 | 0 | 0.15515 | 0 | 0 | 0.0011385 | 0.0090097
2018-06-07 06:00 | 6 | 5 | 5 | 0 | 0 | 0.062584 | 1.0918 | 2.1836 | 0.50067 | 16.5561 | 6.9461 | 17.0341 | 17.0341 | 36.1519 | 0.50067 | 0 | 27.8627 | 8.2892 | 0 | 8.5285 | 0 | 0 | 1.6829 | 0 | 0 | 27.8627 | 8.2892 | 0 | 8.5285 | 0 | 0 | 0.062584 | 0.079468
2018-06-07 07:00 | 6 | 6 | 5 | 0 | 0 | 0.18736 | 1.2759 | 2.5518 | 1.4988 | 16.5561 | 6.9461 | 17.0341 | 17.0341 | 42.2478 | 1.4988 | 0 | 17.4328 | 24.815 | 0 | 25.5316 | 0 | 0 | 1.053 | 0 | 0 | 17.4328 | 24.815 | 0 | 25.5316 | 0 | 0 | 0.18736 | 0.23896
2018-06-07 08:00 | 6 | 7 | 5 | 0 | 0 | 0.22823 | 1.4817 | 2.9634 | 1.8258 | 16.5561 | 6.9461 | 17.0341 | 17.0341 | 49.0615 | 1.8258 | 0 | 18.8329 | 30.2286 | 0 | 31.1015 | 0 | 0 | 1.1375 | 0 | 0 | 18.8329 | 30.2286 | 0 | 31.1015 | 0 | 0 | 0.22823 | 0.40938
2018-06-07 09:00 | 6 | 8 | 5 | 0 | 0 | 0.23635 | 1.6942 | 3.3884 | 1.8908 | 16.5561 | 6.9461 | 17.0341 | 17.0341 | 56.099 | 1.8908 | 0 | 24.795 | 31.3039 | 0 | 32.2079 | 0 | 0 | 1.4976 | 0 | 0 | 24.795 | 31.3039 | 0 | 32.2079 | 0 | 0 | 0.23635 | 0.54511
2018-06-07 10:00 | 6 | 9 | 5 | 0 | 0 | 0.46737 | 1.7878 | 3.5756 | 3.739 | 16.5561 | 6.9461 | 17.0341 | 17.0341 | 59.1978 | 3.5756 | 0.16336 | 0 | 59.1978 | 1.1347 | 63.69 | 0.16336 | 0.16336 | 0 | 0 | 0 | 0 | 59.1978 | 0 | 63.69 | 0.16336 | 0 | 0.46737 | 0.61426
2018-06-07 11:00 | 6 | 10 | 5 | 0 | 0 | 0.48703 | 1.9059 | 3.8119 | 3.8962 | 16.5561 | 6.9461 | 17.0341 | 17.0341 | 63.1099 | 3.8119 | 0.084318 | 0 | 63.1099 | 0.58568 | 66.3686 | 0.084318 | 0.24768 | 0 | 0 | 0 | 0 | 63.1099 | 0 | 66.3686 | 0.084318 | 0 | 0.48703 | 0.64904
2018-06-07 12:00 | 6 | 11 | 5 | 0 | 1 | 0.56822 | 2.0503 | 4.1006 | 4.5458 | 25.1898 | 15.5798 | 17.0341 | 17.0341 | 103.2933 | 4.1006 | 0.44517 | 0 | 103.2933 | 6.9357 | 77.4335 | 0.44517 | 0.69285 | 0 | 0 | 0 | 0 | 103.2933 | 0 | 77.4335 | 0.44517 | 0 | 0.56822 | 0.66858
2018-06-07 13:00 | 6 | 12 | 5 | 0 | 1 | 0.48202 | 2.1764 | 4.3528 | 3.8561 | 25.1898 | 15.5798 | 17.0341 | 17.0341 | 109.6467 | 3.8561 | 0 | 12.5117 | 97.1349 | 0 | 65.6858 | 0 | 0.69285 | 0.4967 | 0.4967 | 0 | 0 | 109.6467 | 0 | 65.6858 | 0 | 0 | 0.48202 | 0.65684
2018-06-07 14:00 | 6 | 13 | 5 | 0 | 1 | 0.44278 | 2.295 | 4.5899 | 3.5422 | 25.1898 | 15.5798 | 17.0341 | 17.0341 | 115.6196 | 3.5422 | 0 | 26.3923 | 89.2273 | 0 | 60.3385 | 0 | 0.15296 | 1.0477 | 0.14073 | 0 | 22.8474 | 92.7722 | 0 | 60.3385 | 0 | 0 | 0.44278 | 0.59126
2018-06-07 15:00 | 6 | 14 | 5 | 0 | 1 | 0.42117 | 2.3823 | 4.7646 | 3.3694 | 25.1898 | 15.5798 | 17.0341 | 17.0341 | 120.0197 | 3.3694 | 0 | 35.1462 | 84.8735 | 0 | 57.3943 | 0 | 0 | 1.3953 | 0 | 0 | 35.1462 | 84.8735 | 0 | 57.3943 | 0 | 0 | 0.42117 | 0.52318
2018-06-07 16:00 | 6 | 15 | 5 | 0 | 1 | 0.27582 | 2.4701 | 4.9402 | 2.2065 | 25.1898 | 15.5798 | 17.0341 | 17.0341 | 124.4421 | 2.2065 | 0 | 68.86 | 55.5821 | 0 | 37.5865 | 0 | 0 | 2.7336 | 0 | 0 | 68.86 | 55.5821 | 0 | 37.5865 | 0 | 0 | 0.27582 | 0.40048
2018-06-07 17:00 | 6 | 16 | 5 | 0 | 1 | 0.21084 | 2.4602 | 4.9203 | 1.6867 | 25.1898 | 15.5798 | 17.0341 | 17.0341 | 123.9413 | 1.6867 | 0 | 81.4526 | 42.4887 | 0 | 28.7322 | 0 | 0 | 3.2336 | 0 | 0 | 81.4526 | 42.4887 | 0 | 28.7322 | 0 | 0 | 0.21084 | 0.24816
2018-06-07 18:00 | 6 | 17 | 5 | 0 | 1 | 0.079466 | 2.393 | 4.786 | 0.63573 | 25.1898 | 15.5798 | 17.0341 | 17.0341 | 120.5591 | 0.63573 | 0 | 104.5453 | 16.0138 | 0 | 10.8291 | 0 | 0 | 4.1503 | 0 | 0 | 104.5453 | 16.0138 | 0 | 10.8291 | 0 | 0 | 0.079466 | 0.097009
2018-06-07 19:00 | 6 | 18 | 5 | 0 | 1 | 0.014339 | 2.2377 | 4.4755 | 0.11471 | 25.1898 | 15.5798 | 17.0341 | 17.0341 | 112.7363 | 0.11471 | 0 | 109.8468 | 2.8895 | 0 | 1.954 | 0 | 0 | 4.3608 | 0 | 0 | 109.8468 | 2.8895 | 0 | 1.954 | 0 | 0 | 0.014339 | 0.015194
2018-06-07 20:00 | 6 | 19 | 5 | 0 | 0 | 0 | 1.922 | 3.844 | 0 | 16.5561 | 6.9461 | 17.0341 | 17.0341 | 63.642 | 0 | 0 | 63.642 | 0 | 0 | 0 | 0 | 0 | 3.844 | 0 | 0 | 63.642 | 0 | 0 | 0 | 0 | 0 | 0 | 0
2018-06-07 21:00 | 6 | 20 | 5 | 0 | 0 | 0 | 1.6106 | 3.2212 | 0 | 16.5561 | 6.9461 | 17.0341 | 17.0341 | 53.3298 | 0 | 0 | 53.3298 | 0 | 0 | 0 | 0 | 0 | 3.2212 | 0 | 0 | 53.3298 | 0 | 0 | 0 | 0 | 0 | 0 | 0
2018-06-07 22:00 | 6 | 21 | 5 | 0 | 0 | 0 | 1.2939 | 2.5877 | 0 | 16.5561 | 6.9461 | 17.0341 | 17.0341 | 42.8426 | 0 | 0 | 42.8426 | 0 | 0 | 0 | 0 | 0 | 2.5877 | 0 | 0 | 42.8426 | 0 | 0 | 0 | 0 | 0 | 0 | 0
2018-06-07 23:00 | 6 | 22 | 5 | 0 | 0 | 0 | 1.0157 | 2.0313 | 0 | 16.5561 | 6.9461 | 17.0341 | 17.0341 | 33.6303 | 0 | 0 | 33.6303 | 0 | 0 | 0 | 0 | 0 | 2.0313 | 0 | 0 | 33.6303 | 0 | 0 | 0 | 0 | 0 | 0 | 0
2018-06-08 | 6 | 23 | 5 | 0 | 0 | 0 | 0.91779 | 1.8356 | 0 | 16.5561 | 6.9461 | 17.0341 | 17.0341 | 30.3898 | 0 | 0 | 30.3898 | 0 | 0 | 0 | 0 | 0 | 1.8356 | 0 | 0 | 30.3898 | 0 | 0 | 0 | 0 | 0 | 0 | 0
2018-06-08 01:00 | 6 | 0 | 6 | 0 | 0 | 0 | 0.73363 | 1.4673 | 0 | 16.5561 | 6.9461 | 17.0341 | 17.0341 | 24.2921 | 0 | 0 | 24.2921 | 0 | 0 | 0 | 0 | 0 | 1.4673 | 0 | 0 | 24.2921 | 0 | 0 | 0 | 0 | 0 | 0 | 0
2018-06-08 02:00 | 6 | 1 | 6 | 0 | 0 | 0 | 0.63601 | 1.272 | 0 | 16.5561 | 6.9461 | 17.0341 | 17.0341 | 21.0598 | 0 | 0 | 21.0598 | 0 | 0 | 0 | 0 | 0 | 1.272 | 0 | 0 | 21.0598 | 0 | 0 | 0 | 0 | 0 | 0 | 0
2018-06-08 03:00 | 6 | 2 | 6 | 0 | 0 | 0 | 0.57249 | 1.145 | 0 | 16.5561 | 6.9461 | 17.0341 | 17.0341 | 18.9562 | 0 | 0 | 18.9562 | 0 | 0 | 0 | 0 | 0 | 1.145 | 0 | 0 | 18.9562 | 0 | 0 | 0 | 0 | 0 | 0 | 0
2018-06-08 04:00 | 6 | 3 | 6 | 0 | 0 | 0 | 0.56282 | 1.1256 | 0 | 16.5561 | 6.9461 | 17.0341 | 17.0341 | 18.6361 | 0 | 0 | 18.6361 | 0 | 0 | 0 | 0 | 0 | 1.1256 | 0 | 0 | 18.6361 | 0 | 0 | 0 | 0 | 0 | 0 | 0
2018-06-08 05:00 | 6 | 4 | 6 | 0 | 0 | 0.0070002 | 0.67516 | 1.3503 | 0.056002 | 16.5561 | 6.9461 | 17.0341 | 17.0341 | 22.3559 | 0.056002 | 0 | 21.4287 | 0.92717 | 0 | 0.95394 | 0 | 0 | 1.2943 | 0 | 0 | 21.4287 | 0.92717 | 0 | 0.95394 | 0 | 0 | 0.0070002 | 0.0082347
2018-06-08 06:00 | 6 | 5 | 6 | 0 | 0 | 0.068612 | 0.93444 | 1.8689 | 0.54889 | 16.5561 | 6.9461 | 17.0341 | 17.0341 | 30.9411 | 0.54889 | 0 | 21.8536 | 9.0875 | 0 | 9.3499 | 0 | 0 | 1.32 | 0 | 0 | 21.8536 | 9.0875 | 0 | 9.3499 | 0 | 0 | 0.068612 | 0.081756
2018-06-08 07:00 | 6 | 6 | 6 | 0 | 0 | 0.24038 | 1.0758 | 2.1515 | 1.923 | 16.5561 | 6.9461 | 17.0341 | 17.0341 | 35.6204 | 1.923 | 0 | 3.783 | 31.8374 | 0 | 32.7568 | 0 | 0 | 0.2285 | 0 | 0 | 3.783 | 31.8374 | 0 | 32.7568 | 0 | 0 | 0.24038 | 0.23598
2018-06-08 08:00 | 6 | 7 | 6 | 0 | 0 | 0.40857 | 1.2198 | 2.4397 | 3.2686 | 16.5561 | 6.9461 | 17.0341 | 17.0341 | 40.3914 | 2.4397 | 0.82889 | 0 | 40.3914 | 5.7576 | 55.6773 | 0.82889 | 0.82889 | 0 | 0 | 0 | 0 | 40.3914 | 0 | 55.6773 | 0.82889 | 0 | 0.40857 | 0.40575
2018-06-08 09:00 | 6 | 8 | 6 | 0 | 0 | 0.53798 | 1.3811 | 2.7623 | 4.3039 | 16.5561 | 6.9461 | 17.0341 | 17.0341 | 45.7322 | 2.7623 | 1.5416 | 0 | 45.7322 | 10.7081 | 73.3126 | 1.5416 | 2.3705 | 0 | 0 | 0 | 0 | 45.7322 | 0 | 73.3126 | 1.5416 | 0 | 0.53798 | 0.54428
2018-06-08 10:00 | 6 | 9 | 6 | 0 | 0 | 0.63326 | 1.5644 | 3.1289 | 5.0661 | 16.5561 | 6.9461 | 17.0341 | 17.0341 | 51.802 | 3.1289 | 1.9372 | 0 | 51.802 | 13.4561 | 86.2967 | 1.9372 | 4.3077 | 0 | 0 | 0 | 0 | 51.802 | 0 | 86.2967 | 1.9372 | 0 | 0.63326 | 0.64414
2018-06-08 11:00 | 6 | 10 | 6 | 0 | 0 | 0.6877 | 1.7456 | 3.4912 | 5.5016 | 16.5561 | 6.9461 | 17.0341 | 17.0341 | 57.8009 | 3.4912 | 2.0104 | 0 | 57.8009 | 13.9641 | 93.7148 | 2.0104 | 6.3181 | 0 | 0 | 0 | 0 | 57.8009 | 0 | 93.7148 | 2.0104 | 0 | 0.6877 | 0.62597
2018-06-08 12:00 | 6 | 11 | 6 | 0 | 1 | 0.69969 | 1.8578 | 3.7156 | 5.5976 | 25.1898 | 15.5798 | 17.0341 | 17.0341 | 93.5963 | 3.7156 | 1.8819 | 0 | 93.5963 | 29.3196 | 95.3495 | 1.8819 | 8.2 | 0 | 0 | 0 | 0 | 93.5963 | 0 | 95.3495 | 1.8819 | 0 | 0.69969 | 0.72787
2018-06-08 13:00 | 6 | 12 | 6 | 0 | 1 | 0.67579 | 1.9703 | 3.9406 | 5.4063 | 25.1898 | 15.5798 | 17.0341 | 17.0341 | 99.2625 | 3.9406 | 1.4657 | 0 | 99.2625 | 22.8353 | 92.0916 | 1.4657 | 9.6657 | 0 | 0 | 0 | 0 | 99.2625 | 0 | 92.0916 | 1.4657 | 0 | 0.67579 | 0.70242
2018-06-08 14:00 | 6 | 13 | 6 | 0 | 1 | 0.61643 | 2.1233 | 4.2467 | 4.9314 | 25.1898 | 15.5798 | 17.0341 | 17.0341 | 106.9722 | 4.2467 | 0.68474 | 0 | 106.9722 | 10.6681 | 84.0022 | 0.68474 | 10.3504 | 0 | 0 | 0 | 0 | 106.9722 | 0 | 84.0022 | 0.68474 | 0 | 0.61643 | 0.64132
2018-06-08 15:00 | 6 | 14 | 6 | 0 | 1 | 0.52564 | 2.307 | 4.6139 | 4.2051 | 25.1898 | 15.5798 | 17.0341 | 17.0341 | 116.223 | 4.2051 | 0 | 10.2969 | 105.9261 | 0 | 71.6308 | 0 | 10.3504 | 0.40877 | 0.40877 | 0 | 0 | 116.223 | 0 | 71.6308 | 0 | 0 | 0.52564 | 0.51198
2018-06-08 16:00 | 6 | 15 | 6 | 0 | 1 | 0.40574 | 2.4616 | 4.9231 | 3.2459 | 25.1898 | 15.5798 | 17.0341 | 17.0341 | 124.0122 | 3.2459 | 0 | 42.2481 | 81.7641 | 0 | 55.2916 | 0 | 9.9061 | 1.6772 | 1.6772 | 0 | 0 | 124.0122 | 0 | 55.2916 | 0 | 0 | 0.40574 | 0.35923
2018-06-08 17:00 | 6 | 16 | 6 | 0 | 1 | 0.24988 | 2.4148 | 4.8297 | 1.999 | 25.1898 | 15.5798 | 17.0341 | 17.0341 | 121.6588 | 1.999 | 0 | 71.3041 | 50.3547 | 0 | 34.0515 | 0 | 8.0831 | 2.8307 | 2.8307 | 0 | 0 | 121.6588 | 0 | 34.0515 | 0 | 0 | 0.24988 | 0.22628
2018-06-08 18:00 | 6 | 17 | 6 | 0 | 1 | 0.085076 | 2.3311 | 4.6622 | 0.68061 | 25.1898 | 15.5798 | 17.0341 | 17.0341 | 117.4406 | 0.68061 | 0 | 100.2963 | 17.1443 | 0 | 11.5936 | 0 | 5.0062 | 3.9816 | 3.9816 | 0 | 0 | 117.4406 | 0 | 11.5936 | 0 | 0 | 0.085076 | 0.093371
2018-06-08 19:00 | 6 | 18 | 6 | 0 | 1 | 0.012618 | 2.0881 | 4.1761 | 0.10095 | 25.1898 | 15.5798 | 17.0341 | 17.0341 | 105.1958 | 0.10095 | 0 | 102.653 | 2.5428 | 0 | 1.7195 | 0 | 0.67838 | 4.0752 | 0.62411 | 0 | 86.9317 | 18.2641 | 0 | 1.7195 | 0 | 0 | 0.012618 | 0.012497
2018-06-08 20:00 | 6 | 19 | 6 | 0 | 0 | 0 | 1.6941 | 3.3883 | 0 | 16.5561 | 6.9461 | 17.0341 | 17.0341 | 56.0969 | 0 | 0 | 56.0969 | 0 | 0 | 0 | 0 | 0 | 3.3883 | 0 | 0 | 56.0969 | 0 | 0 | 0 | 0 | 0 | 0 | 0
2018-06-08 21:00 | 6 | 20 | 6 | 0 | 0 | 0 | 1.4154 | 2.8308 | 0 | 16.5561 | 6.9461 | 17.0341 | 17.0341 | 46.8675 | 0 | 0 | 46.8675 | 0 | 0 | 0 | 0 | 0 | 2.8308 | 0 | 0 | 46.8675 | 0 | 0 | 0 | 0 | 0 | 0 | 0
2018-06-08 22:00 | 6 | 21 | 6 | 0 | 0 | 0 | 1.1507 | 2.3013 | 0 | 16.5561 | 6.9461 | 17.0341 | 17.0341 | 38.101 | 0 | 0 | 38.101 | 0 | 0 | 0 | 0 | 0 | 2.3013 | 0 | 0 | 38.101 | 0 | 0 | 0 | 0 | 0 | 0 | 0
2018-06-08 23:00 | 6 | 22 | 6 | 0 | 0 | 0 | 0.92279 | 1.8456 | 0 | 16.5561 | 6.9461 | 17.0341 | 17.0341 | 30.5556 | 0 | 0 | 30.5556 | 0 | 0 | 0 | 0 | 0 | 1.8456 | 0 | 0 | 30.5556 | 0 | 0 | 0 | 0 | 0 | 0 | 0
2018-06-09 | 6 | 23 | 6 | 0 | 0 | 0 | 0.78491 | 1.5698 | 0 | 16.5561 | 6.9461 | 17.0341 | 17.0341 | 25.9899 | 0 | 0 | 25.9899 | 0 | 0 | 0 | 0 | 0 | 1.5698 | 0 | 0 | 25.9899 | 0 | 0 | 0 | 0 | 0 | 0 | 0
2018-06-09 01:00 | 6 | 0 | 7 | 0 | 0 | 0 | 0.70506 | 1.4101 | 0 | 16.5561 | 6.9461 | 17.0341 | 17.0341 | 23.346 | 0 | 0 | 23.346 | 0 | 0 | 0 | 0 | 0 | 1.4101 | 0 | 0 | 23.346 | 0 | 0 | 0 | 0 | 0 | 0 | 0
2018-06-09 02:00 | 6 | 1 | 7 | 0 | 0 | 0 | 0.63128 | 1.2626 | 0 | 16.5561 | 6.9461 | 17.0341 | 17.0341 | 20.9029 | 0 | 0 | 20.9029 | 0 | 0 | 0 | 0 | 0 | 1.2626 | 0 | 0 | 20.9029 | 0 | 0 | 0 | 0 | 0 | 0 | 0
2018-06-09 03:00 | 6 | 2 | 7 | 0 | 0 | 0 | 0.57195 | 1.1439 | 0 | 16.5561 | 6.9461 | 17.0341 | 17.0341 | 18.9383 | 0 | 0 | 18.9383 | 0 | 0 | 0 | 0 | 0 | 1.1439 | 0 | 0 | 18.9383 | 0 | 0 | 0 | 0 | 0 | 0 | 0
2018-06-09 04:00 | 6 | 3 | 7 | 0 | 0 | 0 | 0.52185 | 1.0437 | 0 | 16.5561 | 6.9461 | 17.0341 | 17.0341 | 17.2797 | 0 | 0 | 17.2797 | 0 | 0 | 0 | 0 | 0 | 1.0437 | 0 | 0 | 17.2797 | 0 | 0 | 0 | 0 | 0 | 0 | 0
2018-06-09 05:00 | 6 | 4 | 7 | 0 | 0 | 0.0080601 | 0.57155 | 1.1431 | 0.064481 | 16.5561 | 6.9461 | 17.0341 | 17.0341 | 18.9253 | 0.064481 | 0 | 17.8578 | 1.0676 | 0 | 1.0984 | 0 | 0 | 1.0786 | 0 | 0 | 17.8578 | 1.0676 | 0 | 1.0984 | 0 | 0 | 0.0080601 | 0.0035147
2018-06-09 06:00 | 6 | 5 | 7 | 0 | 0 | 0.068193 | 0.73463 | 1.4693 | 0.54554 | 16.5561 | 6.9461 | 17.0341 | 17.0341 | 24.3252 | 0.54554 | 0 | 15.2931 | 9.032 | 0 | 9.2929 | 0 | 0 | 0.92372 | 0 | 0 | 15.2931 | 9.032 | 0 | 9.2929 | 0 | 0 | 0.068193 | 0.031273
2018-06-09 07:00 | 6 | 6 | 7 | 0 | 0 | 0.23321 | 0.99415 | 1.9883 | 1.8657 | 16.5561 | 6.9461 | 17.0341 | 17.0341 | 32.9185 | 1.8657 | 0 | 2.0301 | 30.8884 | 0 | 31.7804 | 0 | 0 | 0.12262 | 0 | 0 | 2.0301 | 30.8884 | 0 | 31.7804 | 0 | 0 | 0.23321 | 0.12421
2018-06-09 08:00 | 6 | 7 | 7 | 0 | 0 | 0.3975 | 1.2145 | 2.429 | 3.18 | 16.5561 | 6.9461 | 17.0341 | 17.0341 | 40.2145 | 2.429 | 0.75101 | 0 | 40.2145 | 5.2166 | 54.1687 | 0.75101 | 0.75101 | 0 | 0 | 0 | 0 | 40.2145 | 0 | 54.1687 | 0.75101 | 0 | 0.3975 | 0.23707
2018-06-09 09:00 | 6 | 8 | 7 | 0 | 0 | 0.52498 | 1.377 | 2.754 | 4.1999 | 16.5561 | 6.9461 | 17.0341 | 17.0341 | 45.5959 | 2.754 | 1.4458 | 0 | 45.5959 | 10.0429 | 71.5412 | 1.4458 | 2.1969 | 0 | 0 | 0 | 0 | 45.5959 | 0 | 71.5412 | 1.4458 | 0 | 0.52498 | 0.34466
2018-06-09 10:00 | 6 | 9 | 7 | 0 | 0 | 0.62087 | 1.4958 | 2.9916 | 4.9669 | 16.5561 | 6.9461 | 17.0341 | 17.0341 | 49.5285 | 2.9916 | 1.9754 | 0 | 49.5285 | 13.7212 | 84.6076 | 1.9754 | 4.1722 | 0 | 0 | 0 | 0 | 49.5285 | 0 | 84.6076 | 1.9754 | 0 | 0.62087 | 0.46376
2018-06-09 11:00 | 6 | 10 | 7 | 0 | 0 | 0.67826 | 1.6258 | 3.2515 | 5.4261 | 16.5561 | 6.9461 | 17.0341 | 17.0341 | 53.8321 | 3.2515 | 2.1746 | 0 | 53.8321 | 15.1047 | 92.4285 | 2.1746 | 6.3468 | 0 | 0 | 0 | 0 | 53.8321 | 0 | 92.4285 | 2.1746 | 0 | 0.67826 | 0.53862
2018-06-09 12:00 | 6 | 11 | 7 | 0 | 1 | 0.69917 | 1.7777 | 3.5553 | 5.5934 | 25.1898 | 15.5798 | 17.0341 | 17.0341 | 89.5577 | 3.5553 | 2.038 | 0 | 89.5577 | 31.7523 | 95.2782 | 2.038 | 8.3848 | 0 | 0 | 0 | 0 | 89.5577 | 0 | 95.2782 | 2.038 | 0 | 0.69917 | 0.4856
2018-06-09 13:00 | 6 | 12 | 7 | 0 | 1 | 0.67918 | 1.8319 | 3.6637 | 5.4335 | 25.1898 | 15.5798 | 17.0341 | 17.0341 | 92.288 | 3.6637 | 1.7697 | 0 | 92.288 | 27.5722 | 92.5543 | 1.7697 | 10.1546 | 0 | 0 | 0 | 0 | 92.288 | 0 | 92.5543 | 1.7697 | 0 | 0.67918 | 0.19827
2018-06-09 14:00 | 6 | 13 | 7 | 0 | 1 | 0.6234 | 2.0309 | 4.0617 | 4.9872 | 25.1898 | 15.5798 | 17.0341 | 17.0341 | 102.3139 | 4.0617 | 0.92551 | 0 | 102.3139 | 14.4192 | 84.9532 | 0.92551 | 11.0801 | 0 | 0 | 0 | 0 | 102.3139 | 0 | 84.9532 | 0.92551 | 0 | 0.6234 | 0.46341
2018-06-09 15:00 | 6 | 14 | 7 | 0 | 1 | 0.53056 | 2.0385 | 4.077 | 4.2445 | 25.1898 | 15.5798 | 17.0341 | 17.0341 | 102.6989 | 4.077 | 0.16749 | 0 | 102.6989 | 2.6095 | 72.3015 | 0.16749 | 11.2476 | 0 | 0 | 0 | 0 | 102.6989 | 0 | 72.3015 | 0.16749 | 0 | 0.53056 | 0.44973
2018-06-09 16:00 | 6 | 15 | 7 | 0 | 1 | 0.40844 | 1.7618 | 3.5236 | 3.2675 | 25.1898 | 15.5798 | 17.0341 | 17.0341 | 88.7581 | 3.2675 | 0 | 6.4503 | 82.3078 | 0 | 55.6593 | 0 | 11.2476 | 0.25607 | 0.25607 | 0 | 0 | 88.7581 | 0 | 55.6593 | 0 | 0 | 0.40844 | 0.28085
2018-06-09 17:00 | 6 | 16 | 7 | 0 | 1 | 0.24931 | 1.6791 | 3.3583 | 1.9945 | 25.1898 | 15.5798 | 17.0341 | 17.0341 | 84.5942 | 1.9945 | 0 | 34.3536 | 50.2407 | 0 | 33.9744 | 0 | 10.9693 | 1.3638 | 1.3638 | 0 | 0 | 84.5942 | 0 | 33.9744 | 0 | 0 | 0.24931 | 0.14194
2018-06-09 18:00 | 6 | 17 | 7 | 0 | 1 | 0.08577 | 1.6331 | 3.2661 | 0.68616 | 25.1898 | 15.5798 | 17.0341 | 17.0341 | 82.2734 | 0.68616 | 0 | 64.9892 | 17.2842 | 0 | 11.6882 | 0 | 9.4869 | 2.58 | 2.58 | 0 | 0 | 82.2734 | 0 | 11.6882 | 0 | 0 | 0.08577 | 0.070948
2018-06-09 19:00 | 6 | 18 | 7 | 0 | 1 | 0.012755 | 1.6333 | 3.2667 | 0.10204 | 25.1898 | 15.5798 | 17.0341 | 17.0341 | 82.2861 | 0.10204 | 0 | 79.7157 | 2.5704 | 0 | 1.7382 | 0 | 6.6825 | 3.1646 | 3.1646 | 0 | 0 | 82.2861 | 0 | 1.7382 | 0 | 0 | 0.012755 | 0.011426
2018-06-09 20:00 | 6 | 19 | 7 | 0 | 0 | 0 | 1.5199 | 3.0398 | 0 | 16.5561 | 6.9461 | 17.0341 | 17.0341 | 50.3278 | 0 | 0 | 50.3278 | 0 | 0 | 0 | 0 | 3.2427 | 3.0398 | 2.9833 | 0 | 0.93561 | 49.3921 | 0 | 0 | 0 | 0 | 0 | 0
2018-06-09 21:00 | 6 | 20 | 7 | 0 | 0 | 0 | 1.2695 | 2.539 | 0 | 16.5561 | 6.9461 | 17.0341 | 17.0341 | 42.0355 | 0 | 0 | 42.0355 | 0 | 0 | 0 | 0 | 0 | 2.539 | 0 | 0 | 42.0355 | 0 | 0 | 0 | 0 | 0 | 0 | 0
2018-06-09 22:00 | 6 | 21 | 7 | 0 | 0 | 0 | 1.0408 | 2.0816 | 0 | 16.5561 | 6.9461 | 17.0341 | 17.0341 | 34.4627 | 0 | 0 | 34.4627 | 0 | 0 | 0 | 0 | 0 | 2.0816 | 0 | 0 | 34.4627 | 0 | 0 | 0 | 0 | 0 | 0 | 0
2018-06-09 23:00 | 6 | 22 | 7 | 0 | 0 | 0 | 0.84321 | 1.6864 | 0 | 16.5561 | 6.9461 | 17.0341 | 17.0341 | 27.9206 | 0 | 0 | 27.9206 | 0 | 0 | 0 | 0 | 0 | 1.6864 | 0 | 0 | 27.9206 | 0 | 0 | 0 | 0 | 0 | 0 | 0
2018-06-10 | 6 | 23 | 7 | 0 | 0 | 0 | 0.69841 | 1.3968 | 0 | 16.5561 | 6.9461 | 17.0341 | 17.0341 | 23.1259 | 0 | 0 | 23.1259 | 0 | 0 | 0 | 0 | 0 | 1.3968 | 0 | 0 | 23.1259 | 0 | 0 | 0 | 0 | 0 | 0 | 0
2018-06-10 01:00 | 6 | 0 | 1 | 0 | 0 | 0 | 0.60805 | 1.2161 | 0 | 16.5561 | 6.9461 | 17.0341 | 17.0341 | 20.1339 | 0 | 0 | 20.1339 | 0 | 0 | 0 | 0 | 0 | 1.2161 | 0 | 0 | 20.1339 | 0 | 0 | 0 | 0 | 0 | 0 | 0
2018-06-10 02:00 | 6 | 1 | 1 | 0 | 0 | 0 | 0.56827 | 1.1365 | 0 | 16.5561 | 6.9461 | 17.0341 | 17.0341 | 18.8168 | 0 | 0 | 18.8168 | 0 | 0 | 0 | 0 | 0 | 1.1365 | 0 | 0 | 18.8168 | 0 | 0 | 0 | 0 | 0 | 0 | 0
2018-06-10 03:00 | 6 | 2 | 1 | 0 | 0 | 0 | 0.56513 | 1.1303 | 0 | 16.5561 | 6.9461 | 17.0341 | 17.0341 | 18.7127 | 0 | 0 | 18.7127 | 0 | 0 | 0 | 0 | 0 | 1.1303 | 0 | 0 | 18.7127 | 0 | 0 | 0 | 0 | 0 | 0 | 0
2018-06-10 04:00 | 6 | 3 | 1 | 0 | 0 | 0 | 0.54529 | 1.0906 | 0 | 16.5561 | 6.9461 | 17.0341 | 17.0341 | 18.0558 | 0 | 0 | 18.0558 | 0 | 0 | 0 | 0 | 0 | 1.0906 | 0 | 0 | 18.0558 | 0 | 0 | 0 | 0 | 0 | 0 | 0
2018-06-10 05:00 | 6 | 4 | 1 | 0 | 0 | 0.0088258 | 0.59258 | 1.1852 | 0.070607 | 16.5561 | 6.9461 | 17.0341 | 17.0341 | 19.6215 | 0.070607 | 0 | 18.4526 | 1.169 | 0 | 1.2027 | 0 | 0 | 1.1146 | 0 | 0 | 18.4526 | 1.169 | 0 | 1.2027 | 0 | 0 | 0.0088258 | 0
2018-06-10 06:00 | 6 | 5 | 1 | 0 | 0 | 0.065943 | 0.79341 | 1.5868 | 0.52755 | 16.5561 | 6.9461 | 17.0341 | 17.0341 | 26.2714 | 0.52755 | 0 | 17.5373 | 8.7341 | 0 | 8.9863 | 0 | 0 | 1.0593 | 0 | 0 | 17.5373 | 8.7341 | 0 | 8.9863 | 0 | 0 | 0.065943 | 0.040985
2018-06-10 07:00 | 6 | 6 | 1 | 0 | 0 | 0.22284 | 1.0475 | 2.0951 | 1.7827 | 16.5561 | 6.9461 | 17.0341 | 17.0341 | 34.6865 | 1.7827 | 0 | 5.1722 | 29.5143 | 0 | 30.3666 | 0 | 0 | 0.31241 | 0 | 0 | 5.1722 | 29.5143 | 0 | 30.3666 | 0 | 0 | 0.22284 | 0.041993
2018-06-10 08:00 | 6 | 7 | 1 | 0 | 0 | 0.38126 | 1.3103 | 2.6205 | 3.05 | 16.5561 | 6.9461 | 17.0341 | 17.0341 | 43.3859 | 2.6205 | 0.42949 | 0 | 43.3859 | 2.9833 | 51.9548 | 0.42949 | 0.42949 | 0 | 0 | 0 | 0 | 43.3859 | 0 | 51.9548 | 0.42949 | 0 | 0.38126 | 0.063483
2018-06-10 09:00 | 6 | 8 | 1 | 0 | 0 | 0.5049 | 1.5495 | 3.0989 | 4.0392 | 16.5561 | 6.9461 | 17.0341 | 17.0341 | 51.3056 | 3.0989 | 0.94031 | 0 | 51.3056 | 6.5315 | 68.8045 | 0.94031 | 1.3698 | 0 | 0 | 0 | 0 | 51.3056 | 0 | 68.8045 | 0.94031 | 0 | 0.5049 | 0.11062
2018-06-10 10:00 | 6 | 9 | 1 | 0 | 0 | 0.59137 | 1.8635 | 3.7271 | 4.7309 | 16.5561 | 6.9461 | 17.0341 | 17.0341 | 61.7058 | 3.7271 | 1.0038 | 0 | 61.7058 | 6.9727 | 80.5872 | 1.0038 | 2.3736 | 0 | 0 | 0 | 0 | 61.7058 | 0 | 80.5872 | 1.0038 | 0 | 0.59137 | 0.21649
2018-06-10 11:00 | 6 | 10 | 1 | 0 | 0 | 0.64855 | 2.0628 | 4.1256 | 5.1884 | 16.5561 | 6.9461 | 17.0341 | 17.0341 | 68.3043 | 4.1256 | 1.0628 | 0 | 68.3043 | 7.3823 | 88.3806 | 1.0628 | 3.4364 | 0 | 0 | 0 | 0 | 68.3043 | 0 | 88.3806 | 1.0628 | 0 | 0.64855 | 0.36102
2018-06-10 12:00 | 6 | 11 | 1 | 0 | 1 | 0.42079 | 2.2033 | 4.4066 | 3.3663 | 25.1898 | 15.5798 | 17.0341 | 17.0341 | 111.001 | 3.3663 | 0 | 26.2046 | 84.7964 | 0 | 57.3421 | 0 | 3.4364 | 1.0403 | 1.0403 | 0 | 0 | 111.001 | 0 | 57.3421 | 0 | 0 | 0.42079 | 0.21444
2018-06-10 13:00 | 6 | 12 | 1 | 0 | 1 | 0.21496 | 2.2809 | 4.5618 | 1.7197 | 25.1898 | 15.5798 | 17.0341 | 17.0341 | 114.9096 | 1.7197 | 0 | 71.5915 | 43.3181 | 0 | 29.2931 | 0 | 2.3057 | 2.8421 | 2.1212 | 0 | 18.1581 | 96.7515 | 0 | 29.2931 | 0 | 0 | 0.21496 | 0.21584
2018-06-10 14:00 | 6 | 13 | 1 | 0 | 1 | 0.45612 | 2.332 | 4.6641 | 3.649 | 25.1898 | 15.5798 | 17.0341 | 17.0341 | 117.4864 | 3.649 | 0 | 25.5698 | 91.9166 | 0 | 62.157 | 0 | 0 | 1.0151 | 0 | 0 | 25.5698 | 91.9166 | 0 | 62.157 | 0 | 0 | 0.45612 | 0.064833
2018-06-10 15:00 | 6 | 14 | 1 | 0 | 1 | 0.24246 | 2.3856 | 4.7712 | 1.9397 | 25.1898 | 15.5798 | 17.0341 | 17.0341 | 120.1845 | 1.9397 | 0 | 71.3248 | 48.8597 | 0 | 33.0405 | 0 | 0 | 2.8315 | 0 | 0 | 71.3248 | 48.8597 | 0 | 33.0405 | 0 | 0 | 0.24246 | 0.14509
2018-06-10 16:00 | 6 | 15 | 1 | 0 | 1 | 0.24177 | 2.5389 | 5.0777 | 1.9341 | 25.1898 | 15.5798 | 17.0341 | 17.0341 | 127.9065 | 1.9341 | 0 | 79.1863 | 48.7202 | 0 | 32.9462 | 0 | 0 | 3.1436 | 0 | 0 | 79.1863 | 48.7202 | 0 | 32.9462 | 0 | 0 | 0.24177 | 0.14597
2018-06-10 17:00 | 6 | 16 | 1 | 0 | 1 | 0.095983 | 2.5695 | 5.1391 | 0.76787 | 25.1898 | 15.5798 | 17.0341 | 17.0341 | 129.4524 | 0.76787 | 0 | 110.11 | 19.3423 | 0 | 13.0799 | 0 | 0 | 4.3712 | 0 | 0 | 110.11 | 19.3423 | 0 | 13.0799 | 0 | 0 | 0.095983 | 0.047498
2018-06-10 18:00 | 6 | 17 | 1 | 0 | 1 | 0.024686 | 2.3984 | 4.7969 | 0.19749 | 25.1898 | 15.5798 | 17.0341 | 17.0341 | 120.8318 | 0.19749 | 0 | 115.8571 | 4.9747 | 0 | 3.364 | 0 | 0 | 4.5994 | 0 | 0 | 115.8571 | 4.9747 | 0 | 3.364 | 0 | 0 | 0.024686 | 0.048936
2018-06-10 19:00 | 6 | 18 | 1 | 0 | 1 | 0.0041945 | 2.2076 | 4.4152 | 0.033556 | 25.1898 | 15.5798 | 17.0341 | 17.0341 | 111.2168 | 0.033556 | 0 | 110.3715 | 0.84527 | 0 | 0.5716 | 0 | 0 | 4.3816 | 0 | 0 | 110.3715 | 0.84527 | 0 | 0.5716 | 0 | 0 | 0.0041945 | 0.003219
2018-06-10 20:00 | 6 | 19 | 1 | 0 | 0 | 0 | 2.0716 | 4.1431 | 0 | 16.5561 | 6.9461 | 17.0341 | 17.0341 | 68.5941 | 0 | 0 | 68.5941 | 0 | 0 | 0 | 0 | 0 | 4.1431 | 0 | 0 | 68.5941 | 0 | 0 | 0 | 0 | 0 | 0 | 0
2018-06-10 21:00 | 6 | 20 | 1 | 0 | 0 | 0 | 1.746 | 3.492 | 0 | 16.5561 | 6.9461 | 17.0341 | 17.0341 | 57.8137 | 0 | 0 | 57.8137 | 0 | 0 | 0 | 0 | 0 | 3.492 | 0 | 0 | 57.8137 | 0 | 0 | 0 | 0 | 0 | 0 | 0
2018-06-10 22:00 | 6 | 21 | 1 | 0 | 0 | 0 | 1.4576 | 2.9151 | 0 | 16.5561 | 6.9461 | 17.0341 | 17.0341 | 48.2628 | 0 | 0 | 48.2628 | 0 | 0 | 0 | 0 | 0 | 2.9151 | 0 | 0 | 48.2628 | 0 | 0 | 0 | 0 | 0 | 0 | 0
2018-06-10 23:00 | 6 | 22 | 1 | 0 | 0 | 0 | 1.2064 | 2.4127 | 0 | 16.5561 | 6.9461 | 17.0341 | 17.0341 | 39.9452 | 0 | 0 | 39.9452 | 0 | 0 | 0 | 0 | 0 | 2.4127 | 0 | 0 | 39.9452 | 0 | 0 | 0 | 0 | 0 | 0 | 0
2018-06-11 | 6 | 23 | 1 | 0 | 0 | 0 | 1.09 | 2.18 | 0 | 16.5561 | 6.9461 | 17.0341 | 17.0341 | 36.0922 | 0 | 0 | 36.0922 | 0 | 0 | 0 | 0 | 0 | 2.18 | 0 | 0 | 36.0922 | 0 | 0 | 0 | 0 | 0 | 0 | 0
2018-06-11 01:00 | 6 | 0 | 2 | 0 | 0 | 0 | 0.96953 | 1.9391 | 0 | 16.5561 | 6.9461 | 17.0341 | 17.0341 | 32.1033 | 0 | 0 | 32.1033 | 0 | 0 | 0 | 0 | 0 | 1.9391 | 0 | 0 | 32.1033 | 0 | 0 | 0 | 0 | 0 | 0 | 0
2018-06-11 02:00 | 6 | 1 | 2 | 0 | 0 | 0 | 0.82533 | 1.6507 | 0 | 16.5561 | 6.9461 | 17.0341 | 17.0341 | 27.3284 | 0 | 0 | 27.3284 | 0 | 0 | 0 | 0 | 0 | 1.6507 | 0 | 0 | 27.3284 | 0 | 0 | 0 | 0 | 0 | 0 | 0
2018-06-11 03:00 | 6 | 2 | 2 | 0 | 0 | 0 | 0.7925 | 1.585 | 0 | 16.5561 | 6.9461 | 17.0341 | 17.0341 | 26.2413 | 0 | 0 | 26.2413 | 0 | 0 | 0 | 0 | 0 | 1.585 | 0 | 0 | 26.2413 | 0 | 0 | 0 | 0 | 0 | 0 | 0
2018-06-11 04:00 | 6 | 3 | 2 | 0 | 0 | 0 | 0.79339 | 1.5868 | 0 | 16.5561 | 6.9461 | 17.0341 | 17.0341 | 26.2707 | 0 | 0 | 26.2707 | 0 | 0 | 0 | 0 | 0 | 1.5868 | 0 | 0 | 26.2707 | 0 | 0 | 0 | 0 | 0 | 0 | 0
2018-06-11 05:00 | 6 | 4 | 2 | 0 | 0 | 0.0073551 | 0.90148 | 1.803 | 0.058841 | 16.5561 | 6.9461 | 17.0341 | 17.0341 | 29.8501 | 0.058841 | 0 | 28.8759 | 0.97417 | 0 | 1.0023 | 0 | 0 | 1.7441 | 0 | 0 | 28.8759 | 0.97417 | 0 | 1.0023 | 0 | 0 | 0.0073551 | 0.001807
2018-06-11 06:00 | 6 | 5 | 2 | 0 | 0 | 0.065212 | 1.097 | 2.194 | 0.52169 | 16.5561 | 6.9461 | 17.0341 | 17.0341 | 36.324 | 0.52169 | 0 | 27.6868 | 8.6372 | 0 | 8.8866 | 0 | 0 | 1.6723 | 0 | 0 | 27.6868 | 8.6372 | 0 | 8.8866 | 0 | 0 | 0.065212 | 0.048737
2018-06-11 07:00 | 6 | 6 | 2 | 0 | 0 | 0.17043 | 1.2045 | 2.4089 | 1.3634 | 16.5561 | 6.9461 | 17.0341 | 17.0341 | 39.8825 | 1.3634 | 0 | 17.3097 | 22.5728 | 0 | 23.2246 | 0 | 0 | 1.0455 | 0 | 0 | 17.3097 | 22.5728 | 0 | 23.2246 | 0 | 0 | 0.17043 | 0.044995
2018-06-11 08:00 | 6 | 7 | 2 | 0 | 0 | 0.38698 | 1.3666 | 2.7333 | 3.0958 | 16.5561 | 6.9461 | 17.0341 | 17.0341 | 45.2524 | 2.7333 | 0.36255 | 0 | 45.2524 | 2.5183 | 52.735 | 0.36255 | 0.36255 | 0 | 0 | 0 | 0 | 45.2524 | 0 | 52.735 | 0.36255 | 0 | 0.38698 | 0.029545
2018-06-11 09:00 | 6 | 8 | 2 | 0 | 0 | 0.51223 | 1.5161 | 3.0323 | 4.0978 | 16.5561 | 6.9461 | 17.0341 | 17.0341 | 50.2023 | 3.0323 | 1.0656 | 0 | 50.2023 | 7.4016 | 69.8033 | 1.0656 | 1.4281 | 0 | 0 | 0 | 0 | 50.2023 | 0 | 69.8033 | 1.0656 | 0 | 0.51223 | 0.20466
2018-06-11 10:00 | 6 | 9 | 2 | 0 | 0 | 0.60528 | 1.642 | 3.2839 | 4.8422 | 16.5561 | 6.9461 | 17.0341 | 17.0341 | 54.3689 | 3.2839 | 1.5583 | 0 | 54.3689 | 10.8241 | 82.4834 | 1.5583 | 2.9864 | 0 | 0 | 0 | 0 | 54.3689 | 0 | 82.4834 | 1.5583 | 0 | 0.60528 | 0.30234
2018-06-11 11:00 | 6 | 10 | 2 | 0 | 0 | 0.66071 | 1.8344 | 3.6689 | 5.2857 | 16.5561 | 6.9461 | 17.0341 | 17.0341 | 60.7423 | 3.6689 | 1.6168 | 0 | 60.7423 | 11.2302 | 90.0366 | 1.6168 | 4.6032 | 0 | 0 | 0 | 0 | 60.7423 | 0 | 90.0366 | 1.6168 | 0 | 0.66071 | 0.55079
2018-06-11 12:00 | 6 | 11 | 2 | 0 | 1 | 0.54565 | 1.9154 | 3.8308 | 4.3652 | 25.1898 | 15.5798 | 17.0341 | 17.0341 | 96.4975 | 3.8308 | 0.53434 | 0 | 96.4975 | 8.3249 | 74.3569 | 0.53434 | 5.1376 | 0 | 0 | 0 | 0 | 96.4975 | 0 | 74.3569 | 0.53434 | 0 | 0.54565 | 0.51632
2018-06-11 13:00 | 6 | 12 | 2 | 0 | 1 | 0.65404 | 2.0632 | 4.1264 | 5.2323 | 25.1898 | 15.5798 | 17.0341 | 17.0341 | 103.9431 | 4.1264 | 1.1059 | 0 | 103.9431 | 17.2298 | 89.128 | 1.1059 | 6.2435 | 0 | 0 | 0 | 0 | 103.9431 | 0 | 89.128 | 1.1059 | 0 | 0.65404 | 0.47633
2018-06-11 14:00 | 6 | 13 | 2 | 0 | 1 | 0.59935 | 2.1941 | 4.3882 | 4.7948 | 25.1898 | 15.5798 | 17.0341 | 17.0341 | 110.5378 | 4.3882 | 0.40661 | 0 | 110.5378 | 6.3349 | 81.6756 | 0.40661 | 6.6501 | 0 | 0 | 0 | 0 | 110.5378 | 0 | 81.6756 | 0.40661 | 0 | 0.59935 | 0.31339
2018-06-11 15:00 | 6 | 14 | 2 | 0 | 1 | 0.51132 | 2.3085 | 4.6169 | 4.0906 | 25.1898 | 15.5798 | 17.0341 | 17.0341 | 116.2997 | 4.0906 | 0 | 13.2587 | 103.041 | 0 | 69.6797 | 0 | 6.6501 | 0.52635 | 0.52635 | 0 | 0 | 116.2997 | 0 | 69.6797 | 0 | 0 | 0.51132 | 0.23137
2018-06-11 16:00 | 6 | 15 | 2 | 0 | 1 | 0.31502 | 2.4288 | 4.8576 | 2.5202 | 25.1898 | 15.5798 | 17.0341 | 17.0341 | 122.361 | 2.5202 | 0 | 58.8784 | 63.4826 | 0 | 42.929 | 0 | 6.078 | 2.3374 | 2.3374 | 0 | 0 | 122.361 | 0 | 42.929 | 0 | 0 | 0.31502 | 0.23514
2018-06-11 17:00 | 6 | 16 | 2 | 0 | 1 | 0.20202 | 2.3639 | 4.7279 | 1.6161 | 25.1898 | 15.5798 | 17.0341 | 17.0341 | 119.0936 | 1.6161 | 0 | 78.3839 | 40.7097 | 0 | 27.5292 | 0 | 3.5373 | 3.1117 | 3.1117 | 0 | 0 | 119.0936 | 0 | 27.5292 | 0 | 0 | 0.20202 | 0.16575
2018-06-11 18:00 | 6 | 17 | 2 | 0 | 1 | 0.080126 | 2.2323 | 4.4647 | 0.64101 | 25.1898 | 15.5798 | 17.0341 | 17.0341 | 112.4643 | 0.64101 | 0 | 96.3175 | 16.1468 | 0 | 10.919 | 0 | 0.15498 | 3.8237 | 0.14258 | 0 | 92.7259 | 19.7384 | 0 | 10.919 | 0 | 0 | 0.080126 | 0.092817
2018-06-11 19:00 | 6 | 18 | 2 | 0 | 1 | 0.012974 | 2.125 | 4.25 | 0.10379 | 25.1898 | 15.5798 | 17.0341 | 17.0341 | 107.0564 | 0.10379 | 0 | 104.4419 | 2.6145 | 0 | 1.768 | 0 | 0 | 4.1462 | 0 | 0 | 104.4419 | 2.6145 | 0 | 1.768 | 0 | 0 | 0.012974 | 0.015139
2018-06-11 20:00 | 6 | 19 | 2 | 0 | 0 | 0 | 1.9261 | 3.8523 | 0 | 16.5561 | 6.9461 | 17.0341 | 17.0341 | 63.7783 | 0 | 0 | 63.7783 | 0 | 0 | 0 | 0 | 0 | 3.8523 | 0 | 0 | 63.7783 | 0 | 0 | 0 | 0 | 0 | 0 | 0
2018-06-11 21:00 | 6 | 20 | 2 | 0 | 0 | 0 | 1.6078 | 3.2156 | 0 | 16.5561 | 6.9461 | 17.0341 | 17.0341 | 53.2375 | 0 | 0 | 53.2375 | 0 | 0 | 0 | 0 | 0 | 3.2156 | 0 | 0 | 53.2375 | 0 | 0 | 0 | 0 | 0 | 0 | 0
2018-06-11 22:00 | 6 | 21 | 2 | 0 | 0 | 0 | 1.3344 | 2.6688 | 0 | 16.5561 | 6.9461 | 17.0341 | 17.0341 | 44.1851 | 0 | 0 | 44.1851 | 0 | 0 | 0 | 0 | 0 | 2.6688 | 0 | 0 | 44.1851 | 0 | 0 | 0 | 0 | 0 | 0 | 0
2018-06-11 23:00 | 6 | 22 | 2 | 0 | 0 | 0 | 1.1951 | 2.3902 | 0 | 16.5561 | 6.9461 | 17.0341 | 17.0341 | 39.5716 | 0 | 0 | 39.5716 | 0 | 0 | 0 | 0 | 0 | 2.3902 | 0 | 0 | 39.5716 | 0 | 0 | 0 | 0 | 0 | 0 | 0
2018-06-12 | 6 | 23 | 2 | 0 | 0 | 0 | 0.98736 | 1.9747 | 0 | 16.5561 | 6.9461 | 17.0341 | 17.0341 | 32.6934 | 0 | 0 | 32.6934 | 0 | 0 | 0 | 0 | 0 | 1.9747 | 0 | 0 | 32.6934 | 0 | 0 | 0 | 0 | 0 | 0 | 0
2018-06-12 01:00 | 6 | 0 | 3 | 0 | 0 | 0 | 0.86554 | 1.7311 | 0 | 16.5561 | 6.9461 | 17.0341 | 17.0341 | 28.66 | 0 | 0 | 28.66 | 0 | 0 | 0 | 0 | 0 | 1.7311 | 0 | 0 | 28.66 | 0 | 0 | 0 | 0 | 0 | 0 | 0
2018-06-12 02:00 | 6 | 1 | 3 | 0 | 0 | 0 | 0.75911 | 1.5182 | 0 | 16.5561 | 6.9461 | 17.0341 | 17.0341 | 25.1358 | 0 | 0 | 25.1358 | 0 | 0 | 0 | 0 | 0 | 1.5182 | 0 | 0 | 25.1358 | 0 | 0 | 0 | 0 | 0 | 0 | 0
2018-06-12 03:00 | 6 | 2 | 3 | 0 | 0 | 0 | 0.68864 | 1.3773 | 0 | 16.5561 | 6.9461 | 17.0341 | 17.0341 | 22.8023 | 0 | 0 | 22.8023 | 0 | 0 | 0 | 0 | 0 | 1.3773 | 0 | 0 | 22.8023 | 0 | 0 | 0 | 0 | 0 | 0 | 0
2018-06-12 04:00 | 6 | 3 | 3 | 0 | 0 | 0 | 0.68452 | 1.369 | 0 | 16.5561 | 6.9461 | 17.0341 | 17.0341 | 22.666 | 0 | 0 | 22.666 | 0 | 0 | 0 | 0 | 0 | 1.369 | 0 | 0 | 22.666 | 0 | 0 | 0 | 0 | 0 | 0 | 0
2018-06-12 05:00 | 6 | 4 | 3 | 0 | 0 | 0.0052414 | 0.78034 | 1.5607 | 0.041931 | 16.5561 | 6.9461 | 17.0341 | 17.0341 | 25.8388 | 0.041931 | 0 | 25.1446 | 0.69422 | 0 | 0.71426 | 0 | 0 | 1.5188 | 0 | 0 | 25.1446 | 0.69422 | 0 | 0.71426 | 0 | 0 | 0.0052414 | 0.0065087
2018-06-12 06:00 | 6 | 5 | 3 | 0 | 0 | 0.0068499 | 1.0075 | 2.0149 | 0.054799 | 16.5561 | 6.9461 | 17.0341 | 17.0341 | 33.3595 | 0.054799 | 0 | 32.4523 | 0.90726 | 0 | 0.93346 | 0 | 0 | 1.9601 | 0 | 0 | 32.4523 | 0.90726 | 0 | 0.93346 | 0 | 0 | 0.0068499 | 0.049524
2018-06-12 07:00 | 6 | 6 | 3 | 0 | 0 | 0.09836 | 1.2354 | 2.4708 | 0.78688 | 16.5561 | 6.9461 | 17.0341 | 17.0341 | 40.9074 | 0.78688 | 0 | 27.8798 | 13.0277 | 0 | 13.4039 | 0 | 0 | 1.684 | 0 | 0 | 27.8798 | 13.0277 | 0 | 13.4039 | 0 | 0 | 0.09836 | 0.10037
2018-06-12 08:00 | 6 | 7 | 3 | 0 | 0 | 0.25868 | 1.4188 | 2.8376 | 2.0695 | 16.5561 | 6.9461 | 17.0341 | 17.0341 | 46.9787 | 2.0695 | 0 | 12.7165 | 34.2622 | 0 | 35.2515 | 0 | 0 | 0.76809 | 0 | 0 | 12.7165 | 34.2622 | 0 | 35.2515 | 0 | 0 | 0.25868 | 0.33559
2018-06-12 09:00 | 6 | 8 | 3 | 0 | 0 | 0.18746 | 1.5671 | 3.1342 | 1.4997 | 16.5561 | 6.9461 | 17.0341 | 17.0341 | 51.8892 | 1.4997 | 0 | 27.0607 | 24.8285 | 0 | 25.5455 | 0 | 0 | 1.6345 | 0 | 0 | 27.0607 | 24.8285 | 0 | 25.5455 | 0 | 0 | 0.18746 | 0.19804
2018-06-12 10:00 | 6 | 9 | 3 | 0 | 0 | 0.28645 | 1.8458 | 3.6916 | 2.2916 | 16.5561 | 6.9461 | 17.0341 | 17.0341 | 61.1183 | 2.2916 | 0 | 23.1787 | 37.9396 | 0 | 39.0352 | 0 | 0 | 1.4 | 0 | 0 | 23.1787 | 37.9396 | 0 | 39.0352 | 0 | 0 | 0.28645 | 0.34275
2018-06-12 11:00 | 6 | 10 | 3 | 0 | 0 | 0.27967 | 2.0389 | 4.0777 | 2.2373 | 16.5561 | 6.9461 | 17.0341 | 17.0341 | 67.5108 | 2.2373 | 0 | 30.4694 | 37.0415 | 0 | 38.1111 | 0 | 0 | 1.8404 | 0 | 0 | 30.4694 | 37.0415 | 0 | 38.1111 | 0 | 0 | 0.27967 | 0.3788
2018-06-12 12:00 | 6 | 11 | 3 | 0 | 1 | 0.60835 | 2.1088 | 4.2176 | 4.8668 | 25.1898 | 15.5798 | 17.0341 | 17.0341 | 106.2405 | 4.2176 | 0.64921 | 0 | 106.2405 | 10.1145 | 82.902 | 0.64921 | 0.64921 | 0 | 0 | 0 | 0 | 106.2405 | 0 | 82.902 | 0.64921 | 0 | 0.60835 | 0.43431
2018-06-12 13:00 | 6 | 12 | 3 | 0 | 1 | 0.48759 | 2.1448 | 4.2896 | 3.9007 | 25.1898 | 15.5798 | 17.0341 | 17.0341 | 108.0549 | 3.9007 | 0 | 9.7973 | 98.2576 | 0 | 66.445 | 0 | 0.64921 | 0.38894 | 0.38894 | 0 | 0 | 108.0549 | 0 | 66.445 | 0 | 0 | 0.48759 | 0.47038
2018-06-12 14:00 | 6 | 13 | 3 | 0 | 1 | 0.52116 | 2.3344 | 4.6688 | 4.1692 | 25.1898 | 15.5798 | 17.0341 | 17.0341 | 117.6053 | 4.1692 | 0 | 12.5829 | 105.0223 | 0 | 71.0196 | 0 | 0.22645 | 0.49953 | 0.20833 | 0 | 7.3351 | 110.2701 | 0 | 71.0196 | 0 | 0 | 0.52116 | 0.52901
2018-06-12 15:00 | 6 | 14 | 3 | 0 | 1 | 0.4637 | 2.4312 | 4.8623 | 3.7096 | 25.1898 | 15.5798 | 17.0341 | 17.0341 | 122.4803 | 3.7096 | 0 | 29.0362 | 93.4441 | 0 | 63.19 | 0 | 0 | 1.1527 | 0 | 0 | 29.0362 | 93.4441 | 0 | 63.19 | 0 | 0 | 0.4637 | 0.33376
2018-06-12 16:00 | 6 | 15 | 3 | 0 | 1 | 0.36361 | 2.1075 | 4.2151 | 2.9089 | 25.1898 | 15.5798 | 17.0341 | 17.0341 | 106.1765 | 2.9089 | 0 | 32.9031 | 73.2734 | 0 | 49.5499 | 0 | 0 | 1.3062 | 0 | 0 | 32.9031 | 73.2734 | 0 | 49.5499 | 0 | 0 | 0.36361 | 0.25625
2018-06-12 17:00 | 6 | 16 | 3 | 0 | 1 | 0.23395 | 1.7122 | 3.4243 | 1.8716 | 25.1898 | 15.5798 | 17.0341 | 17.0341 | 86.2585 | 1.8716 | 0 | 39.1138 | 47.1447 | 0 | 31.8808 | 0 | 0 | 1.5528 | 0 | 0 | 39.1138 | 47.1447 | 0 | 31.8808 | 0 | 0 | 0.23395 | 0.13884
2018-06-12 18:00 | 6 | 17 | 3 | 0 | 1 | 0.08006 | 1.5877 | 3.1754 | 0.64048 | 25.1898 | 15.5798 | 17.0341 | 17.0341 | 79.9885 | 0.64048 | 0 | 63.8549 | 16.1336 | 0 | 10.9101 | 0 | 0 | 2.535 | 0 | 0 | 63.8549 | 16.1336 | 0 | 10.9101 | 0 | 0 | 0.08006 | 0.08852
2018-06-12 19:00 | 6 | 18 | 3 | 0 | 1 | 0.012437 | 1.5078 | 3.0156 | 0.099498 | 25.1898 | 15.5798 | 17.0341 | 17.0341 | 75.9623 | 0.099498 | 0 | 73.456 | 2.5063 | 0 | 1.6949 | 0 | 0 | 2.9161 | 0 | 0 | 73.456 | 2.5063 | 0 | 1.6949 | 0 | 0 | 0.012437 | 0.0187
2018-06-12 20:00 | 6 | 19 | 3 | 0 | 0 | 0 | 1.4549 | 2.9098 | 0 | 16.5561 | 6.9461 | 17.0341 | 17.0341 | 48.1752 | 0 | 0 | 48.1752 | 0 | 0 | 0 | 0 | 0 | 2.9098 | 0 | 0 | 48.1752 | 0 | 0 | 0 | 0 | 0 | 0 | 0
2018-06-12 21:00 | 6 | 20 | 3 | 0 | 0 | 0 | 1.267 | 2.534 | 0 | 16.5561 | 6.9461 | 17.0341 | 17.0341 | 41.9534 | 0 | 0 | 41.9534 | 0 | 0 | 0 | 0 | 0 | 2.534 | 0 | 0 | 41.9534 | 0 | 0 | 0 | 0 | 0 | 0 | 0
2018-06-12 22:00 | 6 | 21 | 3 | 0 | 0 | 0 | 1.0083 | 2.0165 | 0 | 16.5561 | 6.9461 | 17.0341 | 17.0341 | 33.3855 | 0 | 0 | 33.3855 | 0 | 0 | 0 | 0 | 0 | 2.0165 | 0 | 0 | 33.3855 | 0 | 0 | 0 | 0 | 0 | 0 | 0
2018-06-12 23:00 | 6 | 22 | 3 | 0 | 0 | 0 | 0.80958 | 1.6192 | 0 | 16.5561 | 6.9461 | 17.0341 | 17.0341 | 26.8069 | 0 | 0 | 26.8069 | 0 | 0 | 0 | 0 | 0 | 1.6192 | 0 | 0 | 26.8069 | 0 | 0 | 0 | 0 | 0 | 0 | 0
2018-06-13 | 6 | 23 | 3 | 0 | 0 | 0 | 0.67859 | 1.3572 | 0 | 16.5561 | 6.9461 | 17.0341 | 17.0341 | 22.4695 | 0 | 0 | 22.4695 | 0 | 0 | 0 | 0 | 0 | 1.3572 | 0 | 0 | 22.4695 | 0 | 0 | 0 | 0 | 0 | 0 | 0
2018-06-13 01:00 | 6 | 0 | 4 | 0 | 0 | 0 | 0.61266 | 1.2253 | 0 | 16.5561 | 6.9461 | 17.0341 | 17.0341 | 20.2864 | 0 | 0 | 20.2864 | 0 | 0 | 0 | 0 | 0 | 1.2253 | 0 | 0 | 20.2864 | 0 | 0 | 0 | 0 | 0 | 0 | 0
2018-06-13 02:00 | 6 | 1 | 4 | 0 | 0 | 0 | 0.55752 | 1.115 | 0 | 16.5561 | 6.9461 | 17.0341 | 17.0341 | 18.4605 | 0 | 0 | 18.4605 | 0 | 0 | 0 | 0 | 0 | 1.115 | 0 | 0 | 18.4605 | 0 | 0 | 0 | 0 | 0 | 0 | 0
2018-06-13 03:00 | 6 | 2 | 4 | 0 | 0 | 0 | 0.53743 | 1.0749 | 0 | 16.5561 | 6.9461 | 17.0341 | 17.0341 | 17.7954 | 0 | 0 | 17.7954 | 0 | 0 | 0 | 0 | 0 | 1.0749 | 0 | 0 | 17.7954 | 0 | 0 | 0 | 0 | 0 | 0 | 0
2018-06-13 04:00 | 6 | 3 | 4 | 0 | 0 | 0 | 0.57486 | 1.1497 | 0 | 16.5561 | 6.9461 | 17.0341 | 17.0341 | 19.0347 | 0 | 0 | 19.0347 | 0 | 0 | 0 | 0 | 0 | 1.1497 | 0 | 0 | 19.0347 | 0 | 0 | 0 | 0 | 0 | 0 | 0
2018-06-13 05:00 | 6 | 4 | 4 | 0 | 0 | 0.0083678 | 0.69758 | 1.3952 | 0.066942 | 16.5561 | 6.9461 | 17.0341 | 17.0341 | 23.0983 | 0.066942 | 0 | 21.99 | 1.1083 | 0 | 1.1403 | 0 | 0 | 1.3282 | 0 | 0 | 21.99 | 1.1083 | 0 | 1.1403 | 0 | 0 | 0.0083678 | 0.0082963
2018-06-13 06:00 | 6 | 5 | 4 | 0 | 0 | 0.062116 | 0.8698 | 1.7396 | 0.49693 | 16.5561 | 6.9461 | 17.0341 | 17.0341 | 28.8008 | 0.49693 | 0 | 20.5737 | 8.2272 | 0 | 8.4648 | 0 | 0 | 1.2427 | 0 | 0 | 20.5737 | 8.2272 | 0 | 8.4648 | 0 | 0 | 0.062116 | 0.068652
2018-06-13 07:00 | 6 | 6 | 4 | 0 | 0 | 0.17672 | 0.86107 | 1.7221 | 1.4138 | 16.5561 | 6.9461 | 17.0341 | 17.0341 | 28.5118 | 1.4138 | 0 | 5.1053 | 23.4066 | 0 | 24.0825 | 0 | 0 | 0.30836 | 0 | 0 | 5.1053 | 23.4066 | 0 | 24.0825 | 0 | 0 | 0.17672 | 0.21665
2018-06-13 08:00 | 6 | 7 | 4 | 0 | 0 | 0.36328 | 0.93701 | 1.874 | 2.9062 | 16.5561 | 6.9461 | 17.0341 | 17.0341 | 31.0263 | 1.874 | 1.0322 | 0 | 31.0263 | 7.1697 | 49.5049 | 1.0322 | 1.0322 | 0 | 0 | 0 | 0 | 31.0263 | 0 | 49.5049 | 1.0322 | 0 | 0.36328 | 0.35122
2018-06-13 09:00 | 6 | 8 | 4 | 0 | 0 | 0.48117 | 0.95553 | 1.9111 | 3.8494 | 16.5561 | 6.9461 | 17.0341 | 17.0341 | 31.6395 | 1.9111 | 1.9383 | 0 | 31.6395 | 13.4638 | 65.571 | 1.9383 | 2.9705 | 0 | 0 | 0 | 0 | 31.6395 | 0 | 65.571 | 1.9383 | 0 | 0.48117 | 0.49423
2018-06-13 10:00 | 6 | 9 | 4 | 0 | 0 | 0.57131 | 0.96632 | 1.9326 | 4.5705 | 16.5561 | 6.9461 | 17.0341 | 17.0341 | 31.9968 | 1.9326 | 2.6379 | 0 | 31.9968 | 18.3228 | 77.8545 | 2.6379 | 5.6084 | 0 | 0 | 0 | 0 | 31.9968 | 0 | 77.8545 | 2.6379 | 0 | 0.57131 | 0.59697
2018-06-13 11:00 | 6 | 10 | 4 | 0 | 0 | 0.62849 | 0.98618 | 1.9724 | 5.0279 | 16.5561 | 6.9461 | 17.0341 | 17.0341 | 32.6546 | 1.9724 | 3.0556 | 0 | 32.6546 | 21.2241 | 85.6463 | 3.0556 | 8.664 | 0 | 0 | 0 | 0 | 32.6546 | 0 | 85.6463 | 3.0556 | 0 | 0.62849 | 0.66336
2018-06-13 12:00 | 6 | 11 | 4 | 0 | 1 | 0.64881 | 1.1356 | 2.2712 | 5.1905 | 25.1898 | 15.5798 | 17.0341 | 17.0341 | 57.2122 | 2.2712 | 2.9192 | 0 | 57.2122 | 45.4812 | 88.4157 | 2.9192 | 11.5832 | 0 | 0 | 0 | 0 | 57.2122 | 0 | 88.4157 | 2.9192 | 0 | 0.64881 | 0.69387
2018-06-13 13:00 | 6 | 12 | 4 | 0 | 1 | 0.63439 | 1.3217 | 2.6435 | 5.0751 | 25.1898 | 15.5798 | 17.0341 | 17.0341 | 66.5886 | 2.6435 | 2.4316 | 0 | 66.5886 | 37.8845 | 86.4505 | 0.9168 | 12.5 | 0 | 0 | 1.5148 | 0 | 66.5886 | 23.601 | 86.4505 | 2.4316 | 3.0297 | 0.63439 | 0.70707
2018-06-13 14:00 | 6 | 13 | 4 | 0 | 1 | 0.58293 | 1.3729 | 2.7458 | 4.6634 | 25.1898 | 15.5798 | 17.0341 | 17.0341 | 69.1655 | 2.7458 | 1.9176 | 0 | 69.1655 | 29.8765 | 79.4374 | 0 | 12.5 | 0 | 0 | 1.9176 | 0 | 69.1655 | 29.8765 | 79.4374 | 1.9176 | 3.8353 | 0.58293 | 0.6379
2018-06-13 15:00 | 6 | 14 | 4 | 0 | 1 | 0.35241 | 1.2988 | 2.5975 | 2.8193 | 25.1898 | 15.5798 | 17.0341 | 17.0341 | 65.4305 | 2.5975 | 0.22176 | 0 | 65.4305 | 3.455 | 48.0237 | 0 | 12.5 | 0 | 0 | 0.22176 | 0 | 65.4305 | 3.455 | 48.0237 | 0.22176 | 0.44352 | 0.35241 | 0.53997
2018-06-13 16:00 | 6 | 15 | 4 | 0 | 1 | 0.38227 | 1.398 | 2.7961 | 3.0582 | 25.1898 | 15.5798 | 17.0341 | 17.0341 | 70.4322 | 2.7961 | 0.2621 | 0 | 70.4322 | 4.0835 | 52.0933 | 0 | 12.5 | 0 | 0 | 0.2621 | 0 | 70.4322 | 4.0835 | 52.0933 | 0.2621 | 0.52421 | 0.38227 | 0.34672
2018-06-13 17:00 | 6 | 16 | 4 | 0 | 1 | 0.23771 | 1.3983 | 2.7965 | 1.9017 | 25.1898 | 15.5798 | 17.0341 | 17.0341 | 70.4432 | 1.9017 | 0 | 22.5407 | 47.9024 | 0 | 32.3932 | 0 | 12.5 | 0.89484 | 0.89484 | 0 | 0 | 70.4432 | 0 | 32.3932 | 0 | 0 | 0.23771 | 0.15828
2018-06-13 18:00 | 6 | 17 | 4 | 0 | 1 | 0.088328 | 1.3405 | 2.681 | 0.70663 | 25.1898 | 15.5798 | 17.0341 | 17.0341 | 67.5338 | 0.70663 | 0 | 49.7341 | 17.7997 | 0 | 12.0368 | 0 | 11.5274 | 1.9744 | 1.9744 | 0 | 0 | 67.5338 | 0 | 12.0368 | 0 | 0 | 0.088328 | 0.054967
2018-06-13 19:00 | 6 | 18 | 4 | 0 | 1 | 0.012567 | 1.3002 | 2.6003 | 0.10054 | 25.1898 | 15.5798 | 17.0341 | 17.0341 | 65.5016 | 0.10054 | 0 | 62.9691 | 2.5326 | 0 | 1.7126 | 0 | 9.3813 | 2.4998 | 2.4998 | 0 | 0 | 65.5016 | 0 | 1.7126 | 0 | 0 | 0.012567 | 0.01356
2018-06-13 20:00 | 6 | 19 | 4 | 0 | 0 | 0 | 1.2333 | 2.4667 | 0 | 16.5561 | 6.9461 | 17.0341 | 17.0341 | 40.8384 | 0 | 0 | 40.8384 | 0 | 0 | 0 | 0 | 6.6641 | 2.4667 | 2.4667 | 0 | 0 | 40.8384 | 0 | 0 | 0 | 0 | 0 | 0
2018-06-13 21:00 | 6 | 20 | 4 | 0 | 0 | 0 | 1.089 | 2.1779 | 0 | 16.5561 | 6.9461 | 17.0341 | 17.0341 | 36.0575 | 0 | 0 | 36.0575 | 0 | 0 | 0 | 0 | 3.983 | 2.1779 | 2.1779 | 0 | 0 | 36.0575 | 0 | 0 | 0 | 0 | 0 | 0
2018-06-13 22:00 | 6 | 21 | 4 | 0 | 0 | 0 | 0.87182 | 1.7436 | 0 | 16.5561 | 6.9461 | 17.0341 | 17.0341 | 28.8679 | 0 | 0 | 28.8679 | 0 | 0 | 0 | 0 | 1.6157 | 1.7436 | 1.4864 | 0 | 4.2587 | 24.6092 | 0 | 0 | 0 | 0 | 0 | 0
2018-06-13 23:00 | 6 | 22 | 4 | 0 | 0 | 0 | 0.70247 | 1.4049 | 0 | 16.5561 | 6.9461 | 17.0341 | 17.0341 | 23.2603 | 0 | 0 | 23.2603 | 0 | 0 | 0 | 0 | 0 | 1.4049 | 0 | 0 | 23.2603 | 0 | 0 | 0 | 0 | 0 | 0 | 0
2018-06-14 | 6 | 23 | 4 | 0 | 0 | 0 | 0.60764 | 1.2153 | 0 | 16.5561 | 6.9461 | 17.0341 | 17.0341 | 20.1203 | 0 | 0 | 20.1203 | 0 | 0 | 0 | 0 | 0 | 1.2153 | 0 | 0 | 20.1203 | 0 | 0 | 0 | 0 | 0 | 0 | 0
2018-06-14 01:00 | 6 | 0 | 5 | 0 | 0 | 0 | 0.56968 | 1.1394 | 0 | 16.5561 | 6.9461 | 17.0341 | 17.0341 | 18.8633 | 0 | 0 | 18.8633 | 0 | 0 | 0 | 0 | 0 | 1.1394 | 0 | 0 | 18.8633 | 0 | 0 | 0 | 0 | 0 | 0 | 0
2018-06-14 02:00 | 6 | 1 | 5 | 0 | 0 | 0 | 0.54834 | 1.0967 | 0 | 16.5561 | 6.9461 | 17.0341 | 17.0341 | 18.1567 | 0 | 0 | 18.1567 | 0 | 0 | 0 | 0 | 0 | 1.0967 | 0 | 0 | 18.1567 | 0 | 0 | 0 | 0 | 0 | 0 | 0
2018-06-14 03:00 | 6 | 2 | 5 | 0 | 0 | 0 | 0.52139 | 1.0428 | 0 | 16.5561 | 6.9461 | 17.0341 | 17.0341 | 17.2642 | 0 | 0 | 17.2642 | 0 | 0 | 0 | 0 | 0 | 1.0428 | 0 | 0 | 17.2642 | 0 | 0 | 0 | 0 | 0 | 0 | 0
2018-06-14 04:00 | 6 | 3 | 5 | 0 | 0 | 0 | 0.52932 | 1.0586 | 0 | 16.5561 | 6.9461 | 17.0341 | 17.0341 | 17.527 | 0 | 0 | 17.527 | 0 | 0 | 0 | 0 | 0 | 1.0586 | 0 | 0 | 17.527 | 0 | 0 | 0 | 0 | 0 | 0 | 0
2018-06-14 05:00 | 6 | 4 | 5 | 0 | 0 | 0.0090764 | 0.6783 | 1.3566 | 0.072612 | 16.5561 | 6.9461 | 17.0341 | 17.0341 | 22.46 | 0.072612 | 0 | 21.2578 | 1.2022 | 0 | 1.2369 | 0 | 0 | 1.284 | 0 | 0 | 21.2578 | 1.2022 | 0 | 1.2369 | 0 | 0 | 0.0090764 | 0.008703
2018-06-14 06:00 | 6 | 5 | 5 | 0 | 0 | 0.071857 | 0.80407 | 1.6081 | 0.57485 | 16.5561 | 6.9461 | 17.0341 | 17.0341 | 26.6245 | 0.57485 | 0 | 17.1072 | 9.5173 | 0 | 9.7921 | 0 | 0 | 1.0333 | 0 | 0 | 17.1072 | 9.5173 | 0 | 9.7921 | 0 | 0 | 0.071857 | 0.075339
2018-06-14 07:00 | 6 | 6 | 5 | 0 | 0 | 0.21504 | 0.83882 | 1.6776 | 1.7203 | 16.5561 | 6.9461 | 17.0341 | 17.0341 | 27.7752 | 1.6776 | 0.042634 | 0 | 27.7752 | 0.29614 | 29.3035 | 0.042634 | 0.042634 | 0 | 0 | 0 | 0 | 27.7752 | 0 | 29.3035 | 0.042634 | 0 | 0.21504 | 0.20789
2018-06-14 08:00 | 6 | 7 | 5 | 0 | 0 | 0.36498 | 0.9695 | 1.939 | 2.9198 | 16.5561 | 6.9461 | 17.0341 | 17.0341 | 32.1023 | 1.939 | 0.98082 | 0 | 32.1023 | 6.8128 | 49.7367 | 0.98082 | 1.0234 | 0 | 0 | 0 | 0 | 32.1023 | 0 | 49.7367 | 0.98082 | 0 | 0.36498 | 0.31253
2018-06-14 09:00 | 6 | 8 | 5 | 0 | 0 | 0.4844 | 0.9804 | 1.9608 | 3.8752 | 16.5561 | 6.9461 | 17.0341 | 17.0341 | 32.4632 | 1.9608 | 1.9144 | 0 | 32.4632 | 13.2974 | 66.0104 | 1.9144 | 2.9378 | 0 | 0 | 0 | 0 | 32.4632 | 0 | 66.0104 | 1.9144 | 0 | 0.4844 | 0.53855
2018-06-14 10:00 | 6 | 9 | 5 | 0 | 0 | 0.57247 | 1.1627 | 2.3254 | 4.5797 | 16.5561 | 6.9461 | 17.0341 | 17.0341 | 38.4998 | 2.3254 | 2.2543 | 0 | 38.4998 | 15.6586 | 78.0117 | 2.2543 | 5.1921 | 0 | 0 | 0 | 0 | 38.4998 | 0 | 78.0117 | 2.2543 | 0 | 0.57247 | 0.56526
2018-06-14 11:00 | 6 | 10 | 5 | 0 | 0 | 0.63012 | 1.2449 | 2.4898 | 5.041 | 16.5561 | 6.9461 | 17.0341 | 17.0341 | 41.2206 | 2.4898 | 2.5512 | 0 | 41.2206 | 17.7208 | 85.8683 | 2.5512 | 7.7433 | 0 | 0 | 0 | 0 | 41.2206 | 0 | 85.8683 | 2.5512 | 0 | 0.63012 | 0.55753
2018-06-14 12:00 | 6 | 11 | 5 | 0 | 1 | 0.6525 | 1.2686 | 2.5371 | 5.22 | 25.1898 | 15.5798 | 17.0341 | 17.0341 | 63.9095 | 2.5371 | 2.6828 | 0 | 63.9095 | 41.7981 | 88.9177 | 2.6828 | 10.4262 | 0 | 0 | 0 | 0 | 63.9095 | 0 | 88.9177 | 2.6828 | 0 | 0.6525 | 0.69603
2018-06-14 13:00 | 6 | 12 | 5 | 0 | 1 | 0.37473 | 1.2973 | 2.5946 | 2.9979 | 25.1898 | 15.5798 | 17.0341 | 17.0341 | 65.3574 | 2.5946 | 0.40327 | 0 | 65.3574 | 6.2828 | 51.0662 | 0.40327 | 10.8294 | 0 | 0 | 0 | 0 | 65.3574 | 0 | 51.0662 | 0.40327 | 0 | 0.37473 | 0.6085
2018-06-14 14:00 | 6 | 13 | 5 | 0 | 1 | 0.35089 | 1.4374 | 2.8747 | 2.8071 | 25.1898 | 15.5798 | 17.0341 | 17.0341 | 72.4131 | 2.8071 | 0 | 1.7022 | 70.7109 | 0 | 47.817 | 0 | 10.8294 | 0.067575 | 0.067575 | 0 | 0 | 72.4131 | 0 | 47.817 | 0 | 0 | 0.35089 | 0.49036
2018-06-14 15:00 | 6 | 14 | 5 | 0 | 1 | 0.38071 | 1.5477 | 3.0954 | 3.0457 | 25.1898 | 15.5798 | 17.0341 | 17.0341 | 77.9723 | 3.0457 | 0 | 1.252 | 76.7203 | 0 | 51.8808 | 0 | 10.756 | 0.049702 | 0.049702 | 0 | 0 | 77.9723 | 0 | 51.8808 | 0 | 0 | 0.38071 | 0.55227
2018-06-14 16:00 | 6 | 15 | 5 | 0 | 1 | 0.27753 | 1.7147 | 3.4294 | 2.2203 | 25.1898 | 15.5798 | 17.0341 | 17.0341 | 86.3869 | 2.2203 | 0 | 30.4586 | 55.9283 | 0 | 37.8206 | 0 | 10.702 | 1.2092 | 1.2092 | 0 | 0 | 86.3869 | 0 | 37.8206 | 0 | 0 | 0.27753 | 0.45689
2018-06-14 17:00 | 6 | 16 | 5 | 0 | 1 | 0.23098 | 1.661 | 3.322 | 1.8478 | 25.1898 | 15.5798 | 17.0341 | 17.0341 | 83.6807 | 1.8478 | 0 | 37.1349 | 46.5458 | 0 | 31.4758 | 0 | 9.3877 | 1.4742 | 1.4742 | 0 | 0 | 83.6807 | 0 | 31.4758 | 0 | 0 | 0.23098 | 0.25969
2018-06-14 18:00 | 6 | 17 | 5 | 0 | 1 | 0.091703 | 1.5389 | 3.0778 | 0.73362 | 25.1898 | 15.5798 | 17.0341 | 17.0341 | 77.5293 | 0.73362 | 0 | 59.0495 | 18.4798 | 0 | 12.4967 | 0 | 7.7853 | 2.3442 | 2.3442 | 0 | 0 | 77.5293 | 0 | 12.4967 | 0 | 0 | 0.091703 | 0.10047
2018-06-14 19:00 | 6 | 18 | 5 | 0 | 1 | 0.017163 | 1.3536 | 2.7073 | 0.1373 | 25.1898 | 15.5798 | 17.0341 | 17.0341 | 68.1958 | 0.1373 | 0 | 64.7372 | 3.4586 | 0 | 2.3388 | 0 | 5.2372 | 2.57 | 2.57 | 0 | 0 | 68.1958 | 0 | 2.3388 | 0 | 0 | 0.017163 | 0.016051
2018-06-14 20:00 | 6 | 19 | 5 | 0 | 0 | 0 | 1.2227 | 2.4454 | 0 | 16.5561 | 6.9461 | 17.0341 | 17.0341 | 40.4867 | 0 | 0 | 40.4867 | 0 | 0 | 0 | 0 | 2.4438 | 2.4454 | 2.2483 | 0 | 3.2642 | 37.2224 | 0 | 0 | 0 | 0 | 0 | 0
2018-06-14 21:00 | 6 | 20 | 5 | 0 | 0 | 0 | 0.99856 | 1.9971 | 0 | 16.5561 | 6.9461 | 17.0341 | 17.0341 | 33.0644 | 0 | 0 | 33.0644 | 0 | 0 | 0 | 0 | 0 | 1.9971 | 0 | 0 | 33.0644 | 0 | 0 | 0 | 0 | 0 | 0 | 0
2018-06-14 22:00 | 6 | 21 | 5 | 0 | 0 | 0 | 0.69536 | 1.3907 | 0 | 16.5561 | 6.9461 | 17.0341 | 17.0341 | 23.0249 | 0 | 0 | 23.0249 | 0 | 0 | 0 | 0 | 0 | 1.3907 | 0 | 0 | 23.0249 | 0 | 0 | 0 | 0 | 0 | 0 | 0
2018-06-14 23:00 | 6 | 22 | 5 | 0 | 0 | 0 | 0.54088 | 1.0818 | 0 | 16.5561 | 6.9461 | 17.0341 | 17.0341 | 17.9096 | 0 | 0 | 17.9096 | 0 | 0 | 0 | 0 | 0 | 1.0818 | 0 | 0 | 17.9096 | 0 | 0 | 0 | 0 | 0 | 0 | 0
2018-06-15 | 6 | 23 | 5 | 0 | 0 | 0 | 0.47728 | 0.95457 | 0 | 16.5561 | 6.9461 | 17.0341 | 17.0341 | 15.8039 | 0 | 0 | 15.8039 | 0 | 0 | 0 | 0 | 0 | 0.95457 | 0 | 0 | 15.8039 | 0 | 0 | 0 | 0 | 0 | 0 | 0
2018-06-15 01:00 | 6 | 0 | 6 | 0 | 0 | 0 | 0.43283 | 0.86566 | 0 | 16.5561 | 6.9461 | 17.0341 | 17.0341 | 14.3319 | 0 | 0 | 14.3319 | 0 | 0 | 0 | 0 | 0 | 0.86566 | 0 | 0 | 14.3319 | 0 | 0 | 0 | 0 | 0 | 0 | 0
2018-06-15 02:00 | 6 | 1 | 6 | 0 | 0 | 0 | 0.43225 | 0.86449 | 0 | 16.5561 | 6.9461 | 17.0341 | 17.0341 | 14.3126 | 0 | 0 | 14.3126 | 0 | 0 | 0 | 0 | 0 | 0.86449 | 0 | 0 | 14.3126 | 0 | 0 | 0 | 0 | 0 | 0 | 0
2018-06-15 03:00 | 6 | 2 | 6 | 0 | 0 | 0 | 0.46202 | 0.92405 | 0 | 16.5561 | 6.9461 | 17.0341 | 17.0341 | 15.2986 | 0 | 0 | 15.2986 | 0 | 0 | 0 | 0 | 0 | 0.92405 | 0 | 0 | 15.2986 | 0 | 0 | 0 | 0 | 0 | 0 | 0
2018-06-15 04:00 | 6 | 3 | 6 | 0 | 0 | 0 | 0.48953 | 0.97905 | 0 | 16.5561 | 6.9461 | 17.0341 | 17.0341 | 16.2093 | 0 | 0 | 16.2093 | 0 | 0 | 0 | 0 | 0 | 0.97905 | 0 | 0 | 16.2093 | 0 | 0 | 0 | 0 | 0 | 0 | 0
2018-06-15 05:00 | 6 | 4 | 6 | 0 | 0 | 0.008497 | 0.62166 | 1.2433 | 0.067976 | 16.5561 | 6.9461 | 17.0341 | 17.0341 | 20.5845 | 0.067976 | 0 | 19.4591 | 1.1254 | 0 | 1.1579 | 0 | 0 | 1.1753 | 0 | 0 | 19.4591 | 1.1254 | 0 | 1.1579 | 0 | 0 | 0.008497 | 0.0093667
2018-06-15 06:00 | 6 | 5 | 6 | 0 | 0 | 0.07075 | 0.7272 | 1.4544 | 0.566 | 16.5561 | 6.9461 | 17.0341 | 17.0341 | 24.079 | 0.566 | 0 | 14.7083 | 9.3707 | 0 | 9.6413 | 0 | 0 | 0.88839 | 0 | 0 | 14.7083 | 9.3707 | 0 | 9.6413 | 0 | 0 | 0.07075 | 0.074507
2018-06-15 07:00 | 6 | 6 | 6 | 0 | 0 | 0.20885 | 0.76108 | 1.5222 | 1.6708 | 16.5561 | 6.9461 | 17.0341 | 17.0341 | 25.2009 | 1.5222 | 0.14861 | 0 | 25.2009 | 1.0323 | 28.4601 | 0.14861 | 0.14861 | 0 | 0 | 0 | 0 | 25.2009 | 0 | 28.4601 | 0.14861 | 0 | 0.20885 | 0.19811
2018-06-15 08:00 | 6 | 7 | 6 | 0 | 0 | 0.36032 | 0.75436 | 1.5087 | 2.8826 | 16.5561 | 6.9461 | 17.0341 | 17.0341 | 24.9785 | 1.5087 | 1.3739 | 0 | 24.9785 | 9.5429 | 49.1022 | 1.3739 | 1.5225 | 0 | 0 | 0 | 0 | 24.9785 | 0 | 49.1022 | 1.3739 | 0 | 0.36032 | 0.32917
2018-06-15 09:00 | 6 | 8 | 6 | 0 | 0 | 0.48594 | 0.73673 | 1.4735 | 3.8875 | 16.5561 | 6.9461 | 17.0341 | 17.0341 | 24.3946 | 1.4735 | 2.4141 | 0 | 24.3946 | 16.7684 | 66.221 | 2.4141 | 3.9366 | 0 | 0 | 0 | 0 | 24.3946 | 0 | 66.221 | 2.4141 | 0 | 0.48594 | 0.46987
2018-06-15 10:00 | 6 | 9 | 6 | 0 | 0 | 0.58138 | 0.73653 | 1.4731 | 4.651 | 16.5561 | 6.9461 | 17.0341 | 17.0341 | 24.388 | 1.4731 | 3.178 | 0 | 24.388 | 22.0745 | 79.2264 | 3.178 | 7.1145 | 0 | 0 | 0 | 0 | 24.388 | 0 | 79.2264 | 3.178 | 0 | 0.58138 | 0.58694
2018-06-15 11:00 | 6 | 10 | 6 | 0 | 0 | 0.64449 | 0.80605 | 1.6121 | 5.1559 | 16.5561 | 6.9461 | 17.0341 | 17.0341 | 26.6901 | 1.6121 | 3.5438 | 0 | 26.6901 | 24.6156 | 87.8267 | 3.5438 | 10.6583 | 0 | 0 | 0 | 0 | 26.6901 | 0 | 87.8267 | 3.5438 | 0 | 0.64449 | 0.48497
2018-06-15 12:00 | 6 | 11 | 6 | 0 | 1 | 0.66727 | 0.71017 | 1.4203 | 5.3381 | 25.1898 | 15.5798 | 17.0341 | 17.0341 | 35.7783 | 1.4203 | 3.9178 | 0 | 35.7783 | 61.0381 | 90.9304 | 1.8417 | 12.5 | 0 | 0 | 2.0761 | 0 | 35.7783 | 32.3455 | 90.9304 | 3.9178 | 4.1522 | 0.66727 | 0.66041
2018-06-15 13:00 | 6 | 12 | 6 | 0 | 1 | 0.55365 | 0.68885 | 1.3777 | 4.4292 | 25.1898 | 15.5798 | 17.0341 | 17.0341 | 34.7041 | 1.3777 | 3.0515 | 0 | 34.7041 | 47.542 | 75.448 | 0 | 12.5 | 0 | 0 | 3.0515 | 0 | 34.7041 | 47.542 | 75.448 | 3.0515 | 6.103 | 0.55365 | 0.54754
2018-06-15 14:00 | 6 | 13 | 6 | 0 | 1 | 0.59542 | 0.77717 | 1.5543 | 4.7634 | 25.1898 | 15.5798 | 17.0341 | 17.0341 | 39.1534 | 1.5543 | 3.209 | 0 | 39.1534 | 49.9961 | 81.14 | 0 | 12.5 | 0 | 0 | 3.209 | 0 | 39.1534 | 49.9961 | 81.14 | 3.209 | 6.4181 | 0.59542 | 0.44115
2018-06-15 15:00 | 6 | 14 | 6 | 0 | 1 | 0.40759 | 0.92484 | 1.8497 | 3.2608 | 25.1898 | 15.5798 | 17.0341 | 17.0341 | 46.593 | 1.8497 | 1.4111 | 0 | 46.593 | 21.9843 | 55.5443 | 0 | 12.5 | 0 | 0 | 1.4111 | 0 | 46.593 | 21.9843 | 55.5443 | 1.4111 | 2.8222 | 0.40759 | 0.30504
2018-06-15 16:00 | 6 | 15 | 6 | 0 | 1 | 0.28874 | 1.0225 | 2.045 | 2.3099 | 25.1898 | 15.5798 | 17.0341 | 17.0341 | 51.5136 | 2.045 | 0.26488 | 0 | 51.5136 | 4.1268 | 39.3472 | 0 | 12.5 | 0 | 0 | 0.26488 | 0 | 51.5136 | 4.1268 | 39.3472 | 0.26488 | 0.52977 | 0.28874 | 0.21127
2018-06-15 17:00 | 6 | 16 | 6 | 0 | 1 | 0.062651 | 1.0455 | 2.091 | 0.50121 | 25.1898 | 15.5798 | 17.0341 | 17.0341 | 52.6719 | 0.50121 | 0 | 40.0467 | 12.6252 | 0 | 8.5376 | 0 | 12.5 | 1.5898 | 1.5898 | 0 | 0 | 52.6719 | 0 | 8.5376 | 0 | 0 | 0.062651 | 0.13214
2018-06-15 18:00 | 6 | 17 | 6 | 0 | 1 | 0.050994 | 1.0222 | 2.0444 | 0.40795 | 25.1898 | 15.5798 | 17.0341 | 17.0341 | 51.4981 | 0.40795 | 0 | 41.222 | 10.2761 | 0 | 6.9491 | 0 | 10.772 | 1.6365 | 1.6365 | 0 | 0 | 51.4981 | 0 | 6.9491 | 0 | 0 | 0.050994 | 0.075491
2018-06-15 19:00 | 6 | 18 | 6 | 0 | 1 | 0.016296 | 1.0011 | 2.0021 | 0.13037 | 25.1898 | 15.5798 | 17.0341 | 17.0341 | 50.4336 | 0.13037 | 0 | 47.1496 | 3.284 | 0 | 2.2208 | 0 | 8.9932 | 1.8718 | 1.8718 | 0 | 0 | 50.4336 | 0 | 2.2208 | 0 | 0 | 0.016296 | 0.017839
2018-06-15 20:00 | 6 | 19 | 6 | 0 | 0 | 0 | 1.0099 | 2.0198 | 0 | 16.5561 | 6.9461 | 17.0341 | 17.0341 | 33.4407 | 0 | 0 | 33.4407 | 0 | 0 | 0 | 0 | 6.9587 | 2.0198 | 2.0198 | 0 | 0 | 33.4407 | 0 | 0 | 0 | 0 | 0 | 0
2018-06-15 21:00 | 6 | 20 | 6 | 0 | 0 | 0 | 0.74575 | 1.4915 | 0 | 16.5561 | 6.9461 | 17.0341 | 17.0341 | 24.6934 | 0 | 0 | 24.6934 | 0 | 0 | 0 | 0 | 4.7632 | 1.4915 | 1.4915 | 0 | 0 | 24.6934 | 0 | 0 | 0 | 0 | 0 | 0
2018-06-15 22:00 | 6 | 21 | 6 | 0 | 0 | 0 | 0.55665 | 1.1133 | 0 | 16.5561 | 6.9461 | 17.0341 | 17.0341 | 18.4319 | 0 | 0 | 18.4319 | 0 | 0 | 0 | 0 | 3.142 | 1.1133 | 1.1133 | 0 | 0 | 18.4319 | 0 | 0 | 0 | 0 | 0 | 0
2018-06-15 23:00 | 6 | 22 | 6 | 0 | 0 | 0 | 0.48374 | 0.96749 | 0 | 16.5561 | 6.9461 | 17.0341 | 17.0341 | 16.0178 | 0 | 0 | 16.0178 | 0 | 0 | 0 | 0 | 1.9319 | 0.96749 | 0.96749 | 0 | 0 | 16.0178 | 0 | 0 | 0 | 0 | 0 | 0
2018-06-16 | 6 | 23 | 6 | 0 | 0 | 0 | 0.44278 | 0.88555 | 0 | 16.5561 | 6.9461 | 17.0341 | 17.0341 | 14.6612 | 0 | 0 | 14.6612 | 0 | 0 | 0 | 0 | 0.88025 | 0.88555 | 0.80983 | 0 | 1.2537 | 13.4075 | 0 | 0 | 0 | 0 | 0 | 0
2018-06-16 01:00 | 6 | 0 | 7 | 0 | 0 | 0 | 0.44174 | 0.88349 | 0 | 16.5561 | 6.9461 | 17.0341 | 17.0341 | 14.6271 | 0 | 0 | 14.6271 | 0 | 0 | 0 | 0 | 0 | 0.88349 | 0 | 0 | 14.6271 | 0 | 0 | 0 | 0 | 0 | 0 | 0
2018-06-16 02:00 | 6 | 1 | 7 | 0 | 0 | 0 | 0.43856 | 0.87712 | 0 | 16.5561 | 6.9461 | 17.0341 | 17.0341 | 14.5217 | 0 | 0 | 14.5217 | 0 | 0 | 0 | 0 | 0 | 0.87712 | 0 | 0 | 14.5217 | 0 | 0 | 0 | 0 | 0 | 0 | 0
2018-06-16 03:00 | 6 | 2 | 7 | 0 | 0 | 0 | 0.46035 | 0.9207 | 0 | 16.5561 | 6.9461 | 17.0341 | 17.0341 | 15.2432 | 0 | 0 | 15.2432 | 0 | 0 | 0 | 0 | 0 | 0.9207 | 0 | 0 | 15.2432 | 0 | 0 | 0 | 0 | 0 | 0 | 0
2018-06-16 04:00 | 6 | 3 | 7 | 0 | 0 | 0 | 0.49252 | 0.98504 | 0 | 16.5561 | 6.9461 | 17.0341 | 17.0341 | 16.3083 | 0 | 0 | 16.3083 | 0 | 0 | 0 | 0 | 0 | 0.98504 | 0 | 0 | 16.3083 | 0 | 0 | 0 | 0 | 0 | 0 | 0
2018-06-16 05:00 | 6 | 4 | 7 | 0 | 0 | 0.0080885 | 0.53766 | 1.0753 | 0.064708 | 16.5561 | 6.9461 | 17.0341 | 17.0341 | 17.8029 | 0.064708 | 0 | 16.7316 | 1.0713 | 0 | 1.1023 | 0 | 0 | 1.0106 | 0 | 0 | 16.7316 | 1.0713 | 0 | 1.1023 | 0 | 0 | 0.0080885 | 0.0051943
2018-06-16 06:00 | 6 | 5 | 7 | 0 | 0 | 0.067265 | 0.61472 | 1.2294 | 0.53812 | 16.5561 | 6.9461 | 17.0341 | 17.0341 | 20.3548 | 0.53812 | 0 | 11.4456 | 8.9092 | 0 | 9.1665 | 0 | 0 | 0.69132 | 0 | 0 | 11.4456 | 8.9092 | 0 | 9.1665 | 0 | 0 | 0.067265 | 0.020464
2018-06-16 07:00 | 6 | 6 | 7 | 0 | 0 | 0.23238 | 0.7112 | 1.4224 | 1.8591 | 16.5561 | 6.9461 | 17.0341 | 17.0341 | 23.5493 | 1.4224 | 0.43667 | 0 | 23.5493 | 3.0332 | 31.6677 | 0.43667 | 0.43667 | 0 | 0 | 0 | 0 | 23.5493 | 0 | 31.6677 | 0.43667 | 0 | 0.23238 | 0.053669
2018-06-16 08:00 | 6 | 7 | 7 | 0 | 0 | 0.39824 | 0.87242 | 1.7448 | 3.1859 | 16.5561 | 6.9461 | 17.0341 | 17.0341 | 28.8876 | 1.7448 | 1.4411 | 0 | 28.8876 | 10.0099 | 54.2696 | 1.4411 | 1.8778 | 0 | 0 | 0 | 0 | 28.8876 | 0 | 54.2696 | 1.4411 | 0 | 0.39824 | 0.16859
2018-06-16 09:00 | 6 | 8 | 7 | 0 | 0 | 0.52198 | 0.79559 | 1.5912 | 4.1758 | 16.5561 | 6.9461 | 17.0341 | 17.0341 | 26.3436 | 1.5912 | 2.5847 | 0 | 26.3436 | 17.9533 | 71.1319 | 2.5847 | 4.4624 | 0 | 0 | 0 | 0 | 26.3436 | 0 | 71.1319 | 2.5847 | 0 | 0.52198 | 0.36592
2018-06-16 10:00 | 6 | 9 | 7 | 0 | 0 | 0.61119 | 0.79877 | 1.5975 | 4.8895 | 16.5561 | 6.9461 | 17.0341 | 17.0341 | 26.449 | 1.5975 | 3.292 | 0 | 26.449 | 22.8662 | 83.2884 | 3.292 | 7.7544 | 0 | 0 | 0 | 0 | 26.449 | 0 | 83.2884 | 3.292 | 0 | 0.61119 | 0.48251
2018-06-16 11:00 | 6 | 10 | 7 | 0 | 0 | 0.66486 | 0.84491 | 1.6898 | 5.3188 | 16.5561 | 6.9461 | 17.0341 | 17.0341 | 27.9769 | 1.6898 | 3.629 | 0 | 27.9769 | 25.2075 | 90.602 | 3.629 | 11.3834 | 0 | 0 | 0 | 0 | 27.9769 | 0 | 90.602 | 3.629 | 0 | 0.66486 | 0.60018
2018-06-16 12:00 | 6 | 11 | 7 | 0 | 1 | 0.68131 | 0.76846 | 1.5369 | 5.4505 | 25.1898 | 15.5798 | 17.0341 | 17.0341 | 38.7148 | 1.5369 | 3.9135 | 0 | 38.7148 | 60.9722 | 92.8441 | 1.1166 | 12.5 | 0 | 0 | 2.7969 | 0 | 38.7148 | 43.5758 | 92.8441 | 3.9135 | 5.5939 | 0.68131 | 0.38216
2018-06-16 13:00 | 6 | 12 | 7 | 0 | 1 | 0.66074 | 0.77209 | 1.5442 | 5.286 | 25.1898 | 15.5798 | 17.0341 | 17.0341 | 38.8975 | 1.5442 | 3.7418 | 0 | 38.8975 | 58.296 | 90.0417 | 0 | 12.5 | 0 | 0 | 3.7418 | 0 | 38.8975 | 58.296 | 90.0417 | 3.7418 | 7.4835 | 0.66074 | 0.23025
2018-06-16 14:00 | 6 | 13 | 7 | 0 | 1 | 0.60629 | 0.81594 | 1.6319 | 4.8503 | 25.1898 | 15.5798 | 17.0341 | 17.0341 | 41.1064 | 1.6319 | 3.2184 | 0 | 41.1064 | 50.1426 | 82.6209 | 0 | 12.5 | 0 | 0 | 3.2184 | 0 | 41.1064 | 50.1426 | 82.6209 | 3.2184 | 6.4369 | 0.60629 | 0.18231
2018-06-16 15:00 | 6 | 14 | 7 | 0 | 1 | 0.51919 | 0.92861 | 1.8572 | 4.1535 | 25.1898 | 15.5798 | 17.0341 | 17.0341 | 46.7831 | 1.8572 | 2.2963 | 0 | 46.7831 | 35.7761 | 70.7521 | 0 | 12.5 | 0 | 0 | 2.2963 | 0 | 46.7831 | 35.7761 | 70.7521 | 2.2963 | 4.5926 | 0.51919 | 0.32873
2018-06-16 16:00 | 6 | 15 | 7 | 0 | 1 | 0.39776 | 0.96539 | 1.9308 | 3.1821 | 25.1898 | 15.5798 | 17.0341 | 17.0341 | 48.6358 | 1.9308 | 1.2513 | 0 | 48.6358 | 19.495 | 54.204 | 0 | 12.5 | 0 | 0 | 1.2513 | 0 | 48.6358 | 19.495 | 54.204 | 1.2513 | 2.5026 | 0.39776 | 0.25769
2018-06-16 17:00 | 6 | 16 | 7 | 0 | 1 | 0.24587 | 1.0707 | 2.1413 | 1.967 | 25.1898 | 15.5798 | 17.0341 | 17.0341 | 53.9389 | 1.967 | 0 | 4.3918 | 49.547 | 0 | 33.5053 | 0 | 12.5 | 0.17435 | 0.17435 | 0 | 0 | 53.9389 | 0 | 33.5053 | 0 | 0 | 0.24587 | 0.21868
2018-06-16 18:00 | 6 | 17 | 7 | 0 | 1 | 0.090834 | 1.0871 | 2.1742 | 0.72668 | 25.1898 | 15.5798 | 17.0341 | 17.0341 | 54.7674 | 0.72668 | 0 | 36.4627 | 18.3048 | 0 | 12.3783 | 0 | 12.3105 | 1.4475 | 1.4475 | 0 | 0 | 54.7674 | 0 | 12.3783 | 0 | 0 | 0.090834 | 0.085878
2018-06-16 19:00 | 6 | 18 | 7 | 0 | 1 | 0.015994 | 1.0728 | 2.1456 | 0.12795 | 25.1898 | 15.5798 | 17.0341 | 17.0341 | 54.048 | 0.12795 | 0 | 50.8249 | 3.2231 | 0 | 2.1796 | 0 | 10.7371 | 2.0177 | 2.0177 | 0 | 0 | 54.048 | 0 | 2.1796 | 0 | 0 | 0.015994 | 0.016444
2018-06-16 20:00 | 6 | 19 | 7 | 0 | 0 | 0 | 1.0354 | 2.0707 | 0 | 16.5561 | 6.9461 | 17.0341 | 17.0341 | 34.2828 | 0 | 0 | 34.2828 | 0 | 0 | 0 | 0 | 8.544 | 2.0707 | 2.0707 | 0 | 0 | 34.2828 | 0 | 0 | 0 | 0 | 0 | 0
2018-06-16 21:00 | 6 | 20 | 7 | 0 | 0 | 0 | 0.83442 | 1.6688 | 0 | 16.5561 | 6.9461 | 17.0341 | 17.0341 | 27.6294 | 0 | 0 | 27.6294 | 0 | 0 | 0 | 0 | 6.2932 | 1.6688 | 1.6688 | 0 | 0 | 27.6294 | 0 | 0 | 0 | 0 | 0 | 0
2018-06-16 22:00 | 6 | 21 | 7 | 0 | 0 | 0 | 0.61009 | 1.2202 | 0 | 16.5561 | 6.9461 | 17.0341 | 17.0341 | 20.2013 | 0 | 0 | 20.2013 | 0 | 0 | 0 | 0 | 4.4792 | 1.2202 | 1.2202 | 0 | 0 | 20.2013 | 0 | 0 | 0 | 0 | 0 | 0
2018-06-16 23:00 | 6 | 22 | 7 | 0 | 0 | 0 | 0.49437 | 0.98873 | 0 | 16.5561 | 6.9461 | 17.0341 | 17.0341 | 16.3695 | 0 | 0 | 16.3695 | 0 | 0 | 0 | 0 | 3.153 | 0.98873 | 0.98873 | 0 | 0 | 16.3695 | 0 | 0 | 0 | 0 | 0 | 0
2018-06-17 | 6 | 23 | 7 | 0 | 0 | 0 | 0.44139 | 0.88278 | 0 | 16.5561 | 6.9461 | 17.0341 | 17.0341 | 14.6154 | 0 | 0 | 14.6154 | 0 | 0 | 0 | 0 | 2.0783 | 0.88278 | 0.88278 | 0 | 0 | 14.6154 | 0 | 0 | 0 | 0 | 0 | 0
2018-06-17 01:00 | 6 | 0 | 1 | 0 | 0 | 0 | 0.41682 | 0.83365 | 0 | 16.5561 | 6.9461 | 17.0341 | 17.0341 | 13.802 | 0 | 0 | 13.802 | 0 | 0 | 0 | 0 | 1.1187 | 0.83365 | 0.83365 | 0 | 0 | 13.802 | 0 | 0 | 0 | 0 | 0 | 0
2018-06-17 02:00 | 6 | 1 | 1 | 0 | 0 | 0 | 0.41654 | 0.83308 | 0 | 16.5561 | 6.9461 | 17.0341 | 17.0341 | 13.7925 | 0 | 0 | 13.7925 | 0 | 0 | 0 | 0 | 0.21256 | 0.83308 | 0.19556 | 0 | 10.5548 | 3.2376 | 0 | 0 | 0 | 0 | 0 | 0
2018-06-17 03:00 | 6 | 2 | 1 | 0 | 0 | 0 | 0.42124 | 0.84248 | 0 | 16.5561 | 6.9461 | 17.0341 | 17.0341 | 13.9482 | 0 | 0 | 13.9482 | 0 | 0 | 0 | 0 | 0 | 0.84248 | 0 | 0 | 13.9482 | 0 | 0 | 0 | 0 | 0 | 0 | 0
2018-06-17 04:00 | 6 | 3 | 1 | 0 | 0 | 0 | 0.4447 | 0.88939 | 0 | 16.5561 | 6.9461 | 17.0341 | 17.0341 | 14.7248 | 0 | 0 | 14.7248 | 0 | 0 | 0 | 0 | 0 | 0.88939 | 0 | 0 | 14.7248 | 0 | 0 | 0 | 0 | 0 | 0 | 0
2018-06-17 05:00 | 6 | 4 | 1 | 0 | 0 | 0.0080569 | 0.52128 | 1.0426 | 0.064456 | 16.5561 | 6.9461 | 17.0341 | 17.0341 | 17.2607 | 0.064456 | 0 | 16.1936 | 1.0671 | 0 | 1.0979 | 0 | 0 | 0.97811 | 0 | 0 | 16.1936 | 1.0671 | 0 | 1.0979 | 0 | 0 | 0.0080569 | 0.0072943
2018-06-17 06:00 | 6 | 5 | 1 | 0 | 0 | 0.067058 | 0.59833 | 1.1967 | 0.53646 | 16.5561 | 6.9461 | 17.0341 | 17.0341 | 19.8119 | 0.53646 | 0 | 10.9302 | 8.8817 | 0 | 9.1382 | 0 | 0 | 0.6602 | 0 | 0 | 10.9302 | 8.8817 | 0 | 9.1382 | 0 | 0 | 0.067058 | 0.073381
2018-06-17 07:00 | 6 | 6 | 1 | 0 | 0 | 0.23539 | 0.763 | 1.526 | 1.8831 | 16.5561 | 6.9461 | 17.0341 | 17.0341 | 25.2644 | 1.526 | 0.35714 | 0 | 25.2644 | 2.4807 | 32.0775 | 0.35714 | 0.35714 | 0 | 0 | 0 | 0 | 25.2644 | 0 | 32.0775 | 0.35714 | 0 | 0.23539 | 0.19084
2018-06-17 08:00 | 6 | 7 | 1 | 0 | 0 | 0.40709 | 0.83308 | 1.6662 | 3.2567 | 16.5561 | 6.9461 | 17.0341 | 17.0341 | 27.585 | 1.6662 | 1.5906 | 0 | 27.585 | 11.0481 | 55.4753 | 1.5906 | 1.9477 | 0 | 0 | 0 | 0 | 27.585 | 0 | 55.4753 | 1.5906 | 0 | 0.40709 | 0.31396
2018-06-17 09:00 | 6 | 8 | 1 | 0 | 0 | 0.53805 | 0.85947 | 1.7189 | 4.3044 | 16.5561 | 6.9461 | 17.0341 | 17.0341 | 28.4588 | 1.7189 | 2.5855 | 0 | 28.4588 | 17.9589 | 73.3219 | 2.5855 | 4.5332 | 0 | 0 | 0 | 0 | 28.4588 | 0 | 73.3219 | 2.5855 | 0 | 0.53805 | 0.47435
2018-06-17 10:00 | 6 | 9 | 1 | 0 | 0 | 0.63489 | 0.89138 | 1.7828 | 5.0792 | 16.5561 | 6.9461 | 17.0341 | 17.0341 | 29.5155 | 1.7828 | 3.2964 | 0 | 29.5155 | 22.897 | 86.5191 | 3.2964 | 7.8296 | 0 | 0 | 0 | 0 | 29.5155 | 0 | 86.5191 | 3.2964 | 0 | 0.63489 | 0.60879
2018-06-17 11:00 | 6 | 10 | 1 | 0 | 0 | 0.69444 | 0.87054 | 1.7411 | 5.5555 | 16.5561 | 6.9461 | 17.0341 | 17.0341 | 28.8255 | 1.7411 | 3.8144 | 0 | 28.8255 | 26.4955 | 94.6338 | 3.8144 | 11.644 | 0 | 0 | 0 | 0 | 28.8255 | 0 | 94.6338 | 3.8144 | 0 | 0.69444 | 0.58446
2018-06-17 12:00 | 6 | 11 | 1 | 0 | 1 | 0.71309 | 0.91057 | 1.8211 | 5.7047 | 25.1898 | 15.5798 | 17.0341 | 17.0341 | 45.8739 | 1.8211 | 3.8836 | 0 | 45.8739 | 60.5049 | 97.1745 | 0.856 | 12.5 | 0 | 0 | 3.0276 | 0 | 45.8739 | 47.1687 | 97.1745 | 3.8836 | 6.0551 | 0.71309 | 0.68529
2018-06-17 13:00 | 6 | 12 | 1 | 0 | 1 | 0.69392 | 0.80159 | 1.6032 | 5.5514 | 25.1898 | 15.5798 | 17.0341 | 17.0341 | 40.3835 | 1.6032 | 3.9482 | 0 | 40.3835 | 61.5119 | 94.5627 | 0 | 12.5 | 0 | 0 | 3.9482 | 0 | 40.3835 | 61.5119 | 94.5627 | 3.9482 | 7.8964 | 0.69392 | 0.58162
2018-06-17 14:00 | 6 | 13 | 1 | 0 | 1 | 0.63591 | 0.89684 | 1.7937 | 5.0873 | 25.1898 | 15.5798 | 17.0341 | 17.0341 | 45.1822 | 1.7937 | 3.2936 | 0 | 45.1822 | 51.3139 | 86.6577 | 0 | 12.5 | 0 | 0 | 3.2936 | 0 | 45.1822 | 51.3139 | 86.6577 | 3.2936 | 6.5872 | 0.63591 | 0.56468
2018-06-17 15:00 | 6 | 14 | 1 | 0 | 1 | 0.541 | 1.0438 | 2.0876 | 4.328 | 25.1898 | 15.5798 | 17.0341 | 17.0341 | 52.5866 | 2.0876 | 2.2404 | 0 | 52.5866 | 34.9043 | 73.7234 | 0 | 12.5 | 0 | 0 | 2.2404 | 0 | 52.5866 | 34.9043 | 73.7234 | 2.2404 | 4.4807 | 0.541 | 0.39388
2018-06-17 16:00 | 6 | 15 | 1 | 0 | 1 | 0.41684 | 1.1252 | 2.2505 | 3.3347 | 25.1898 | 15.5798 | 17.0341 | 17.0341 | 56.6895 | 2.2505 | 1.0842 | 0 | 56.6895 | 16.8923 | 56.8045 | 0 | 12.5 | 0 | 0 | 1.0842 | 0 | 56.6895 | 16.8923 | 56.8045 | 1.0842 | 2.1685 | 0.41684 | 0.15351
2018-06-17 17:00 | 6 | 16 | 1 | 0 | 1 | 0.25711 | 1.1018 | 2.2035 | 2.0569 | 25.1898 | 15.5798 | 17.0341 | 17.0341 | 55.5061 | 2.0569 | 0 | 3.6932 | 51.8129 | 0 | 35.0376 | 0 | 12.5 | 0.14661 | 0.14661 | 0 | 0 | 55.5061 | 0 | 35.0376 | 0 | 0 | 0.25711 | 0.1803
2018-06-17 18:00 | 6 | 17 | 1 | 0 | 1 | 0.084843 | 1.1155 | 2.2311 | 0.67874 | 25.1898 | 15.5798 | 17.0341 | 17.0341 | 56.2007 | 0.67874 | 0 | 39.1033 | 17.0973 | 0 | 11.5618 | 0 | 12.3406 | 1.5524 | 1.5524 | 0 | 0 | 56.2007 | 0 | 11.5618 | 0 | 0 | 0.084843 | 0.090262
2018-06-17 19:00 | 6 | 18 | 1 | 0 | 1 | 0.013878 | 1.0978 | 2.1956 | 0.11102 | 25.1898 | 15.5798 | 17.0341 | 17.0341 | 55.3069 | 0.11102 | 0 | 52.5103 | 2.7966 | 0 | 1.8912 | 0 | 10.6533 | 2.0846 | 2.0846 | 0 | 0 | 55.3069 | 0 | 1.8912 | 0 | 0 | 0.013878 | 0.019271
2018-06-17 20:00 | 6 | 19 | 1 | 0 | 0 | 0 | 0.90561 | 1.8112 | 0 | 16.5561 | 6.9461 | 17.0341 | 17.0341 | 29.9868 | 0 | 0 | 29.9868 | 0 | 0 | 0 | 0 | 8.3874 | 1.8112 | 1.8112 | 0 | 0 | 29.9868 | 0 | 0 | 0 | 0 | 0 | 0
2018-06-17 21:00 | 6 | 20 | 1 | 0 | 0 | 0 | 0.73798 | 1.476 | 0 | 16.5561 | 6.9461 | 17.0341 | 17.0341 | 24.4362 | 0 | 0 | 24.4362 | 0 | 0 | 0 | 0 | 6.4187 | 1.476 | 1.476 | 0 | 0 | 24.4362 | 0 | 0 | 0 | 0 | 0 | 0
2018-06-17 22:00 | 6 | 21 | 1 | 0 | 0 | 0 | 0.58963 | 1.1793 | 0 | 16.5561 | 6.9461 | 17.0341 | 17.0341 | 19.5238 | 0 | 0 | 19.5238 | 0 | 0 | 0 | 0 | 4.8144 | 1.1793 | 1.1793 | 0 | 0 | 19.5238 | 0 | 0 | 0 | 0 | 0 | 0
2018-06-17 23:00 | 6 | 22 | 1 | 0 | 0 | 0 | 0.50905 | 1.0181 | 0 | 16.5561 | 6.9461 | 17.0341 | 17.0341 | 16.8557 | 0 | 0 | 16.8557 | 0 | 0 | 0 | 0 | 3.5326 | 1.0181 | 1.0181 | 0 | 0 | 16.8557 | 0 | 0 | 0 | 0 | 0 | 0
2018-06-18 | 6 | 23 | 1 | 0 | 0 | 0 | 0.48027 | 0.96054 | 0 | 16.5561 | 6.9461 | 17.0341 | 17.0341 | 15.9028 | 0 | 0 | 15.9028 | 0 | 0 | 0 | 0 | 2.426 | 0.96054 | 0.96054 | 0 | 0 | 15.9028 | 0 | 0 | 0 | 0 | 0 | 0
2018-06-18 01:00 | 6 | 0 | 2 | 0 | 0 | 0 | 0.47681 | 0.95362 | 0 | 16.5561 | 6.9461 | 17.0341 | 17.0341 | 15.7882 | 0 | 0 | 15.7882 | 0 | 0 | 0 | 0 | 1.3819 | 0.95362 | 0.95362 | 0 | 0 | 15.7882 | 0 | 0 | 0 | 0 | 0 | 0
2018-06-18 02:00 | 6 | 1 | 2 | 0 | 0 | 0 | 0.48581 | 0.97162 | 0 | 16.5561 | 6.9461 | 17.0341 | 17.0341 | 16.0862 | 0 | 0 | 16.0862 | 0 | 0 | 0 | 0 | 0.34536 | 0.97162 | 0.31773 | 0 | 10.8259 | 5.2603 | 0 | 0 | 0 | 0 | 0 | 0
2018-06-18 03:00 | 6 | 2 | 2 | 0 | 0 | 0 | 0.49726 | 0.99451 | 0 | 16.5561 | 6.9461 | 17.0341 | 17.0341 | 16.4652 | 0 | 0 | 16.4652 | 0 | 0 | 0 | 0 | 0 | 0.99451 | 0 | 0 | 16.4652 | 0 | 0 | 0 | 0 | 0 | 0 | 0
2018-06-18 04:00 | 6 | 3 | 2 | 0 | 0 | 0 | 0.56409 | 1.1282 | 0 | 16.5561 | 6.9461 | 17.0341 | 17.0341 | 18.6781 | 0 | 0 | 18.6781 | 0 | 0 | 0 | 0 | 0 | 1.1282 | 0 | 0 | 18.6781 | 0 | 0 | 0 | 0 | 0 | 0 | 0
2018-06-18 05:00 | 6 | 4 | 2 | 0 | 0 | 0.0077465 | 0.6737 | 1.3474 | 0.061972 | 16.5561 | 6.9461 | 17.0341 | 17.0341 | 22.3075 | 0.061972 | 0 | 21.2815 | 1.026 | 0 | 1.0556 | 0 | 0 | 1.2854 | 0 | 0 | 21.2815 | 1.026 | 0 | 1.0556 | 0 | 0 | 0.0077465 | 0.007072
2018-06-18 06:00 | 6 | 5 | 2 | 0 | 0 | 0.030289 | 0.73956 | 1.4791 | 0.24231 | 16.5561 | 6.9461 | 17.0341 | 17.0341 | 24.4885 | 0.24231 | 0 | 20.4768 | 4.0117 | 0 | 4.1276 | 0 | 0 | 1.2368 | 0 | 0 | 20.4768 | 4.0117 | 0 | 4.1276 | 0 | 0 | 0.030289 | 0.051772
2018-06-18 07:00 | 6 | 6 | 2 | 0 | 0 | 0.057062 | 0.8291 | 1.6582 | 0.4565 | 16.5561 | 6.9461 | 17.0341 | 17.0341 | 27.4532 | 0.4565 | 0 | 19.8954 | 7.5578 | 0 | 7.776 | 0 | 0 | 1.2017 | 0 | 0 | 19.8954 | 7.5578 | 0 | 7.776 | 0 | 0 | 0.057062 | 0.11368
2018-06-18 08:00 | 6 | 7 | 2 | 0 | 0 | 0.03943 | 0.8226 | 1.6452 | 0.31544 | 16.5561 | 6.9461 | 17.0341 | 17.0341 | 27.2379 | 0.31544 | 0 | 22.0154 | 5.2224 | 0 | 5.3733 | 0 | 0 | 1.3298 | 0 | 0 | 22.0154 | 5.2224 | 0 | 5.3733 | 0 | 0 | 0.03943 | 0.23794
2018-06-18 09:00 | 6 | 8 | 2 | 0 | 0 | 0.31431 | 0.80913 | 1.6183 | 2.5145 | 16.5561 | 6.9461 | 17.0341 | 17.0341 | 26.7922 | 1.6183 | 0.89621 | 0 | 26.7922 | 6.2251 | 42.832 | 0.89621 | 0.89621 | 0 | 0 | 0 | 0 | 26.7922 | 0 | 42.832 | 0.89621 | 0 | 0.31431 | 0.34286
2018-06-18 10:00 | 6 | 9 | 2 | 0 | 0 | 0.39563 | 0.78524 | 1.5705 | 3.165 | 16.5561 | 6.9461 | 17.0341 | 17.0341 | 26.0008 | 1.5705 | 1.5946 | 0 | 26.0008 | 11.076 | 53.9139 | 1.5946 | 2.4908 | 0 | 0 | 0 | 0 | 26.0008 | 0 | 53.9139 | 1.5946 | 0 | 0.39563 | 0.46076
2018-06-18 11:00 | 6 | 10 | 2 | 0 | 0 | 0.53321 | 0.81551 | 1.631 | 4.2657 | 16.5561 | 6.9461 | 17.0341 | 17.0341 | 27.0034 | 1.631 | 2.6346 | 0 | 27.0034 | 18.3003 | 72.6618 | 2.6346 | 5.1254 | 0 | 0 | 0 | 0 | 27.0034 | 0 | 72.6618 | 2.6346 | 0 | 0.53321 | 0.65948
2018-06-18 12:00 | 6 | 11 | 2 | 0 | 1 | 0.57299 | 0.82432 | 1.6486 | 4.5839 | 25.1898 | 15.5798 | 17.0341 | 17.0341 | 41.5289 | 1.6486 | 2.9353 | 0 | 41.5289 | 45.7312 | 78.0834 | 2.9353 | 8.0607 | 0 | 0 | 0 | 0 | 41.5289 | 0 | 78.0834 | 2.9353 | 0 | 0.57299 | 0.6731
2018-06-18 13:00 | 6 | 12 | 2 | 0 | 1 | 0.56356 | 0.87317 | 1.7463 | 4.5085 | 25.1898 | 15.5798 | 17.0341 | 17.0341 | 43.99 | 1.7463 | 2.7622 | 0 | 43.99 | 43.034 | 76.7986 | 2.7622 | 10.8229 | 0 | 0 | 0 | 0 | 43.99 | 0 | 76.7986 | 2.7622 | 0 | 0.56356 | 0.68657
2018-06-18 14:00 | 6 | 13 | 2 | 0 | 1 | 0.48433 | 0.94256 | 1.8851 | 3.8746 | 25.1898 | 15.5798 | 17.0341 | 17.0341 | 47.4855 | 1.8851 | 1.9895 | 0 | 47.4855 | 30.9964 | 66.0012 | 1.6771 | 12.5 | 0 | 0 | 0.3124 | 0 | 47.4855 | 4.8672 | 66.0012 | 1.9895 | 0.62481 | 0.48433 | 0.54931
2018-06-18 15:00 | 6 | 14 | 2 | 0 | 1 | 0.40514 | 1.1179 | 2.2358 | 3.2411 | 25.1898 | 15.5798 | 17.0341 | 17.0341 | 56.3187 | 2.2358 | 1.0054 | 0 | 56.3187 | 15.6633 | 55.21 | 0 | 12.5 | 0 | 0 | 1.0054 | 0 | 56.3187 | 15.6633 | 55.21 | 1.0054 | 2.0107 | 0.40514 | 0.54331
2018-06-18 16:00 | 6 | 15 | 2 | 0 | 1 | 0.32353 | 1.2288 | 2.4576 | 2.5882 | 25.1898 | 15.5798 | 17.0341 | 17.0341 | 61.9063 | 2.4576 | 0.13062 | 0 | 61.9063 | 2.035 | 44.088 | 0 | 12.5 | 0 | 0 | 0.13062 | 0 | 61.9063 | 2.035 | 44.088 | 0.13062 | 0.26123 | 0.32353 | 0.38568
2018-06-18 17:00 | 6 | 16 | 2 | 0 | 1 | 0.093293 | 1.3066 | 2.6132 | 0.74635 | 25.1898 | 15.5798 | 17.0341 | 17.0341 | 65.8257 | 0.74635 | 0 | 47.0254 | 18.8003 | 0 | 12.7134 | 0 | 12.5 | 1.8668 | 1.8668 | 0 | 0 | 65.8257 | 0 | 12.7134 | 0 | 0 | 0.093293 | 0.22126
2018-06-18 18:00 | 6 | 17 | 2 | 0 | 1 | 0.084374 | 1.2441 | 2.4882 | 0.67499 | 25.1898 | 15.5798 | 17.0341 | 17.0341 | 62.6772 | 0.67499 | 0 | 45.6743 | 17.0029 | 0 | 11.4979 | 0 | 10.4708 | 1.8132 | 1.8132 | 0 | 0 | 62.6772 | 0 | 11.4979 | 0 | 0 | 0.084374 | 0.086812
2018-06-18 19:00 | 6 | 18 | 2 | 0 | 1 | 0.0098293 | 1.1911 | 2.3822 | 0.078634 | 25.1898 | 15.5798 | 17.0341 | 17.0341 | 60.0066 | 0.078634 | 0 | 58.0258 | 1.9808 | 0 | 1.3395 | 0 | 8.4999 | 2.3035 | 2.3035 | 0 | 0 | 60.0066 | 0 | 1.3395 | 0 | 0 | 0.0098293 | 0.019557
2018-06-18 20:00 | 6 | 19 | 2 | 0 | 0 | 0 | 1.1536 | 2.3071 | 0 | 16.5561 | 6.9461 | 17.0341 | 17.0341 | 38.1973 | 0 | 0 | 38.1973 | 0 | 0 | 0 | 0 | 5.9961 | 2.3071 | 2.3071 | 0 | 0 | 38.1973 | 0 | 0 | 0 | 0 | 0 | 0
2018-06-18 21:00 | 6 | 20 | 2 | 0 | 0 | 0 | 0.90531 | 1.8106 | 0 | 16.5561 | 6.9461 | 17.0341 | 17.0341 | 29.9767 | 0 | 0 | 29.9767 | 0 | 0 | 0 | 0 | 3.4883 | 1.8106 | 1.8106 | 0 | 0 | 29.9767 | 0 | 0 | 0 | 0 | 0 | 0
2018-06-18 22:00 | 6 | 21 | 2 | 0 | 0 | 0 | 0.63255 | 1.2651 | 0 | 16.5561 | 6.9461 | 17.0341 | 17.0341 | 20.9452 | 0 | 0 | 20.9452 | 0 | 0 | 0 | 0 | 1.5202 | 1.2651 | 1.2651 | 0 | 0 | 20.9452 | 0 | 0 | 0 | 0 | 0 | 0
2018-06-18 23:00 | 6 | 22 | 2 | 0 | 0 | 0 | 0.51895 | 1.0379 | 0 | 16.5561 | 6.9461 | 17.0341 | 17.0341 | 17.1837 | 0 | 0 | 17.1837 | 0 | 0 | 0 | 0 | 0.14513 | 1.0379 | 0.13352 | 0 | 14.9732 | 2.2105 | 0 | 0 | 0 | 0 | 0 | 0
2018-06-19 | 6 | 23 | 2 | 0 | 0 | 0 | 0.45327 | 0.90655 | 0 | 16.5561 | 6.9461 | 17.0341 | 17.0341 | 15.0088 | 0 | 0 | 15.0088 | 0 | 0 | 0 | 0 | 0 | 0.90655 | 0 | 0 | 15.0088 | 0 | 0 | 0 | 0 | 0 | 0 | 0
2018-06-19 01:00 | 6 | 0 | 3 | 0 | 0 | 0 | 0.44813 | 0.89627 | 0 | 16.5561 | 6.9461 | 17.0341 | 17.0341 | 14.8387 | 0 | 0 | 14.8387 | 0 | 0 | 0 | 0 | 0 | 0.89627 | 0 | 0 | 14.8387 | 0 | 0 | 0 | 0 | 0 | 0 | 0
2018-06-19 02:00 | 6 | 1 | 3 | 0 | 0 | 0 | 0.43204 | 0.86409 | 0 | 16.5561 | 6.9461 | 17.0341 | 17.0341 | 14.3059 | 0 | 0 | 14.3059 | 0 | 0 | 0 | 0 | 0 | 0.86409 | 0 | 0 | 14.3059 | 0 | 0 | 0 | 0 | 0 | 0 | 0
2018-06-19 03:00 | 6 | 2 | 3 | 0 | 0 | 0 | 0.42999 | 0.85998 | 0 | 16.5561 | 6.9461 | 17.0341 | 17.0341 | 14.2379 | 0 | 0 | 14.2379 | 0 | 0 | 0 | 0 | 0 | 0.85998 | 0 | 0 | 14.2379 | 0 | 0 | 0 | 0 | 0 | 0 | 0
2018-06-19 04:00 | 6 | 3 | 3 | 0 | 0 | 0 | 0.48833 | 0.97666 | 0 | 16.5561 | 6.9461 | 17.0341 | 17.0341 | 16.1697 | 0 | 0 | 16.1697 | 0 | 0 | 0 | 0 | 0 | 0.97666 | 0 | 0 | 16.1697 | 0 | 0 | 0 | 0 | 0 | 0 | 0
2018-06-19 05:00 | 6 | 4 | 3 | 0 | 0 | 0.0076153 | 0.59921 | 1.1984 | 0.060922 | 16.5561 | 6.9461 | 17.0341 | 17.0341 | 19.8412 | 0.060922 | 0 | 18.8326 | 1.0086 | 0 | 1.0378 | 0 | 0 | 1.1375 | 0 | 0 | 18.8326 | 1.0086 | 0 | 1.0378 | 0 | 0 | 0.0076153 | 0.008359
2018-06-19 06:00 | 6 | 5 | 3 | 0 | 0 | 0.059634 | 0.69089 | 1.3818 | 0.47707 | 16.5561 | 6.9461 | 17.0341 | 17.0341 | 22.8768 | 0.47707 | 0 | 14.9783 | 7.8984 | 0 | 8.1265 | 0 | 0 | 0.9047 | 0 | 0 | 14.9783 | 7.8984 | 0 | 8.1265 | 0 | 0 | 0.059634 | 0.066016
2018-06-19 07:00 | 6 | 6 | 3 | 0 | 0 | 0.16506 | 0.72107 | 1.4421 | 1.3205 | 16.5561 | 6.9461 | 17.0341 | 17.0341 | 23.8761 | 1.3205 | 0 | 2.0138 | 21.8623 | 0 | 22.4937 | 0 | 0 | 0.12164 | 0 | 0 | 2.0138 | 21.8623 | 0 | 22.4937 | 0 | 0 | 0.16506 | 0.24883
2018-06-19 08:00 | 6 | 7 | 3 | 0 | 0 | 0.34542 | 0.75477 | 1.5095 | 2.7634 | 16.5561 | 6.9461 | 17.0341 | 17.0341 | 24.9919 | 1.5095 | 1.2538 | 0 | 24.9919 | 8.7091 | 47.0713 | 1.2538 | 1.2538 | 0 | 0 | 0 | 0 | 24.9919 | 0 | 47.0713 | 1.2538 | 0 | 0.34542 | 0.3795
2018-06-19 09:00 | 6 | 8 | 3 | 0 | 0 | 0.40171 | 0.81713 | 1.6343 | 3.2137 | 16.5561 | 6.9461 | 17.0341 | 17.0341 | 27.0569 | 1.6343 | 1.5794 | 0 | 27.0569 | 10.9708 | 54.7423 | 1.5794 | 2.8332 | 0 | 0 | 0 | 0 | 27.0569 | 0 | 54.7423 | 1.5794 | 0 | 0.40171 | 0.51138
2018-06-19 10:00 | 6 | 9 | 3 | 0 | 0 | 0.53824 | 0.74743 | 1.4949 | 4.306 | 16.5561 | 6.9461 | 17.0341 | 17.0341 | 24.749 | 1.4949 | 2.8111 | 0 | 24.749 | 19.5261 | 73.3483 | 2.8111 | 5.6443 | 0 | 0 | 0 | 0 | 24.749 | 0 | 73.3483 | 2.8111 | 0 | 0.53824 | 0.60285
2018-06-19 11:00 | 6 | 10 | 3 | 0 | 0 | 0.66101 | 0.86118 | 1.7224 | 5.288 | 16.5561 | 6.9461 | 17.0341 | 17.0341 | 28.5156 | 1.7224 | 3.5657 | 0 | 28.5156 | 24.7675 | 90.0774 | 3.5657 | 9.21 | 0 | 0 | 0 | 0 | 28.5156 | 0 | 90.0774 | 3.5657 | 0 | 0.66101 | 0.57681
2018-06-19 12:00 | 6 | 11 | 3 | 0 | 1 | 0.67945 | 0.84376 | 1.6875 | 5.4356 | 25.1898 | 15.5798 | 17.0341 | 17.0341 | 42.5083 | 1.6875 | 3.7481 | 0 | 42.5083 | 58.3938 | 92.5904 | 3.29 | 12.5 | 0 | 0 | 0.45807 | 0 | 42.5083 | 7.1367 | 92.5904 | 3.7481 | 0.91615 | 0.67945 | 0.6476
2018-06-19 13:00 | 6 | 12 | 3 | 0 | 1 | 0.65812 | 0.92637 | 1.8527 | 5.265 | 25.1898 | 15.5798 | 17.0341 | 17.0341 | 46.6703 | 1.8527 | 3.4122 | 0 | 46.6703 | 53.1619 | 89.6845 | 0 | 12.5 | 0 | 0 | 3.4122 | 0 | 46.6703 | 53.1619 | 89.6845 | 3.4122 | 6.8245 | 0.65812 | 0.62159
2018-06-19 14:00 | 6 | 13 | 3 | 0 | 1 | 0.55055 | 0.91685 | 1.8337 | 4.4044 | 25.1898 | 15.5798 | 17.0341 | 17.0341 | 46.1904 | 1.8337 | 2.5707 | 0 | 46.1904 | 40.0511 | 75.0253 | 0 | 12.5 | 0 | 0 | 2.5707 | 0 | 46.1904 | 40.0511 | 75.0253 | 2.5707 | 5.1414 | 0.55055 | 0.53508
2018-06-19 15:00 | 6 | 14 | 3 | 0 | 1 | 0.5114 | 1.0093 | 2.0187 | 4.0912 | 25.1898 | 15.5798 | 17.0341 | 17.0341 | 50.8494 | 2.0187 | 2.0725 | 0 | 50.8494 | 32.2897 | 69.69 | 0 | 12.5 | 0 | 0 | 2.0725 | 0 | 50.8494 | 32.2897 | 69.69 | 2.0725 | 4.1451 | 0.5114 | 0.50493
2018-06-19 16:00 | 6 | 15 | 3 | 0 | 1 | 0.3939 | 1.1252 | 2.2504 | 3.1512 | 25.1898 | 15.5798 | 17.0341 | 17.0341 | 56.686 | 2.2504 | 0.90086 | 0 | 56.686 | 14.0353 | 53.6784 | 0 | 12.5 | 0 | 0 | 0.90086 | 0 | 56.686 | 14.0353 | 53.6784 | 0.90086 | 1.8017 | 0.3939 | 0.29685
2018-06-19 17:00 | 6 | 16 | 3 | 0 | 1 | 0.24516 | 1.1933 | 2.3866 | 1.9613 | 25.1898 | 15.5798 | 17.0341 | 17.0341 | 60.1177 | 1.9613 | 0 | 10.713 | 49.4048 | 0 | 33.4091 | 0 | 12.5 | 0.42529 | 0.42529 | 0 | 0 | 60.1177 | 0 | 33.4091 | 0 | 0 | 0.24516 | 0.21549
2018-06-19 18:00 | 6 | 17 | 3 | 0 | 1 | 0.091926 | 1.2589 | 2.5177 | 0.73541 | 25.1898 | 15.5798 | 17.0341 | 17.0341 | 63.4205 | 0.73541 | 0 | 44.8958 | 18.5247 | 0 | 12.527 | 0 | 12.0377 | 1.7823 | 1.7823 | 0 | 0 | 63.4205 | 0 | 12.527 | 0 | 0 | 0.091926 | 0.088854
2018-06-19 19:00 | 6 | 18 | 3 | 0 | 1 | 0.015634 | 1.2126 | 2.4252 | 0.12508 | 25.1898 | 15.5798 | 17.0341 | 17.0341 | 61.089 | 0.12508 | 0 | 57.9384 | 3.1506 | 0 | 2.1305 | 0 | 10.1004 | 2.3001 | 2.3001 | 0 | 0 | 61.089 | 0 | 2.1305 | 0 | 0 | 0.015634 | 0.017001
2018-06-19 20:00 | 6 | 19 | 3 | 0 | 0 | 0 | 1.1805 | 2.3609 | 0 | 16.5561 | 6.9461 | 17.0341 | 17.0341 | 39.0879 | 0 | 0 | 39.0879 | 0 | 0 | 0 | 0 | 7.6004 | 2.3609 | 2.3609 | 0 | 0 | 39.0879 | 0 | 0 | 0 | 0 | 0 | 0
2018-06-19 21:00 | 6 | 20 | 3 | 0 | 0 | 0 | 0.98637 | 1.9727 | 0 | 16.5561 | 6.9461 | 17.0341 | 17.0341 | 32.6607 | 0 | 0 | 32.6607 | 0 | 0 | 0 | 0 | 5.0341 | 1.9727 | 1.9727 | 0 | 0 | 32.6607 | 0 | 0 | 0 | 0 | 0 | 0
2018-06-19 22:00 | 6 | 21 | 3 | 0 | 0 | 0 | 0.73142 | 1.4628 | 0 | 16.5561 | 6.9461 | 17.0341 | 17.0341 | 24.2188 | 0 | 0 | 24.2188 | 0 | 0 | 0 | 0 | 2.8898 | 1.4628 | 1.4628 | 0 | 0 | 24.2188 | 0 | 0 | 0 | 0 | 0 | 0
2018-06-19 23:00 | 6 | 22 | 3 | 0 | 0 | 0 | 0.55941 | 1.1188 | 0 | 16.5561 | 6.9461 | 17.0341 | 17.0341 | 18.5231 | 0 | 0 | 18.5231 | 0 | 0 | 0 | 0 | 1.2998 | 1.1188 | 1.1188 | 0 | 0 | 18.5231 | 0 | 0 | 0 | 0 | 0 | 0
2018-06-20 | 6 | 23 | 3 | 0 | 0 | 0 | 0.48244 | 0.96488 | 0 | 16.5561 | 6.9461 | 17.0341 | 17.0341 | 15.9746 | 0 | 0 | 15.9746 | 0 | 0 | 0 | 0 | 0.083699 | 0.96488 | 0.077003 | 0 | 14.6997 | 1.2749 | 0 | 0 | 0 | 0 | 0 | 0
2018-06-20 01:00 | 6 | 0 | 4 | 0 | 0 | 0 | 0.43023 | 0.86045 | 0 | 16.5561 | 6.9461 | 17.0341 | 17.0341 | 14.2457 | 0 | 0 | 14.2457 | 0 | 0 | 0 | 0 | 0 | 0.86045 | 0 | 0 | 14.2457 | 0 | 0 | 0 | 0 | 0 | 0 | 0
2018-06-20 02:00 | 6 | 1 | 4 | 0 | 0 | 0 | 0.42172 | 0.84344 | 0 | 16.5561 | 6.9461 | 17.0341 | 17.0341 | 13.964 | 0 | 0 | 13.964 | 0 | 0 | 0 | 0 | 0 | 0.84344 | 0 | 0 | 13.964 | 0 | 0 | 0 | 0 | 0 | 0 | 0
2018-06-20 03:00 | 6 | 2 | 4 | 0 | 0 | 0 | 0.42148 | 0.84295 | 0 | 16.5561 | 6.9461 | 17.0341 | 17.0341 | 13.956 | 0 | 0 | 13.956 | 0 | 0 | 0 | 0 | 0 | 0.84295 | 0 | 0 | 13.956 | 0 | 0 | 0 | 0 | 0 | 0 | 0
2018-06-20 04:00 | 6 | 3 | 4 | 0 | 0 | 0 | 0.47177 | 0.94354 | 0 | 16.5561 | 6.9461 | 17.0341 | 17.0341 | 15.6214 | 0 | 0 | 15.6214 | 0 | 0 | 0 | 0 | 0 | 0.94354 | 0 | 0 | 15.6214 | 0 | 0 | 0 | 0 | 0 | 0 | 0
2018-06-20 05:00 | 6 | 4 | 4 | 0 | 0 | 0.0056565 | 0.58472 | 1.1694 | 0.045252 | 16.5561 | 6.9461 | 17.0341 | 17.0341 | 19.3614 | 0.045252 | 0 | 18.6122 | 0.7492 | 0 | 0.77083 | 0 | 0 | 1.1242 | 0 | 0 | 18.6122 | 0.7492 | 0 | 0.77083 | 0 | 0 | 0.0056565 | 0.006626
2018-06-20 06:00 | 6 | 5 | 4 | 0 | 0 | 0.060389 | 0.73342 | 1.4668 | 0.48312 | 16.5561 | 6.9461 | 17.0341 | 17.0341 | 24.285 | 0.48312 | 0 | 16.2865 | 7.9985 | 0 | 8.2295 | 0 | 0 | 0.98372 | 0 | 0 | 16.2865 | 7.9985 | 0 | 8.2295 | 0 | 0 | 0.060389 | 0.06513
2018-06-20 07:00 | 6 | 6 | 4 | 0 | 0 | 0.067931 | 0.83837 | 1.6767 | 0.54344 | 16.5561 | 6.9461 | 17.0341 | 17.0341 | 27.7603 | 0.54344 | 0 | 18.763 | 8.9973 | 0 | 9.2571 | 0 | 0 | 1.1333 | 0 | 0 | 18.763 | 8.9973 | 0 | 9.2571 | 0 | 0 | 0.067931 | 0.18126
2018-06-20 08:00 | 6 | 7 | 4 | 0 | 0 | 0.17022 | 0.90071 | 1.8014 | 1.3618 | 16.5561 | 6.9461 | 17.0341 | 17.0341 | 29.8244 | 1.3618 | 0 | 7.2786 | 22.5458 | 0 | 23.1968 | 0 | 0 | 0.43963 | 0 | 0 | 7.2786 | 22.5458 | 0 | 23.1968 | 0 | 0 | 0.17022 | 0.35967
2018-06-20 09:00 | 6 | 8 | 4 | 0 | 0 | 0.43029 | 0.97155 | 1.9431 | 3.4423 | 16.5561 | 6.9461 | 17.0341 | 17.0341 | 32.1702 | 1.9431 | 1.4992 | 0 | 32.1702 | 10.4135 | 58.6367 | 1.4992 | 1.4992 | 0 | 0 | 0 | 0 | 32.1702 | 0 | 58.6367 | 1.4992 | 0 | 0.43029 | 0.45965
2018-06-20 10:00 | 6 | 9 | 4 | 0 | 0 | 0.34727 | 1.0754 | 2.1508 | 2.7782 | 16.5561 | 6.9461 | 17.0341 | 17.0341 | 35.6095 | 2.1508 | 0.62732 | 0 | 35.6095 | 4.3574 | 47.3237 | 0.62732 | 2.1265 | 0 | 0 | 0 | 0 | 35.6095 | 0 | 47.3237 | 0.62732 | 0 | 0.34727 | 0.44116
2018-06-20 11:00 | 6 | 10 | 4 | 0 | 0 | 0.20873 | 1.1266 | 2.2531 | 1.6698 | 16.5561 | 6.9461 | 17.0341 | 17.0341 | 37.303 | 1.6698 | 0 | 9.6571 | 27.646 | 0 | 28.4443 | 0 | 2.1265 | 0.58329 | 0.58329 | 0 | 0 | 37.303 | 0 | 28.4443 | 0 | 0 | 0.20873 | 0.45677
2018-06-20 12:00 | 6 | 11 | 4 | 0 | 1 | 0.23416 | 1.1829 | 2.3658 | 1.8733 | 25.1898 | 15.5798 | 17.0341 | 17.0341 | 59.5941 | 1.8733 | 0 | 12.4062 | 47.1879 | 0 | 31.91 | 0 | 1.4925 | 0.49251 | 0.49251 | 0 | 0 | 59.5941 | 0 | 31.91 | 0 | 0 | 0.23416 | 0.36946
2018-06-20 13:00 | 6 | 12 | 4 | 0 | 1 | 0.22312 | 1.2678 | 2.5356 | 1.7849 | 25.1898 | 15.5798 | 17.0341 | 17.0341 | 63.8711 | 1.7849 | 0 | 18.909 | 44.9621 | 0 | 30.4049 | 0 | 0.95717 | 0.75066 | 0.75066 | 0 | 0 | 63.8711 | 0 | 30.4049 | 0 | 0 | 0.22312 | 0.29689
2018-06-20 14:00 | 6 | 13 | 4 | 0 | 1 | 0.30271 | 1.3909 | 2.7819 | 2.4217 | 25.1898 | 15.5798 | 17.0341 | 17.0341 | 70.0745 | 2.4217 | 0 | 9.0722 | 61.0023 | 0 | 41.2518 | 0 | 0.14123 | 0.36015 | 0.12993 | 0 | 5.7992 | 64.2753 | 0 | 41.2518 | 0 | 0 | 0.30271 | 0.26748
2018-06-20 15:00 | 6 | 14 | 4 | 0 | 1 | 0.35413 | 1.5669 | 3.1338 | 2.8331 | 25.1898 | 15.5798 | 17.0341 | 17.0341 | 78.9388 | 2.8331 | 0 | 7.5745 | 71.3644 | 0 | 48.259 | 0 | 0 | 0.3007 | 0 | 0 | 7.5745 | 71.3644 | 0 | 48.259 | 0 | 0 | 0.35413 | 0.43043
2018-06-20 16:00 | 6 | 15 | 4 | 0 | 1 | 0.33659 | 1.5993 | 3.1986 | 2.6927 | 25.1898 | 15.5798 | 17.0341 | 17.0341 | 80.5721 | 2.6927 | 0 | 12.7434 | 67.8287 | 0 | 45.868 | 0 | 0 | 0.5059 | 0 | 0 | 12.7434 | 67.8287 | 0 | 45.868 | 0 | 0 | 0.33659 | 0.39438
2018-06-20 17:00 | 6 | 16 | 4 | 0 | 1 | 0.17557 | 1.5654 | 3.1308 | 1.4045 | 25.1898 | 15.5798 | 17.0341 | 17.0341 | 78.8634 | 1.4045 | 0 | 43.4837 | 35.3797 | 0 | 23.9249 | 0 | 0 | 1.7262 | 0 | 0 | 43.4837 | 35.3797 | 0 | 23.9249 | 0 | 0 | 0.17557 | 0.24428
2018-06-20 18:00 | 6 | 17 | 4 | 0 | 1 | 0.07731 | 1.4551 | 2.9101 | 0.61848 | 25.1898 | 15.5798 | 17.0341 | 17.0341 | 73.305 | 0.61848 | 0 | 57.7257 | 15.5794 | 0 | 10.5353 | 0 | 0 | 2.2916 | 0 | 0 | 57.7257 | 15.5794 | 0 | 10.5353 | 0 | 0 | 0.07731 | 0.080103
2018-06-20 19:00 | 6 | 18 | 4 | 0 | 1 | 0.01494 | 1.4012 | 2.8025 | 0.11952 | 25.1898 | 15.5798 | 17.0341 | 17.0341 | 70.5933 | 0.11952 | 0 | 67.5826 | 3.0106 | 0 | 2.0359 | 0 | 0 | 2.6829 | 0 | 0 | 67.5826 | 3.0106 | 0 | 2.0359 | 0 | 0 | 0.01494 | 0.017413
2018-06-20 20:00 | 6 | 19 | 4 | 0 | 0 | 0 | 1.3082 | 2.6164 | 0 | 16.5561 | 6.9461 | 17.0341 | 17.0341 | 43.3175 | 0 | 0 | 43.3175 | 0 | 0 | 0 | 0 | 0 | 2.6164 | 0 | 0 | 43.3175 | 0 | 0 | 0 | 0 | 0 | 0 | 0
2018-06-20 21:00 | 6 | 20 | 4 | 0 | 0 | 0 | 1.0568 | 2.1135 | 0 | 16.5561 | 6.9461 | 17.0341 | 17.0341 | 34.9913 | 0 | 0 | 34.9913 | 0 | 0 | 0 | 0 | 0 | 2.1135 | 0 | 0 | 34.9913 | 0 | 0 | 0 | 0 | 0 | 0 | 0
2018-06-20 22:00 | 6 | 21 | 4 | 0 | 0 | 0 | 0.83339 | 1.6668 | 0 | 16.5561 | 6.9461 | 17.0341 | 17.0341 | 27.5951 | 0 | 0 | 27.5951 | 0 | 0 | 0 | 0 | 0 | 1.6668 | 0 | 0 | 27.5951 | 0 | 0 | 0 | 0 | 0 | 0 | 0
2018-06-20 23:00 | 6 | 22 | 4 | 0 | 0 | 0 | 0.65552 | 1.311 | 0 | 16.5561 | 6.9461 | 17.0341 | 17.0341 | 21.7057 | 0 | 0 | 21.7057 | 0 | 0 | 0 | 0 | 0 | 1.311 | 0 | 0 | 21.7057 | 0 | 0 | 0 | 0 | 0 | 0 | 0
2018-06-21 | 6 | 23 | 4 | 0 | 0 | 0 | 0.55158 | 1.1032 | 0 | 16.5561 | 6.9461 | 17.0341 | 17.0341 | 18.2641 | 0 | 0 | 18.2641 | 0 | 0 | 0 | 0 | 0 | 1.1032 | 0 | 0 | 18.2641 | 0 | 0 | 0 | 0 | 0 | 0 | 0
2018-06-21 01:00 | 6 | 0 | 5 | 0 | 0 | 0 | 0.46872 | 0.93744 | 0 | 16.5561 | 6.9461 | 17.0341 | 17.0341 | 15.5202 | 0 | 0 | 15.5202 | 0 | 0 | 0 | 0 | 0 | 0.93744 | 0 | 0 | 15.5202 | 0 | 0 | 0 | 0 | 0 | 0 | 0
2018-06-21 02:00 | 6 | 1 | 5 | 0 | 0 | 0 | 0.43657 | 0.87313 | 0 | 16.5561 | 6.9461 | 17.0341 | 17.0341 | 14.4556 | 0 | 0 | 14.4556 | 0 | 0 | 0 | 0 | 0 | 0.87313 | 0 | 0 | 14.4556 | 0 | 0 | 0 | 0 | 0 | 0 | 0
2018-06-21 03:00 | 6 | 2 | 5 | 0 | 0 | 0 | 0.435 | 0.87 | 0 | 16.5561 | 6.9461 | 17.0341 | 17.0341 | 14.4038 | 0 | 0 | 14.4038 | 0 | 0 | 0 | 0 | 0 | 0.87 | 0 | 0 | 14.4038 | 0 | 0 | 0 | 0 | 0 | 0 | 0
2018-06-21 04:00 | 6 | 3 | 5 | 0 | 0 | 0 | 0.47509 | 0.95017 | 0 | 16.5561 | 6.9461 | 17.0341 | 17.0341 | 15.7311 | 0 | 0 | 15.7311 | 0 | 0 | 0 | 0 | 0 | 0.95017 | 0 | 0 | 15.7311 | 0 | 0 | 0 | 0 | 0 | 0 | 0
2018-06-21 05:00 | 6 | 4 | 5 | 0 | 0 | 0.0079339 | 0.61193 | 1.2239 | 0.063471 | 16.5561 | 6.9461 | 17.0341 | 17.0341 | 20.2623 | 0.063471 | 0 | 19.2114 | 1.0508 | 0 | 1.0812 | 0 | 0 | 1.1604 | 0 | 0 | 19.2114 | 1.0508 | 0 | 1.0812 | 0 | 0 | 0.0079339 | 0.004767
2018-06-21 06:00 | 6 | 5 | 5 | 0 | 0 | 0.054105 | 0.76569 | 1.5314 | 0.43284 | 16.5561 | 6.9461 | 17.0341 | 17.0341 | 25.3535 | 0.43284 | 0 | 18.1873 | 7.1662 | 0 | 7.3731 | 0 | 0 | 1.0985 | 0 | 0 | 18.1873 | 7.1662 | 0 | 7.3731 | 0 | 0 | 0.054105 | 0.059211
2018-06-21 07:00 | 6 | 6 | 5 | 0 | 0 | 0.15682 | 0.90835 | 1.8167 | 1.2546 | 16.5561 | 6.9461 | 17.0341 | 17.0341 | 30.0772 | 1.2546 | 0 | 9.3063 | 20.771 | 0 | 21.3708 | 0 | 0 | 0.56211 | 0 | 0 | 9.3063 | 20.771 | 0 | 21.3708 | 0 | 0 | 0.15682 | 0.11186
2018-06-21 08:00 | 6 | 7 | 5 | 0 | 0 | 0.31525 | 0.92447 | 1.8489 | 2.522 | 16.5561 | 6.9461 | 17.0341 | 17.0341 | 30.6112 | 1.8489 | 0.67305 | 0 | 30.6112 | 4.675 | 42.96 | 0.67305 | 0.67305 | 0 | 0 | 0 | 0 | 30.6112 | 0 | 42.96 | 0.67305 | 0 | 0.31525 | 0.23226
2018-06-21 09:00 | 6 | 8 | 5 | 0 | 0 | 0.25637 | 0.96982 | 1.9396 | 2.0509 | 16.5561 | 6.9461 | 17.0341 | 17.0341 | 32.1128 | 1.9396 | 0.1113 | 0 | 32.1128 | 0.77312 | 34.9361 | 0.1113 | 0.78435 | 0 | 0 | 0 | 0 | 32.1128 | 0 | 34.9361 | 0.1113 | 0 | 0.25637 | 0.2129
2018-06-21 10:00 | 6 | 9 | 5 | 0 | 0 | 0.31868 | 1.0486 | 2.0972 | 2.5495 | 16.5561 | 6.9461 | 17.0341 | 17.0341 | 34.7215 | 2.0972 | 0.45226 | 0 | 34.7215 | 3.1415 | 43.4281 | 0.45226 | 1.2366 | 0 | 0 | 0 | 0 | 34.7215 | 0 | 43.4281 | 0.45226 | 0 | 0.31868 | 0.43156
2018-06-21 11:00 | 6 | 10 | 5 | 0 | 0 | 0.19981 | 1.1741 | 2.3482 | 1.5985 | 16.5561 | 6.9461 | 17.0341 | 17.0341 | 38.8766 | 1.5985 | 0 | 12.4116 | 26.4649 | 0 | 27.2291 | 0 | 1.2366 | 0.74967 | 0.74967 | 0 | 0 | 38.8766 | 0 | 27.2291 | 0 | 0 | 0.19981 | 0.46701
2018-06-21 12:00 | 6 | 11 | 5 | 0 | 1 | 0.20187 | 1.2813 | 2.5626 | 1.615 | 25.1898 | 15.5798 | 17.0341 | 17.0341 | 64.5515 | 1.615 | 0 | 23.8709 | 40.6806 | 0 | 27.5096 | 0 | 0.42175 | 0.94764 | 0.38801 | 0 | 14.097 | 50.4546 | 0 | 27.5096 | 0 | 0 | 0.20187 | 0.51466
2018-06-21 13:00 | 6 | 12 | 5 | 0 | 1 | 0.29016 | 1.3348 | 2.6696 | 2.3213 | 25.1898 | 15.5798 | 17.0341 | 17.0341 | 67.2478 | 2.3213 | 0 | 8.7753 | 58.4725 | 0 | 39.541 | 0 | 0 | 0.34837 | 0 | 0 | 8.7753 | 58.4725 | 0 | 39.541 | 0 | 0 | 0.29016 | 0.57847
2018-06-21 14:00 | 6 | 13 | 5 | 0 | 1 | 0.16578 | 1.4514 | 2.9029 | 1.3262 | 25.1898 | 15.5798 | 17.0341 | 17.0341 | 73.1227 | 1.3262 | 0 | 39.7151 | 33.4077 | 0 | 22.5914 | 0 | 0 | 1.5766 | 0 | 0 | 39.7151 | 33.4077 | 0 | 22.5914 | 0 | 0 | 0.16578 | 0.48841
2018-06-21 15:00 | 6 | 14 | 5 | 0 | 1 | 0.10261 | 1.6403 | 3.2807 | 0.82086 | 25.1898 | 15.5798 | 17.0341 | 17.0341 | 82.6395 | 0.82086 | 0 | 61.9621 | 20.6774 | 0 | 13.9827 | 0 | 0 | 2.4598 | 0 | 0 | 61.9621 | 20.6774 | 0 | 13.9827 | 0 | 0 | 0.10261 | 0.47026
2018-06-21 16:00 | 6 | 15 | 5 | 0 | 1 | 0.18244 | 1.7857 | 3.5715 | 1.4595 | 25.1898 | 15.5798 | 17.0341 | 17.0341 | 89.9647 | 1.4595 | 0 | 53.1995 | 36.7651 | 0 | 24.8618 | 0 | 0 | 2.112 | 0 | 0 | 53.1995 | 36.7651 | 0 | 24.8618 | 0 | 0 | 0.18244 | 0.34401
2018-06-21 17:00 | 6 | 16 | 5 | 0 | 1 | 0.016346 | 1.802 | 3.6041 | 0.13077 | 25.1898 | 15.5798 | 17.0341 | 17.0341 | 90.7862 | 0.13077 | 0 | 87.4921 | 3.2941 | 0 | 2.2275 | 0 | 0 | 3.4733 | 0 | 0 | 87.4921 | 3.2941 | 0 | 2.2275 | 0 | 0 | 0.016346 | 0.18848
2018-06-21 18:00 | 6 | 17 | 5 | 0 | 1 | 0.029034 | 1.7006 | 3.4011 | 0.23227 | 25.1898 | 15.5798 | 17.0341 | 17.0341 | 85.6733 | 0.23227 | 0 | 79.8224 | 5.8509 | 0 | 3.9566 | 0 | 0 | 3.1688 | 0 | 0 | 79.8224 | 5.8509 | 0 | 3.9566 | 0 | 0 | 0.029034 | 0.058684
2018-06-21 19:00 | 6 | 18 | 5 | 0 | 1 | 0.018259 | 1.6074 | 3.2148 | 0.14607 | 25.1898 | 15.5798 | 17.0341 | 17.0341 | 80.9806 | 0.14607 | 0 | 77.301 | 3.6795 | 0 | 2.4882 | 0 | 0 | 3.0687 | 0 | 0 | 77.301 | 3.6795 | 0 | 2.4882 | 0 | 0 | 0.018259 | 0.012276
2018-06-21 20:00 | 6 | 19 | 5 | 0 | 0 | 0 | 1.3625 | 2.7251 | 0 | 16.5561 | 6.9461 | 17.0341 | 17.0341 | 45.1163 | 0 | 0 | 45.1163 | 0 | 0 | 0 | 0 | 0 | 2.7251 | 0 | 0 | 45.1163 | 0 | 0 | 0 | 0 | 0 | 0 | 0
2018-06-21 21:00 | 6 | 20 | 5 | 0 | 0 | 0 | 1.0323 | 2.0646 | 0 | 16.5561 | 6.9461 | 17.0341 | 17.0341 | 34.1816 | 0 | 0 | 34.1816 | 0 | 0 | 0 | 0 | 0 | 2.0646 | 0 | 0 | 34.1816 | 0 | 0 | 0 | 0 | 0 | 0 | 0
2018-06-21 22:00 | 6 | 21 | 5 | 0 | 0 | 0 | 0.73154 | 1.4631 | 0 | 16.5561 | 6.9461 | 17.0341 | 17.0341 | 24.2228 | 0 | 0 | 24.2228 | 0 | 0 | 0 | 0 | 0 | 1.4631 | 0 | 0 | 24.2228 | 0 | 0 | 0 | 0 | 0 | 0 | 0
2018-06-21 23:00 | 6 | 22 | 5 | 0 | 0 | 0 | 0.59441 | 1.1888 | 0 | 16.5561 | 6.9461 | 17.0341 | 17.0341 | 19.6822 | 0 | 0 | 19.6822 | 0 | 0 | 0 | 0 | 0 | 1.1888 | 0 | 0 | 19.6822 | 0 | 0 | 0 | 0 | 0 | 0 | 0
2018-06-22 | 6 | 23 | 5 | 0 | 0 | 0 | 0.52064 | 1.0413 | 0 | 16.5561 | 6.9461 | 17.0341 | 17.0341 | 17.2396 | 0 | 0 | 17.2396 | 0 | 0 | 0 | 0 | 0 | 1.0413 | 0 | 0 | 17.2396 | 0 | 0 | 0 | 0 | 0 | 0 | 0
2018-06-22 01:00 | 6 | 0 | 6 | 0 | 0 | 0 | 0.44709 | 0.89417 | 0 | 16.5561 | 6.9461 | 17.0341 | 17.0341 | 14.804 | 0 | 0 | 14.804 | 0 | 0 | 0 | 0 | 0 | 0.89417 | 0 | 0 | 14.804 | 0 | 0 | 0 | 0 | 0 | 0 | 0
2018-06-22 02:00 | 6 | 1 | 6 | 0 | 0 | 0 | 0.43549 | 0.87097 | 0 | 16.5561 | 6.9461 | 17.0341 | 17.0341 | 14.4199 | 0 | 0 | 14.4199 | 0 | 0 | 0 | 0 | 0 | 0.87097 | 0 | 0 | 14.4199 | 0 | 0 | 0 | 0 | 0 | 0 | 0
2018-06-22 03:00 | 6 | 2 | 6 | 0 | 0 | 0 | 0.44704 | 0.89408 | 0 | 16.5561 | 6.9461 | 17.0341 | 17.0341 | 14.8024 | 0 | 0 | 14.8024 | 0 | 0 | 0 | 0 | 0 | 0.89408 | 0 | 0 | 14.8024 | 0 | 0 | 0 | 0 | 0 | 0 | 0
2018-06-22 04:00 | 6 | 3 | 6 | 0 | 0 | 0 | 0.48299 | 0.96598 | 0 | 16.5561 | 6.9461 | 17.0341 | 17.0341 | 15.9929 | 0 | 0 | 15.9929 | 0 | 0 | 0 | 0 | 0 | 0.96598 | 0 | 0 | 15.9929 | 0 | 0 | 0 | 0 | 0 | 0 | 0
2018-06-22 05:00 | 6 | 4 | 6 | 0 | 0 | 0.0019695 | 0.61833 | 1.2367 | 0.015756 | 16.5561 | 6.9461 | 17.0341 | 17.0341 | 20.4743 | 0.015756 | 0 | 20.2135 | 0.26085 | 0 | 0.26838 | 0 | 0 | 1.2209 | 0 | 0 | 20.2135 | 0.26085 | 0 | 0.26838 | 0 | 0 | 0.0019695 | 0.0085513
2018-06-22 06:00 | 6 | 5 | 6 | 0 | 0 | 0.06798 | 0.74833 | 1.4967 | 0.54384 | 16.5561 | 6.9461 | 17.0341 | 17.0341 | 24.7787 | 0.54384 | 0 | 15.7749 | 9.0038 | 0 | 9.2638 | 0 | 0 | 0.95282 | 0 | 0 | 15.7749 | 9.0038 | 0 | 9.2638 | 0 | 0 | 0.06798 | 0.037383
2018-06-22 07:00 | 6 | 6 | 6 | 0 | 0 | 0.096524 | 0.83776 | 1.6755 | 0.7722 | 16.5561 | 6.9461 | 17.0341 | 17.0341 | 27.7399 | 0.7722 | 0 | 14.9554 | 12.7845 | 0 | 13.1537 | 0 | 0 | 0.90332 | 0 | 0 | 14.9554 | 12.7845 | 0 | 13.1537 | 0 | 0 | 0.096524 | 0.12184
2018-06-22 08:00 | 6 | 7 | 6 | 0 | 0 | 0.28253 | 0.90251 | 1.805 | 2.2603 | 16.5561 | 6.9461 | 17.0341 | 17.0341 | 29.8839 | 1.805 | 0.45524 | 0 | 29.8839 | 3.1622 | 38.5015 | 0.45524 | 0.45524 | 0 | 0 | 0 | 0 | 29.8839 | 0 | 38.5015 | 0.45524 | 0 | 0.28253 | 0.31323
2018-06-22 09:00 | 6 | 8 | 6 | 0 | 0 | 0.39311 | 0.97878 | 1.9576 | 3.1449 | 16.5561 | 6.9461 | 17.0341 | 17.0341 | 32.4094 | 1.9576 | 1.1874 | 0 | 32.4094 | 8.2475 | 53.5709 | 1.1874 | 1.6426 | 0 | 0 | 0 | 0 | 32.4094 | 0 | 53.5709 | 1.1874 | 0 | 0.39311 | 0.50544
2018-06-22 10:00 | 6 | 9 | 6 | 0 | 0 | 0.52945 | 1.1011 | 2.2022 | 4.2356 | 16.5561 | 6.9461 | 17.0341 | 17.0341 | 36.4598 | 2.2022 | 2.0334 | 0 | 36.4598 | 14.1243 | 72.1501 | 2.0334 | 3.676 | 0 | 0 | 0 | 0 | 36.4598 | 0 | 72.1501 | 2.0334 | 0 | 0.52945 | 0.57227
2018-06-22 11:00 | 6 | 10 | 6 | 0 | 0 | 0.59928 | 1.1938 | 2.3875 | 4.7943 | 16.5561 | 6.9461 | 17.0341 | 17.0341 | 39.5279 | 2.3875 | 2.4067 | 0 | 39.5279 | 16.7174 | 81.666 | 2.4067 | 6.0827 | 0 | 0 | 0 | 0 | 39.5279 | 0 | 81.666 | 2.4067 | 0 | 0.59928 | 0.70115
2018-06-22 12:00 | 6 | 11 | 6 | 0 | 1 | 0.58516 | 1.2766 | 2.5532 | 4.6813 | 25.1898 | 15.5798 | 17.0341 | 17.0341 | 64.3145 | 2.5532 | 2.1281 | 0 | 64.3145 | 33.1552 | 79.7417 | 2.1281 | 8.2108 | 0 | 0 | 0 | 0 | 64.3145 | 0 | 79.7417 | 2.1281 | 0 | 0.58516 | 0.66262
2018-06-22 13:00 | 6 | 12 | 6 | 0 | 1 | 0.57586 | 1.3892 | 2.7783 | 4.6069 | 25.1898 | 15.5798 | 17.0341 | 17.0341 | 69.9859 | 2.7783 | 1.8285 | 0 | 69.9859 | 28.4877 | 78.4738 | 1.8285 | 10.0393 | 0 | 0 | 0 | 0 | 69.9859 | 0 | 78.4738 | 1.8285 | 0 | 0.57586 | 0.65055
2018-06-22 14:00 | 6 | 13 | 6 | 0 | 1 | 0.26717 | 1.508 | 3.016 | 2.1374 | 25.1898 | 15.5798 | 17.0341 | 17.0341 | 75.9732 | 2.1374 | 0 | 22.1338 | 53.8394 | 0 | 36.408 | 0 | 10.0393 | 0.87868 | 0.87868 | 0 | 0 | 75.9732 | 0 | 36.408 | 0 | 0 | 0.26717 | 0.51869
2018-06-22 15:00 | 6 | 14 | 6 | 0 | 1 | 0.43657 | 1.6596 | 3.3192 | 3.4925 | 25.1898 | 15.5798 | 17.0341 | 17.0341 | 83.6107 | 3.3192 | 0.1733 | 0 | 83.6107 | 2.7 | 59.4924 | 0.1733 | 9.2576 | 0 | 0 | 0 | 0 | 83.6107 | 0 | 59.4924 | 0.1733 | 0 | 0.43657 | 0.26299
2018-06-22 16:00 | 6 | 15 | 6 | 0 | 1 | 0.41025 | 1.8258 | 3.6516 | 3.282 | 25.1898 | 15.5798 | 17.0341 | 17.0341 | 91.9834 | 3.282 | 0 | 9.3114 | 82.672 | 0 | 55.9055 | 0 | 9.2576 | 0.36965 | 0.36965 | 0 | 0 | 91.9834 | 0 | 55.9055 | 0 | 0 | 0.41025 | 0.14931
2018-06-22 17:00 | 6 | 16 | 6 | 0 | 1 | 0.19316 | 1.8977 | 3.7954 | 1.5453 | 25.1898 | 15.5798 | 17.0341 | 17.0341 | 95.6055 | 1.5453 | 0 | 56.6801 | 38.9254 | 0 | 26.3227 | 0 | 8.8558 | 2.2501 | 2.2501 | 0 | 0 | 95.6055 | 0 | 26.3227 | 0 | 0 | 0.19316 | 0.19679
2018-06-22 18:00 | 6 | 17 | 6 | 0 | 1 | 0.081577 | 1.7833 | 3.5666 | 0.65262 | 25.1898 | 15.5798 | 17.0341 | 17.0341 | 89.8416 | 0.65262 | 0 | 73.4024 | 16.4392 | 0 | 11.1167 | 0 | 6.41 | 2.914 | 2.914 | 0 | 0 | 89.8416 | 0 | 11.1167 | 0 | 0 | 0.081577 | 0.1061
2018-06-22 19:00 | 6 | 18 | 6 | 0 | 1 | 0.017571 | 1.5339 | 3.0677 | 0.14057 | 25.1898 | 15.5798 | 17.0341 | 17.0341 | 77.2755 | 0.14057 | 0 | 73.7346 | 3.5409 | 0 | 2.3944 | 0 | 3.2426 | 2.9272 | 2.9272 | 0 | 0 | 77.2755 | 0 | 2.3944 | 0 | 0 | 0.017571 | 0.017283
2018-06-22 20:00 | 6 | 19 | 6 | 0 | 0 | 0 | 1.3835 | 2.767 | 0 | 16.5561 | 6.9461 | 17.0341 | 17.0341 | 45.8108 | 0 | 0 | 45.8108 | 0 | 0 | 0 | 0 | 0.0609 | 2.767 | 0.056028 | 0 | 44.8832 | 0.92761 | 0 | 0 | 0 | 0 | 0 | 0
2018-06-22 21:00 | 6 | 20 | 6 | 0 | 0 | 0 | 1.1444 | 2.2887 | 0 | 16.5561 | 6.9461 | 17.0341 | 17.0341 | 37.8921 | 0 | 0 | 37.8921 | 0 | 0 | 0 | 0 | 0 | 2.2887 | 0 | 0 | 37.8921 | 0 | 0 | 0 | 0 | 0 | 0 | 0
2018-06-22 22:00 | 6 | 21 | 6 | 0 | 0 | 0 | 0.91831 | 1.8366 | 0 | 16.5561 | 6.9461 | 17.0341 | 17.0341 | 30.4071 | 0 | 0 | 30.4071 | 0 | 0 | 0 | 0 | 0 | 1.8366 | 0 | 0 | 30.4071 | 0 | 0 | 0 | 0 | 0 | 0 | 0
2018-06-22 23:00 | 6 | 22 | 6 | 0 | 0 | 0 | 0.72394 | 1.4479 | 0 | 16.5561 | 6.9461 | 17.0341 | 17.0341 | 23.9713 | 0 | 0 | 23.9713 | 0 | 0 | 0 | 0 | 0 | 1.4479 | 0 | 0 | 23.9713 | 0 | 0 | 0 | 0 | 0 | 0 | 0
2018-06-23 | 6 | 23 | 6 | 0 | 0 | 0 | 0.56566 | 1.1313 | 0 | 16.5561 | 6.9461 | 17.0341 | 17.0341 | 18.73 | 0 | 0 | 18.73 | 0 | 0 | 0 | 0 | 0 | 1.1313 | 0 | 0 | 18.73 | 0 | 0 | 0 | 0 | 0 | 0 | 0
2018-06-23 01:00 | 6 | 0 | 7 | 0 | 0 | 0 | 0.49042 | 0.98085 | 0 | 16.5561 | 6.9461 | 17.0341 | 17.0341 | 16.239 | 0 | 0 | 16.239 | 0 | 0 | 0 | 0 | 0 | 0.98085 | 0 | 0 | 16.239 | 0 | 0 | 0 | 0 | 0 | 0 | 0
2018-06-23 02:00 | 6 | 1 | 7 | 0 | 0 | 0 | 0.46666 | 0.93333 | 0 | 16.5561 | 6.9461 | 17.0341 | 17.0341 | 15.4523 | 0 | 0 | 15.4523 | 0 | 0 | 0 | 0 | 0 | 0.93333 | 0 | 0 | 15.4523 | 0 | 0 | 0 | 0 | 0 | 0 | 0
2018-06-23 03:00 | 6 | 2 | 7 | 0 | 0 | 0 | 0.45665 | 0.9133 | 0 | 16.5561 | 6.9461 | 17.0341 | 17.0341 | 15.1207 | 0 | 0 | 15.1207 | 0 | 0 | 0 | 0 | 0 | 0.9133 | 0 | 0 | 15.1207 | 0 | 0 | 0 | 0 | 0 | 0 | 0
2018-06-23 04:00 | 6 | 3 | 7 | 0 | 0 | 0 | 0.45721 | 0.91443 | 0 | 16.5561 | 6.9461 | 17.0341 | 17.0341 | 15.1393 | 0 | 0 | 15.1393 | 0 | 0 | 0 | 0 | 0 | 0.91443 | 0 | 0 | 15.1393 | 0 | 0 | 0 | 0 | 0 | 0 | 0
2018-06-23 05:00 | 6 | 4 | 7 | 0 | 0 | 0.00085549 | 0.51701 | 1.034 | 0.0068439 | 16.5561 | 6.9461 | 17.0341 | 17.0341 | 17.1192 | 0.0068439 | 0 | 17.0058 | 0.11331 | 0 | 0.11658 | 0 | 0 | 1.0272 | 0 | 0 | 17.0058 | 0.11331 | 0 | 0.11658 | 0 | 0 | 0.00085549 | 0.002256
2018-06-23 06:00 | 6 | 5 | 7 | 0 | 0 | 0.022747 | 0.64019 | 1.2804 | 0.18197 | 16.5561 | 6.9461 | 17.0341 | 17.0341 | 21.1982 | 0.18197 | 0 | 18.1854 | 3.0128 | 0 | 3.0998 | 0 | 0 | 1.0984 | 0 | 0 | 18.1854 | 3.0128 | 0 | 3.0998 | 0 | 0 | 0.022747 | 0.026709
2018-06-23 07:00 | 6 | 6 | 7 | 0 | 0 | 0.12658 | 0.88717 | 1.7743 | 1.0126 | 16.5561 | 6.9461 | 17.0341 | 17.0341 | 29.376 | 1.0126 | 0 | 12.6107 | 16.7653 | 0 | 17.2495 | 0 | 0 | 0.7617 | 0 | 0 | 12.6107 | 16.7653 | 0 | 17.2495 | 0 | 0 | 0.12658 | 0.12399
2018-06-23 08:00 | 6 | 7 | 7 | 0 | 0 | 0.28452 | 1.1179 | 2.2359 | 2.2762 | 16.5561 | 6.9461 | 17.0341 | 17.0341 | 37.0172 | 2.2359 | 0.04028 | 0 | 37.0172 | 0.27979 | 38.7723 | 0.04028 | 0.04028 | 0 | 0 | 0 | 0 | 37.0172 | 0 | 38.7723 | 0.04028 | 0 | 0.28452 | 0.18866
2018-06-23 09:00 | 6 | 8 | 7 | 0 | 0 | 0.48786 | 1.3013 | 2.6025 | 3.9029 | 16.5561 | 6.9461 | 17.0341 | 17.0341 | 43.0874 | 2.6025 | 1.3004 | 0 | 43.0874 | 9.0324 | 66.4822 | 1.3004 | 1.3406 | 0 | 0 | 0 | 0 | 43.0874 | 0 | 66.4822 | 1.3004 | 0 | 0.48786 | 0.24966
2018-06-23 10:00 | 6 | 9 | 7 | 0 | 0 | 0.57116 | 1.4702 | 2.9404 | 4.5693 | 16.5561 | 6.9461 | 17.0341 | 17.0341 | 48.6822 | 2.9404 | 1.6289 | 0 | 48.6822 | 11.3142 | 77.8343 | 1.6289 | 2.9695 | 0 | 0 | 0 | 0 | 48.6822 | 0 | 77.8343 | 1.6289 | 0 | 0.57116 | 0.31936
2018-06-23 11:00 | 6 | 10 | 7 | 0 | 0 | 0.40079 | 1.5933 | 3.1865 | 3.2063 | 16.5561 | 6.9461 | 17.0341 | 17.0341 | 52.756 | 3.1865 | 0.019833 | 0 | 52.756 | 0.13776 | 54.6173 | 0.019833 | 2.9893 | 0 | 0 | 0 | 0 | 52.756 | 0 | 54.6173 | 0.019833 | 0 | 0.40079 | 0.35131
2018-06-23 12:00 | 6 | 11 | 7 | 0 | 1 | 0.32288 | 1.6863 | 3.3725 | 2.583 | 25.1898 | 15.5798 | 17.0341 | 17.0341 | 84.9527 | 2.583 | 0 | 19.8863 | 65.0663 | 0 | 44 | 0 | 2.9893 | 0.78946 | 0.78946 | 0 | 0 | 84.9527 | 0 | 44 | 0 | 0 | 0.32288 | 0.33229
2018-06-23 13:00 | 6 | 12 | 7 | 0 | 1 | 0.48888 | 1.8106 | 3.6212 | 3.9111 | 25.1898 | 15.5798 | 17.0341 | 17.0341 | 91.2162 | 3.6212 | 0.28989 | 0 | 91.2162 | 4.5165 | 66.6215 | 0.28989 | 2.4211 | 0 | 0 | 0 | 0 | 91.2162 | 0 | 66.6215 | 0.28989 | 0 | 0.48888 | 0.53644
2018-06-23 14:00 | 6 | 13 | 7 | 0 | 1 | 0.47931 | 1.8618 | 3.7236 | 3.8345 | 25.1898 | 15.5798 | 17.0341 | 17.0341 | 93.7955 | 3.7236 | 0.11095 | 0 | 93.7955 | 1.7285 | 65.3175 | 0.11095 | 2.5321 | 0 | 0 | 0 | 0 | 93.7955 | 0 | 65.3175 | 0.11095 | 0 | 0.47931 | 0.48847
2018-06-23 15:00 | 6 | 14 | 7 | 0 | 1 | 0.36368 | 2.0581 | 4.1161 | 2.9095 | 25.1898 | 15.5798 | 17.0341 | 17.0341 | 103.6841 | 2.9095 | 0 | 30.3954 | 73.2887 | 0 | 49.5602 | 0 | 2.5321 | 1.2067 | 1.2067 | 0 | 0 | 103.6841 | 0 | 49.5602 | 0 | 0 | 0.36368 | 0.47268
2018-06-23 16:00 | 6 | 15 | 7 | 0 | 1 | 0.38993 | 2.1137 | 4.2274 | 3.1195 | 25.1898 | 15.5798 | 17.0341 | 17.0341 | 106.4879 | 3.1195 | 0 | 27.9096 | 78.5783 | 0 | 53.1373 | 0 | 1.2205 | 1.108 | 1.108 | 0 | 0 | 106.4879 | 0 | 53.1373 | 0 | 0 | 0.38993 | 0.29156
2018-06-23 17:00 | 6 | 16 | 7 | 0 | 1 | 0.24702 | 2.0328 | 4.0656 | 1.9762 | 25.1898 | 15.5798 | 17.0341 | 17.0341 | 102.4125 | 1.9762 | 0 | 52.6335 | 49.779 | 0 | 33.6622 | 0 | 0.016165 | 2.0895 | 0.014872 | 0 | 52.2589 | 50.1536 | 0 | 33.6622 | 0 | 0 | 0.24702 | 0.1174
2018-06-23 18:00 | 6 | 17 | 7 | 0 | 1 | 0.087972 | 1.866 | 3.732 | 0.70378 | 25.1898 | 15.5798 | 17.0341 | 17.0341 | 94.0085 | 0.70378 | 0 | 76.2805 | 17.7279 | 0 | 11.9882 | 0 | 0 | 3.0282 | 0 | 0 | 76.2805 | 17.7279 | 0 | 11.9882 | 0 | 0 | 0.087972 | 0.03287
2018-06-23 19:00 | 6 | 18 | 7 | 0 | 1 | 0.017353 | 1.7791 | 3.5582 | 0.13882 | 25.1898 | 15.5798 | 17.0341 | 17.0341 | 89.6301 | 0.13882 | 0 | 86.1332 | 3.4969 | 0 | 2.3647 | 0 | 0 | 3.4194 | 0 | 0 | 86.1332 | 3.4969 | 0 | 2.3647 | 0 | 0 | 0.017353 | 0.007978
2018-06-23 20:00 | 6 | 19 | 7 | 0 | 0 | 0 | 1.6185 | 3.2369 | 0 | 16.5561 | 6.9461 | 17.0341 | 17.0341 | 53.5904 | 0 | 0 | 53.5904 | 0 | 0 | 0 | 0 | 0 | 3.2369 | 0 | 0 | 53.5904 | 0 | 0 | 0 | 0 | 0 | 0 | 0
2018-06-23 21:00 | 6 | 20 | 7 | 0 | 0 | 0 | 1.3442 | 2.6883 | 0 | 16.5561 | 6.9461 | 17.0341 | 17.0341 | 44.508 | 0 | 0 | 44.508 | 0 | 0 | 0 | 0 | 0 | 2.6883 | 0 | 0 | 44.508 | 0 | 0 | 0 | 0 | 0 | 0 | 0
2018-06-23 22:00 | 6 | 21 | 7 | 0 | 0 | 0 | 1.1024 | 2.2048 | 0 | 16.5561 | 6.9461 | 17.0341 | 17.0341 | 36.5035 | 0 | 0 | 36.5035 | 0 | 0 | 0 | 0 | 0 | 2.2048 | 0 | 0 | 36.5035 | 0 | 0 | 0 | 0 | 0 | 0 | 0
2018-06-23 23:00 | 6 | 22 | 7 | 0 | 0 | 0 | 0.89986 | 1.7997 | 0 | 16.5561 | 6.9461 | 17.0341 | 17.0341 | 29.7963 | 0 | 0 | 29.7963 | 0 | 0 | 0 | 0 | 0 | 1.7997 | 0 | 0 | 29.7963 | 0 | 0 | 0 | 0 | 0 | 0 | 0
2018-06-24 | 6 | 23 | 7 | 0 | 0 | 0 | 0.77663 | 1.5533 | 0 | 16.5561 | 6.9461 | 17.0341 | 17.0341 | 25.716 | 0 | 0 | 25.716 | 0 | 0 | 0 | 0 | 0 | 1.5533 | 0 | 0 | 25.716 | 0 | 0 | 0 | 0 | 0 | 0 | 0
2018-06-24 01:00 | 6 | 0 | 1 | 0 | 0 | 0 | 0.67801 | 1.356 | 0 | 16.5561 | 6.9461 | 17.0341 | 17.0341 | 22.4503 | 0 | 0 | 22.4503 | 0 | 0 | 0 | 0 | 0 | 1.356 | 0 | 0 | 22.4503 | 0 | 0 | 0 | 0 | 0 | 0 | 0
2018-06-24 02:00 | 6 | 1 | 1 | 0 | 0 | 0 | 0.62439 | 1.2488 | 0 | 16.5561 | 6.9461 | 17.0341 | 17.0341 | 20.675 | 0 | 0 | 20.675 | 0 | 0 | 0 | 0 | 0 | 1.2488 | 0 | 0 | 20.675 | 0 | 0 | 0 | 0 | 0 | 0 | 0
2018-06-24 03:00 | 6 | 2 | 1 | 0 | 0 | 0 | 0.59388 | 1.1878 | 0 | 16.5561 | 6.9461 | 17.0341 | 17.0341 | 19.6648 | 0 | 0 | 19.6648 | 0 | 0 | 0 | 0 | 0 | 1.1878 | 0 | 0 | 19.6648 | 0 | 0 | 0 | 0 | 0 | 0 | 0
2018-06-24 04:00 | 6 | 3 | 1 | 0 | 0 | 0 | 0.5804 | 1.1608 | 0 | 16.5561 | 6.9461 | 17.0341 | 17.0341 | 19.2184 | 0 | 0 | 19.2184 | 0 | 0 | 0 | 0 | 0 | 1.1608 | 0 | 0 | 19.2184 | 0 | 0 | 0 | 0 | 0 | 0 | 0
2018-06-24 05:00 | 6 | 4 | 1 | 0 | 0 | 0.006406 | 0.6139 | 1.2278 | 0.051248 | 16.5561 | 6.9461 | 17.0341 | 17.0341 | 20.3274 | 0.051248 | 0 | 19.4789 | 0.84847 | 0 | 0.87297 | 0 | 0 | 1.1765 | 0 | 0 | 19.4789 | 0.84847 | 0 | 0.87297 | 0 | 0 | 0.006406 | 0.003069
2018-06-24 06:00 | 6 | 5 | 1 | 0 | 0 | 0.063406 | 0.77614 | 1.5523 | 0.50724 | 16.5561 | 6.9461 | 17.0341 | 17.0341 | 25.6995 | 0.50724 | 0 | 17.3016 | 8.398 | 0 | 8.6405 | 0 | 0 | 1.045 | 0 | 0 | 17.3016 | 8.398 | 0 | 8.6405 | 0 | 0 | 0.063406 | 0.037576
2018-06-24 07:00 | 6 | 6 | 1 | 0 | 0 | 0.22442 | 1.0793 | 2.1586 | 1.7953 | 16.5561 | 6.9461 | 17.0341 | 17.0341 | 35.7378 | 1.7953 | 0 | 6.0143 | 29.7234 | 0 | 30.5817 | 0 | 0 | 0.36327 | 0 | 0 | 6.0143 | 29.7234 | 0 | 30.5817 | 0 | 0 | 0.22442 | 0.1196
2018-06-24 08:00 | 6 | 7 | 1 | 0 | 0 | 0.39088 | 1.3515 | 2.703 | 3.1271 | 16.5561 | 6.9461 | 17.0341 | 17.0341 | 44.7504 | 2.703 | 0.42412 | 0 | 44.7504 | 2.946 | 53.2671 | 0.42412 | 0.42412 | 0 | 0 | 0 | 0 | 44.7504 | 0 | 53.2671 | 0.42412 | 0 | 0.39088 | 0.20213
2018-06-24 09:00 | 6 | 8 | 1 | 0 | 0 | 0.51973 | 1.4929 | 2.9857 | 4.1579 | 16.5561 | 6.9461 | 17.0341 | 17.0341 | 49.4315 | 2.9857 | 1.1722 | 0 | 49.4315 | 8.142 | 70.8259 | 1.1722 | 1.5963 | 0 | 0 | 0 | 0 | 49.4315 | 0 | 70.8259 | 1.1722 | 0 | 0.51973 | 0.26505
2018-06-24 10:00 | 6 | 9 | 1 | 0 | 0 | 0.61298 | 1.4941 | 2.9882 | 4.9038 | 16.5561 | 6.9461 | 17.0341 | 17.0341 | 49.4727 | 2.9882 | 1.9156 | 0 | 49.4727 | 13.306 | 83.5323 | 1.9156 | 3.5119 | 0 | 0 | 0 | 0 | 49.4727 | 0 | 83.5323 | 1.9156 | 0 | 0.61298 | 0.32956
2018-06-24 11:00 | 6 | 10 | 1 | 0 | 0 | 0.66943 | 1.591 | 3.182 | 5.3555 | 16.5561 | 6.9461 | 17.0341 | 17.0341 | 52.682 | 3.182 | 2.1734 | 0 | 52.682 | 15.0967 | 91.2256 | 2.1734 | 5.6853 | 0 | 0 | 0 | 0 | 52.682 | 0 | 91.2256 | 2.1734 | 0 | 0.66943 | 0.317
2018-06-24 12:00 | 6 | 11 | 1 | 0 | 1 | 0.68707 | 1.779 | 3.5581 | 5.4966 | 25.1898 | 15.5798 | 17.0341 | 17.0341 | 89.6267 | 3.5581 | 1.9385 | 0 | 89.6267 | 30.2019 | 93.6297 | 1.9385 | 7.6239 | 0 | 0 | 0 | 0 | 89.6267 | 0 | 93.6297 | 1.9385 | 0 | 0.68707 | 0.49539
2018-06-24 13:00 | 6 | 12 | 1 | 0 | 1 | 0.66869 | 1.902 | 3.8039 | 5.3496 | 25.1898 | 15.5798 | 17.0341 | 17.0341 | 95.8202 | 3.8039 | 1.5456 | 0 | 95.8202 | 24.0803 | 91.125 | 1.5456 | 9.1695 | 0 | 0 | 0 | 0 | 95.8202 | 0 | 91.125 | 1.5456 | 0 | 0.66869 | 0.47961
2018-06-24 14:00 | 6 | 13 | 1 | 0 | 1 | 0.61509 | 2.0194 | 4.0387 | 4.9208 | 25.1898 | 15.5798 | 17.0341 | 17.0341 | 101.7342 | 4.0387 | 0.88204 | 0 | 101.7342 | 13.742 | 83.8208 | 0.88204 | 10.0515 | 0 | 0 | 0 | 0 | 101.7342 | 0 | 83.8208 | 0.88204 | 0 | 0.61509 | 0.37807
2018-06-24 15:00 | 6 | 14 | 1 | 0 | 1 | 0.5288 | 1.9384 | 3.8768 | 4.2304 | 25.1898 | 15.5798 | 17.0341 | 17.0341 | 97.6568 | 3.8768 | 0.35358 | 0 | 97.6568 | 5.5086 | 72.0617 | 0.35358 | 10.4051 | 0 | 0 | 0 | 0 | 97.6568 | 0 | 72.0617 | 0.35358 | 0 | 0.5288 | 0.15535
2018-06-24 16:00 | 6 | 15 | 1 | 0 | 1 | 0.407 | 1.9103 | 3.8206 | 3.256 | 25.1898 | 15.5798 | 17.0341 | 17.0341 | 96.2403 | 3.256 | 0 | 14.2219 | 82.0184 | 0 | 55.4636 | 0 | 10.4051 | 0.56459 | 0.56459 | 0 | 0 | 96.2403 | 0 | 55.4636 | 0 | 0 | 0.407 | 0.1383
2018-06-24 17:00 | 6 | 16 | 1 | 0 | 1 | 0.25686 | 1.7523 | 3.5046 | 2.0549 | 25.1898 | 15.5798 | 17.0341 | 17.0341 | 88.2808 | 2.0549 | 0 | 36.5195 | 51.7613 | 0 | 35.0027 | 0 | 9.7914 | 1.4498 | 1.4498 | 0 | 0 | 88.2808 | 0 | 35.0027 | 0 | 0 | 0.25686 | 0.12259
2018-06-24 18:00 | 6 | 17 | 1 | 0 | 1 | 0.094574 | 1.577 | 3.1541 | 0.75659 | 25.1898 | 15.5798 | 17.0341 | 17.0341 | 79.4508 | 0.75659 | 0 | 60.3924 | 19.0584 | 0 | 12.8879 | 0 | 8.2156 | 2.3975 | 2.3975 | 0 | 0 | 79.4508 | 0 | 12.8879 | 0 | 0 | 0.094574 | 0.077987
2018-06-24 19:00 | 6 | 18 | 1 | 0 | 1 | 0.014938 | 1.4786 | 2.9572 | 0.1195 | 25.1898 | 15.5798 | 17.0341 | 17.0341 | 74.492 | 0.1195 | 0 | 71.4818 | 3.0102 | 0 | 2.0356 | 0 | 5.6096 | 2.8377 | 2.8377 | 0 | 0 | 74.492 | 0 | 2.0356 | 0 | 0 | 0.014938 | 0.012576
2018-06-24 20:00 | 6 | 19 | 1 | 0 | 0 | 0 | 1.3683 | 2.7366 | 0 | 16.5561 | 6.9461 | 17.0341 | 17.0341 | 45.308 | 0 | 0 | 45.308 | 0 | 0 | 0 | 0 | 2.5251 | 2.7366 | 2.3231 | 0 | 6.8467 | 38.4613 | 0 | 0 | 0 | 0 | 0 | 0
2018-06-24 21:00 | 6 | 20 | 1 | 0 | 0 | 0 | 1.1671 | 2.3343 | 0 | 16.5561 | 6.9461 | 17.0341 | 17.0341 | 38.6463 | 0 | 0 | 38.6463 | 0 | 0 | 0 | 0 | 0 | 2.3343 | 0 | 0 | 38.6463 | 0 | 0 | 0 | 0 | 0 | 0 | 0
2018-06-24 22:00 | 6 | 21 | 1 | 0 | 0 | 0 | 0.91934 | 1.8387 | 0 | 16.5561 | 6.9461 | 17.0341 | 17.0341 | 30.4414 | 0 | 0 | 30.4414 | 0 | 0 | 0 | 0 | 0 | 1.8387 | 0 | 0 | 30.4414 | 0 | 0 | 0 | 0 | 0 | 0 | 0
2018-06-24 23:00 | 6 | 22 | 1 | 0 | 0 | 0 | 0.79114 | 1.5823 | 0 | 16.5561 | 6.9461 | 17.0341 | 17.0341 | 26.1964 | 0 | 0 | 26.1964 | 0 | 0 | 0 | 0 | 0 | 1.5823 | 0 | 0 | 26.1964 | 0 | 0 | 0 | 0 | 0 | 0 | 0
2018-06-25 | 6 | 23 | 1 | 0 | 0 | 0 | 0.67931 | 1.3586 | 0 | 16.5561 | 6.9461 | 17.0341 | 17.0341 | 22.4935 | 0 | 0 | 22.4935 | 0 | 0 | 0 | 0 | 0 | 1.3586 | 0 | 0 | 22.4935 | 0 | 0 | 0 | 0 | 0 | 0 | 0
2018-06-25 01:00 | 6 | 0 | 2 | 0 | 0 | 0 | 0.62313 | 1.2463 | 0 | 16.5561 | 6.9461 | 17.0341 | 17.0341 | 20.633 | 0 | 0 | 20.633 | 0 | 0 | 0 | 0 | 0 | 1.2463 | 0 | 0 | 20.633 | 0 | 0 | 0 | 0 | 0 | 0 | 0
2018-06-25 02:00 | 6 | 1 | 2 | 0 | 0 | 0 | 0.59049 | 1.181 | 0 | 16.5561 | 6.9461 | 17.0341 | 17.0341 | 19.5524 | 0 | 0 | 19.5524 | 0 | 0 | 0 | 0 | 0 | 1.181 | 0 | 0 | 19.5524 | 0 | 0 | 0 | 0 | 0 | 0 | 0
2018-06-25 03:00 | 6 | 2 | 2 | 0 | 0 | 0 | 0.55346 | 1.1069 | 0 | 16.5561 | 6.9461 | 17.0341 | 17.0341 | 18.3263 | 0 | 0 | 18.3263 | 0 | 0 | 0 | 0 | 0 | 1.1069 | 0 | 0 | 18.3263 | 0 | 0 | 0 | 0 | 0 | 0 | 0
2018-06-25 04:00 | 6 | 3 | 2 | 0 | 0 | 0 | 0.5792 | 1.1584 | 0 | 16.5561 | 6.9461 | 17.0341 | 17.0341 | 19.1786 | 0 | 0 | 19.1786 | 0 | 0 | 0 | 0 | 0 | 1.1584 | 0 | 0 | 19.1786 | 0 | 0 | 0 | 0 | 0 | 0 | 0
2018-06-25 05:00 | 6 | 4 | 2 | 0 | 0 | 0.0060665 | 0.69191 | 1.3838 | 0.048532 | 16.5561 | 6.9461 | 17.0341 | 17.0341 | 22.9105 | 0.048532 | 0 | 22.107 | 0.80349 | 0 | 0.8267 | 0 | 0 | 1.3353 | 0 | 0 | 22.107 | 0.80349 | 0 | 0.8267 | 0 | 0 | 0.0060665 | 0.007051
2018-06-25 06:00 | 6 | 5 | 2 | 0 | 0 | 0.061609 | 0.88179 | 1.7636 | 0.49287 | 16.5561 | 6.9461 | 17.0341 | 17.0341 | 29.198 | 0.49287 | 0 | 21.0379 | 8.1601 | 0 | 8.3957 | 0 | 0 | 1.2707 | 0 | 0 | 21.0379 | 8.1601 | 0 | 8.3957 | 0 | 0 | 0.061609 | 0.041755
2018-06-25 07:00 | 6 | 6 | 2 | 0 | 0 | 0.21429 | 1.0221 | 2.0441 | 1.7143 | 16.5561 | 6.9461 | 17.0341 | 17.0341 | 33.8423 | 1.7143 | 0 | 5.4599 | 28.3824 | 0 | 29.202 | 0 | 0 | 0.32978 | 0 | 0 | 5.4599 | 28.3824 | 0 | 29.202 | 0 | 0 | 0.21429 | 0.23003
2018-06-25 08:00 | 6 | 7 | 2 | 0 | 0 | 0.364 | 1.1546 | 2.3092 | 2.912 | 16.5561 | 6.9461 | 17.0341 | 17.0341 | 38.2306 | 2.3092 | 0.60281 | 0 | 38.2306 | 4.1872 | 49.603 | 0.60281 | 0.60281 | 0 | 0 | 0 | 0 | 38.2306 | 0 | 49.603 | 0.60281 | 0 | 0.364 | 0.37223
2018-06-25 09:00 | 6 | 8 | 2 | 0 | 0 | 0.47317 | 1.3311 | 2.6622 | 3.7853 | 16.5561 | 6.9461 | 17.0341 | 17.0341 | 44.076 | 2.6622 | 1.1231 | 0 | 44.076 | 7.8012 | 64.4801 | 1.1231 | 1.7259 | 0 | 0 | 0 | 0 | 44.076 | 0 | 64.4801 | 1.1231 | 0 | 0.47317 | 0.51922
2018-06-25 10:00 | 6 | 9 | 2 | 0 | 0 | 0.54961 | 1.5328 | 3.0657 | 4.3968 | 16.5561 | 6.9461 | 17.0341 | 17.0341 | 50.7554 | 3.0657 | 1.3312 | 0 | 50.7554 | 9.2464 | 74.8964 | 1.3312 | 3.0571 | 0 | 0 | 0 | 0 | 50.7554 | 0 | 74.8964 | 1.3312 | 0 | 0.54961 | 0.67994
2018-06-25 11:00 | 6 | 10 | 2 | 0 | 0 | 0.60276 | 1.6994 | 3.3989 | 4.8221 | 16.5561 | 6.9461 | 17.0341 | 17.0341 | 56.2717 | 3.3989 | 1.4232 | 0 | 56.2717 | 9.886 | 82.1404 | 1.4232 | 4.4803 | 0 | 0 | 0 | 0 | 56.2717 | 0 | 82.1404 | 1.4232 | 0 | 0.60276 | 0.7498
2018-06-25 12:00 | 6 | 11 | 2 | 0 | 1 | 0.63179 | 1.7123 | 3.4247 | 5.0544 | 25.1898 | 15.5798 | 17.0341 | 17.0341 | 86.2664 | 3.4247 | 1.6297 | 0 | 86.2664 | 25.3902 | 86.0966 | 1.6297 | 6.11 | 0 | 0 | 0 | 0 | 86.2664 | 0 | 86.0966 | 1.6297 | 0 | 0.63179 | 0.76409
2018-06-25 13:00 | 6 | 12 | 2 | 0 | 1 | 0.62912 | 1.826 | 3.652 | 5.033 | 25.1898 | 15.5798 | 17.0341 | 17.0341 | 91.9931 | 3.652 | 1.3809 | 0 | 91.9931 | 21.5148 | 85.732 | 1.3809 | 7.491 | 0 | 0 | 0 | 0 | 91.9931 | 0 | 85.732 | 1.3809 | 0 | 0.62912 | 0.75699
2018-06-25 14:00 | 6 | 13 | 2 | 0 | 1 | 0.58794 | 1.9733 | 3.9465 | 4.7035 | 25.1898 | 15.5798 | 17.0341 | 17.0341 | 99.4118 | 3.9465 | 0.75701 | 0 | 99.4118 | 11.7941 | 80.1206 | 0.75701 | 8.248 | 0 | 0 | 0 | 0 | 99.4118 | 0 | 80.1206 | 0.75701 | 0 | 0.58794 | 0.65698
2018-06-25 15:00 | 6 | 14 | 2 | 0 | 1 | 0.51272 | 2.1008 | 4.2015 | 4.1018 | 25.1898 | 15.5798 | 17.0341 | 17.0341 | 105.8355 | 4.1018 | 0 | 2.5134 | 103.3221 | 0 | 69.8698 | 0 | 8.248 | 0.099779 | 0.099779 | 0 | 0 | 105.8355 | 0 | 69.8698 | 0 | 0 | 0.51272 | 0.55768
2018-06-25 16:00 | 6 | 15 | 2 | 0 | 1 | 0.40016 | 2.1684 | 4.3368 | 3.2012 | 25.1898 | 15.5798 | 17.0341 | 17.0341 | 109.2438 | 3.2012 | 0 | 28.6052 | 80.6386 | 0 | 54.5305 | 0 | 8.1395 | 1.1356 | 1.1356 | 0 | 0 | 109.2438 | 0 | 54.5305 | 0 | 0 | 0.40016 | 0.38711
2018-06-25 17:00 | 6 | 16 | 2 | 0 | 1 | 0.25292 | 2.1867 | 4.3734 | 2.0233 | 25.1898 | 15.5798 | 17.0341 | 17.0341 | 110.1652 | 2.0233 | 0 | 59.1979 | 50.9673 | 0 | 34.4658 | 0 | 6.9052 | 2.3501 | 2.3501 | 0 | 0 | 110.1652 | 0 | 34.4658 | 0 | 0 | 0.25292 | 0.24402
2018-06-25 18:00 | 6 | 17 | 2 | 0 | 1 | 0.094999 | 2.1254 | 4.2509 | 0.75999 | 25.1898 | 15.5798 | 17.0341 | 17.0341 | 107.0786 | 0.75999 | 0 | 87.9346 | 19.144 | 0 | 12.9458 | 0 | 4.3508 | 3.4909 | 3.4909 | 0 | 0 | 107.0786 | 0 | 12.9458 | 0 | 0 | 0.094999 | 0.099108
2018-06-25 19:00 | 6 | 18 | 2 | 0 | 1 | 0.015593 | 1.981 | 3.962 | 0.12474 | 25.1898 | 15.5798 | 17.0341 | 17.0341 | 99.8007 | 0.12474 | 0 | 96.6585 | 3.1422 | 0 | 2.1248 | 0 | 0.55633 | 3.8372 | 0.51182 | 0 | 83.7659 | 16.0348 | 0 | 2.1248 | 0 | 0 | 0.015593 | 0.017396
2018-06-25 20:00 | 6 | 19 | 2 | 0 | 0 | 0 | 1.683 | 3.3661 | 0 | 16.5561 | 6.9461 | 17.0341 | 17.0341 | 55.729 | 0 | 0 | 55.729 | 0 | 0 | 0 | 0 | 0 | 3.3661 | 0 | 0 | 55.729 | 0 | 0 | 0 | 0 | 0 | 0 | 0
2018-06-25 21:00 | 6 | 20 | 2 | 0 | 0 | 0 | 1.3805 | 2.761 | 0 | 16.5561 | 6.9461 | 17.0341 | 17.0341 | 45.7118 | 0 | 0 | 45.7118 | 0 | 0 | 0 | 0 | 0 | 2.761 | 0 | 0 | 45.7118 | 0 | 0 | 0 | 0 | 0 | 0 | 0
2018-06-25 22:00 | 6 | 21 | 2 | 0 | 0 | 0 | 1.0352 | 2.0703 | 0 | 16.5561 | 6.9461 | 17.0341 | 17.0341 | 34.2761 | 0 | 0 | 34.2761 | 0 | 0 | 0 | 0 | 0 | 2.0703 | 0 | 0 | 34.2761 | 0 | 0 | 0 | 0 | 0 | 0 | 0
2018-06-25 23:00 | 6 | 22 | 2 | 0 | 0 | 0 | 0.80108 | 1.6022 | 0 | 16.5561 | 6.9461 | 17.0341 | 17.0341 | 26.5255 | 0 | 0 | 26.5255 | 0 | 0 | 0 | 0 | 0 | 1.6022 | 0 | 0 | 26.5255 | 0 | 0 | 0 | 0 | 0 | 0 | 0
2018-06-26 | 6 | 23 | 2 | 0 | 0 | 0 | 0.64123 | 1.2825 | 0 | 16.5561 | 6.9461 | 17.0341 | 17.0341 | 21.2324 | 0 | 0 | 21.2324 | 0 | 0 | 0 | 0 | 0 | 1.2825 | 0 | 0 | 21.2324 | 0 | 0 | 0 | 0 | 0 | 0 | 0
2018-06-26 01:00 | 6 | 0 | 3 | 0 | 0 | 0 | 0.55489 | 1.1098 | 0 | 16.5561 | 6.9461 | 17.0341 | 17.0341 | 18.3737 | 0 | 0 | 18.3737 | 0 | 0 | 0 | 0 | 0 | 1.1098 | 0 | 0 | 18.3737 | 0 | 0 | 0 | 0 | 0 | 0 | 0
2018-06-26 02:00 | 6 | 1 | 3 | 0 | 0 | 0 | 0.5082 | 1.0164 | 0 | 16.5561 | 6.9461 | 17.0341 | 17.0341 | 16.8276 | 0 | 0 | 16.8276 | 0 | 0 | 0 | 0 | 0 | 1.0164 | 0 | 0 | 16.8276 | 0 | 0 | 0 | 0 | 0 | 0 | 0
2018-06-26 03:00 | 6 | 2 | 3 | 0 | 0 | 0 | 0.49274 | 0.98548 | 0 | 16.5561 | 6.9461 | 17.0341 | 17.0341 | 16.3156 | 0 | 0 | 16.3156 | 0 | 0 | 0 | 0 | 0 | 0.98548 | 0 | 0 | 16.3156 | 0 | 0 | 0 | 0 | 0 | 0 | 0
2018-06-26 04:00 | 6 | 3 | 3 | 0 | 0 | 0 | 0.50291 | 1.0058 | 0 | 16.5561 | 6.9461 | 17.0341 | 17.0341 | 16.6523 | 0 | 0 | 16.6523 | 0 | 0 | 0 | 0 | 0 | 1.0058 | 0 | 0 | 16.6523 | 0 | 0 | 0 | 0 | 0 | 0 | 0
2018-06-26 05:00 | 6 | 4 | 3 | 0 | 0 | 0.0064721 | 0.62902 | 1.258 | 0.051777 | 16.5561 | 6.9461 | 17.0341 | 17.0341 | 20.8283 | 0.051777 | 0 | 19.9711 | 0.85722 | 0 | 0.88197 | 0 | 0 | 1.2063 | 0 | 0 | 19.9711 | 0.85722 | 0 | 0.88197 | 0 | 0 | 0.0064721 | 0.0058173
2018-06-26 06:00 | 6 | 5 | 3 | 0 | 0 | 0.065222 | 0.79867 | 1.5973 | 0.52178 | 16.5561 | 6.9461 | 17.0341 | 17.0341 | 26.4457 | 0.52178 | 0 | 17.8071 | 8.6386 | 0 | 8.888 | 0 | 0 | 1.0756 | 0 | 0 | 17.8071 | 8.6386 | 0 | 8.888 | 0 | 0 | 0.065222 | 0.067998
2018-06-26 07:00 | 6 | 6 | 3 | 0 | 0 | 0.21712 | 0.98358 | 1.9672 | 1.7369 | 16.5561 | 6.9461 | 17.0341 | 17.0341 | 32.5686 | 1.7369 | 0 | 3.812 | 28.7565 | 0 | 29.5869 | 0 | 0 | 0.23025 | 0 | 0 | 3.812 | 28.7565 | 0 | 29.5869 | 0 | 0 | 0.21712 | 0.20812
2018-06-26 08:00 | 6 | 7 | 3 | 0 | 0 | 0.37451 | 1.0748 | 2.1497 | 2.9961 | 16.5561 | 6.9461 | 17.0341 | 17.0341 | 35.5903 | 2.1497 | 0.84642 | 0 | 35.5903 | 5.8793 | 51.0361 | 0.84642 | 0.84642 | 0 | 0 | 0 | 0 | 35.5903 | 0 | 51.0361 | 0.84642 | 0 | 0.37451 | 0.4051
2018-06-26 09:00 | 6 | 8 | 3 | 0 | 0 | 0.49678 | 1.1714 | 2.3429 | 3.9742 | 16.5561 | 6.9461 | 17.0341 | 17.0341 | 38.789 | 2.3429 | 1.6313 | 0 | 38.789 | 11.3312 | 67.6971 | 1.6313 | 2.4777 | 0 | 0 | 0 | 0 | 38.789 | 0 | 67.6971 | 1.6313 | 0 | 0.49678 | 0.5756
2018-06-26 10:00 | 6 | 9 | 3 | 0 | 0 | 0.58314 | 1.2183 | 2.4366 | 4.6651 | 16.5561 | 6.9461 | 17.0341 | 17.0341 | 40.3403 | 2.4366 | 2.2285 | 0 | 40.3403 | 15.4796 | 79.4665 | 2.2285 | 4.7063 | 0 | 0 | 0 | 0 | 40.3403 | 0 | 79.4665 | 2.2285 | 0 | 0.58314 | 0.67819
2018-06-26 11:00 | 6 | 10 | 3 | 0 | 0 | 0.64027 | 1.332 | 2.664 | 5.1222 | 16.5561 | 6.9461 | 17.0341 | 17.0341 | 44.1049 | 2.664 | 2.4582 | 0 | 44.1049 | 17.0748 | 87.2517 | 2.4582 | 7.1645 | 0 | 0 | 0 | 0 | 44.1049 | 0 | 87.2517 | 2.4582 | 0 | 0.64027 | 0.73985
2018-06-26 12:00 | 6 | 11 | 3 | 0 | 1 | 0.66133 | 1.3948 | 2.7896 | 5.2907 | 25.1898 | 15.5798 | 17.0341 | 17.0341 | 70.2691 | 2.7896 | 2.5011 | 0 | 70.2691 | 38.9661 | 90.1218 | 2.5011 | 9.6655 | 0 | 0 | 0 | 0 | 70.2691 | 0 | 90.1218 | 2.5011 | 0 | 0.66133 | 0.75347
2018-06-26 13:00 | 6 | 12 | 3 | 0 | 1 | 0.6442 | 1.5216 | 3.0431 | 5.1536 | 25.1898 | 15.5798 | 17.0341 | 17.0341 | 76.6549 | 3.0431 | 2.1105 | 0 | 76.6549 | 32.8812 | 87.7873 | 2.1105 | 11.776 | 0 | 0 | 0 | 0 | 76.6549 | 0 | 87.7873 | 2.1105 | 0 | 0.6442 | 0.73619
2018-06-26 14:00 | 6 | 13 | 3 | 0 | 1 | 0.59397 | 1.6514 | 3.3027 | 4.7517 | 25.1898 | 15.5798 | 17.0341 | 17.0341 | 83.1947 | 3.3027 | 1.449 | 0 | 83.1947 | 22.5755 | 80.9419 | 0.72396 | 12.5 | 0 | 0 | 0.72507 | 0 | 83.1947 | 11.2964 | 80.9419 | 1.449 | 1.4501 | 0.59397 | 0.6092
2018-06-26 15:00 | 6 | 14 | 3 | 0 | 1 | 0.50762 | 1.8255 | 3.651 | 4.061 | 25.1898 | 15.5798 | 17.0341 | 17.0341 | 91.9682 | 3.651 | 0.40997 | 0 | 91.9682 | 6.3873 | 69.1755 | 0 | 12.5 | 0 | 0 | 0.40997 | 0 | 91.9682 | 6.3873 | 69.1755 | 0.40997 | 0.81995 | 0.50762 | 0.43513
2018-06-26 16:00 | 6 | 15 | 3 | 0 | 1 | 0.39105 | 1.7486 | 3.4973 | 3.1284 | 25.1898 | 15.5798 | 17.0341 | 17.0341 | 88.0953 | 3.1284 | 0 | 9.2917 | 78.8036 | 0 | 53.2896 | 0 | 12.5 | 0.36887 | 0.36887 | 0 | 0 | 88.0953 | 0 | 53.2896 | 0 | 0 | 0.39105 | 0.4542
2018-06-26 17:00 | 6 | 16 | 3 | 0 | 1 | 0.24541 | 1.6717 | 3.3434 | 1.9633 | 25.1898 | 15.5798 | 17.0341 | 17.0341 | 84.2187 | 1.9633 | 0 | 34.7648 | 49.4539 | 0 | 33.4424 | 0 | 12.0991 | 1.3801 | 1.3801 | 0 | 0 | 84.2187 | 0 | 33.4424 | 0 | 0 | 0.24541 | 0.28611
2018-06-26 18:00 | 6 | 17 | 3 | 0 | 1 | 0.093902 | 1.6257 | 3.2515 | 0.75122 | 25.1898 | 15.5798 | 17.0341 | 17.0341 | 81.9044 | 0.75122 | 0 | 62.9815 | 18.923 | 0 | 12.7963 | 0 | 10.5989 | 2.5003 | 2.5003 | 0 | 0 | 81.9044 | 0 | 12.7963 | 0 | 0 | 0.093902 | 0.10825
2018-06-26 19:00 | 6 | 18 | 3 | 0 | 1 | 0.016437 | 1.6348 | 3.2696 | 0.1315 | 25.1898 | 15.5798 | 17.0341 | 17.0341 | 82.3598 | 0.1315 | 0 | 79.0474 | 3.3124 | 0 | 2.2399 | 0 | 7.8812 | 3.1381 | 3.1381 | 0 | 0 | 82.3598 | 0 | 2.2399 | 0 | 0 | 0.016437 | 0.017211
2018-06-26 20:00 | 6 | 19 | 3 | 0 | 0 | 0 | 1.517 | 3.034 | 0 | 16.5561 | 6.9461 | 17.0341 | 17.0341 | 50.2306 | 0 | 0 | 50.2306 | 0 | 0 | 0 | 0 | 4.4703 | 3.034 | 3.034 | 0 | 0 | 50.2306 | 0 | 0 | 0 | 0 | 0 | 0
2018-06-26 21:00 | 6 | 20 | 3 | 0 | 0 | 0 | 1.2774 | 2.5547 | 0 | 16.5561 | 6.9461 | 17.0341 | 17.0341 | 42.2958 | 0 | 0 | 42.2958 | 0 | 0 | 0 | 0 | 1.1725 | 2.5547 | 1.0787 | 0 | 24.4371 | 17.8587 | 0 | 0 | 0 | 0 | 0 | 0
2018-06-26 22:00 | 6 | 21 | 3 | 0 | 0 | 0 | 1.0073 | 2.0146 | 0 | 16.5561 | 6.9461 | 17.0341 | 17.0341 | 33.3539 | 0 | 0 | 33.3539 | 0 | 0 | 0 | 0 | 0 | 2.0146 | 0 | 0 | 33.3539 | 0 | 0 | 0 | 0 | 0 | 0 | 0
2018-06-26 23:00 | 6 | 22 | 3 | 0 | 0 | 0 | 0.84666 | 1.6933 | 0 | 16.5561 | 6.9461 | 17.0341 | 17.0341 | 28.0347 | 0 | 0 | 28.0347 | 0 | 0 | 0 | 0 | 0 | 1.6933 | 0 | 0 | 28.0347 | 0 | 0 | 0 | 0 | 0 | 0 | 0
2018-06-27 | 6 | 23 | 3 | 0 | 0 | 0 | 0.76248 | 1.525 | 0 | 16.5561 | 6.9461 | 17.0341 | 17.0341 | 25.2472 | 0 | 0 | 25.2472 | 0 | 0 | 0 | 0 | 0 | 1.525 | 0 | 0 | 25.2472 | 0 | 0 | 0 | 0 | 0 | 0 | 0
2018-06-27 01:00 | 6 | 0 | 4 | 0 | 0 | 0 | 0.71229 | 1.4246 | 0 | 16.5561 | 6.9461 | 17.0341 | 17.0341 | 23.5854 | 0 | 0 | 23.5854 | 0 | 0 | 0 | 0 | 0 | 1.4246 | 0 | 0 | 23.5854 | 0 | 0 | 0 | 0 | 0 | 0 | 0
2018-06-27 02:00 | 6 | 1 | 4 | 0 | 0 | 0 | 0.6811 | 1.3622 | 0 | 16.5561 | 6.9461 | 17.0341 | 17.0341 | 22.5527 | 0 | 0 | 22.5527 | 0 | 0 | 0 | 0 | 0 | 1.3622 | 0 | 0 | 22.5527 | 0 | 0 | 0 | 0 | 0 | 0 | 0
2018-06-27 03:00 | 6 | 2 | 4 | 0 | 0 | 0 | 0.64073 | 1.2815 | 0 | 16.5561 | 6.9461 | 17.0341 | 17.0341 | 21.216 | 0 | 0 | 21.216 | 0 | 0 | 0 | 0 | 0 | 1.2815 | 0 | 0 | 21.216 | 0 | 0 | 0 | 0 | 0 | 0 | 0
2018-06-27 04:00 | 6 | 3 | 4 | 0 | 0 | 0 | 0.64356 | 1.2871 | 0 | 16.5561 | 6.9461 | 17.0341 | 17.0341 | 21.3096 | 0 | 0 | 21.3096 | 0 | 0 | 0 | 0 | 0 | 1.2871 | 0 | 0 | 21.3096 | 0 | 0 | 0 | 0 | 0 | 0 | 0
2018-06-27 05:00 | 6 | 4 | 4 | 0 | 0 | 0.0056462 | 0.79592 | 1.5918 | 0.045169 | 16.5561 | 6.9461 | 17.0341 | 17.0341 | 26.3544 | 0.045169 | 0 | 25.6066 | 0.74783 | 0 | 0.76942 | 0 | 0 | 1.5467 | 0 | 0 | 25.6066 | 0.74783 | 0 | 0.76942 | 0 | 0 | 0.0056462 | 0.0068107
2018-06-27 06:00 | 6 | 5 | 4 | 0 | 0 | 0.062083 | 0.9051 | 1.8102 | 0.49666 | 16.5561 | 6.9461 | 17.0341 | 17.0341 | 29.9698 | 0.49666 | 0 | 21.747 | 8.2228 | 0 | 8.4602 | 0 | 0 | 1.3135 | 0 | 0 | 21.747 | 8.2228 | 0 | 8.4602 | 0 | 0 | 0.062083 | 0.072578
2018-06-27 07:00 | 6 | 6 | 4 | 0 | 0 | 0.20716 | 0.95725 | 1.9145 | 1.6573 | 16.5561 | 6.9461 | 17.0341 | 17.0341 | 31.6966 | 1.6573 | 0 | 4.2583 | 27.4383 | 0 | 28.2306 | 0 | 0 | 0.25721 | 0 | 0 | 4.2583 | 27.4383 | 0 | 28.2306 | 0 | 0 | 0.20716 | 0.2093
2018-06-27 08:00 | 6 | 7 | 4 | 0 | 0 | 0.3604 | 0.94761 | 1.8952 | 2.8832 | 16.5561 | 6.9461 | 17.0341 | 17.0341 | 31.3773 | 1.8952 | 0.98798 | 0 | 31.3773 | 6.8626 | 49.1127 | 0.98798 | 0.98798 | 0 | 0 | 0 | 0 | 31.3773 | 0 | 49.1127 | 0.98798 | 0 | 0.3604 | 0.38925
2018-06-27 09:00 | 6 | 8 | 4 | 0 | 0 | 0.47799 | 0.9605 | 1.921 | 3.8239 | 16.5561 | 6.9461 | 17.0341 | 17.0341 | 31.804 | 1.921 | 1.9029 | 0 | 31.804 | 13.218 | 65.1373 | 1.9029 | 2.8909 | 0 | 0 | 0 | 0 | 31.804 | 0 | 65.1373 | 1.9029 | 0 | 0.47799 | 0.49858
2018-06-27 10:00 | 6 | 9 | 4 | 0 | 0 | 0.56562 | 1.0419 | 2.0839 | 4.525 | 16.5561 | 6.9461 | 17.0341 | 17.0341 | 34.5004 | 2.0839 | 2.4411 | 0 | 34.5004 | 16.9563 | 77.0792 | 2.4411 | 5.332 | 0 | 0 | 0 | 0 | 34.5004 | 0 | 77.0792 | 2.4411 | 0 | 0.56562 | 0.406
2018-06-27 11:00 | 6 | 10 | 4 | 0 | 0 | 0.61633 | 1.0681 | 2.1363 | 4.9306 | 16.5561 | 6.9461 | 17.0341 | 17.0341 | 35.368 | 2.1363 | 2.7944 | 0 | 35.368 | 19.41 | 83.9891 | 2.7944 | 8.1264 | 0 | 0 | 0 | 0 | 35.368 | 0 | 83.9891 | 2.7944 | 0 | 0.61633 | 0.34152
2018-06-27 12:00 | 6 | 11 | 4 | 0 | 1 | 0.63351 | 1.0758 | 2.1516 | 5.0681 | 25.1898 | 15.5798 | 17.0341 | 17.0341 | 54.1984 | 2.1516 | 2.9165 | 0 | 54.1984 | 45.4379 | 86.3303 | 2.9165 | 11.0429 | 0 | 0 | 0 | 0 | 54.1984 | 0 | 86.3303 | 2.9165 | 0 | 0.63351 | 0.65245
2018-06-27 13:00 | 6 | 12 | 4 | 0 | 1 | 0.47273 | 1.0906 | 2.1812 | 3.7819 | 25.1898 | 15.5798 | 17.0341 | 17.0341 | 54.9436 | 2.1812 | 1.6007 | 0 | 54.9436 | 24.9383 | 64.421 | 1.4571 | 12.5 | 0 | 0 | 0.14357 | 0 | 54.9436 | 2.2367 | 64.421 | 1.6007 | 0.28713 | 0.47273 | 0.6393
2018-06-27 14:00 | 6 | 13 | 4 | 0 | 1 | 0.42251 | 1.2193 | 2.4387 | 3.3801 | 25.1898 | 15.5798 | 17.0341 | 17.0341 | 61.4298 | 2.4387 | 0.94143 | 0 | 61.4298 | 14.6673 | 57.5773 | 0 | 12.5 | 0 | 0 | 0.94143 | 0 | 61.4298 | 14.6673 | 57.5773 | 0.94143 | 1.8829 | 0.42251 | 0.60497
2018-06-27 15:00 | 6 | 14 | 4 | 0 | 1 | 0.38635 | 1.4572 | 2.9144 | 3.0908 | 25.1898 | 15.5798 | 17.0341 | 17.0341 | 73.4129 | 2.9144 | 0.1764 | 0 | 73.4129 | 2.7482 | 52.649 | 0 | 12.5 | 0 | 0 | 0.1764 | 0 | 73.4129 | 2.7482 | 52.649 | 0.1764 | 0.35279 | 0.38635 | 0.4602
2018-06-27 16:00 | 6 | 15 | 4 | 0 | 1 | 0.38637 | 1.5817 | 3.1634 | 3.091 | 25.1898 | 15.5798 | 17.0341 | 17.0341 | 79.6844 | 3.091 | 0 | 1.8235 | 77.8609 | 0 | 52.6521 | 0 | 12.5 | 0.072391 | 0.072391 | 0 | 0 | 79.6844 | 0 | 52.6521 | 0 | 0 | 0.38637 | 0.36322
2018-06-27 17:00 | 6 | 16 | 4 | 0 | 1 | 0.24358 | 1.5943 | 3.1886 | 1.9486 | 25.1898 | 15.5798 | 17.0341 | 17.0341 | 80.3195 | 1.9486 | 0 | 31.2337 | 49.0858 | 0 | 33.1934 | 0 | 12.4213 | 1.2399 | 1.2399 | 0 | 0 | 80.3195 | 0 | 33.1934 | 0 | 0 | 0.24358 | 0.21478
2018-06-27 18:00 | 6 | 17 | 4 | 0 | 1 | 0.087098 | 1.5519 | 3.1038 | 0.69678 | 25.1898 | 15.5798 | 17.0341 | 17.0341 | 78.1843 | 0.69678 | 0 | 60.6325 | 17.5518 | 0 | 11.8691 | 0 | 11.0736 | 2.407 | 2.407 | 0 | 0 | 78.1843 | 0 | 11.8691 | 0 | 0 | 0.087098 | 0.10685
2018-06-27 19:00 | 6 | 18 | 4 | 0 | 1 | 0.017079 | 1.5123 | 3.0247 | 0.13663 | 25.1898 | 15.5798 | 17.0341 | 17.0341 | 76.1909 | 0.13663 | 0 | 72.7491 | 3.4418 | 0 | 2.3274 | 0 | 8.4572 | 2.888 | 2.888 | 0 | 0 | 76.1909 | 0 | 2.3274 | 0 | 0 | 0.017079 | 0.019469
2018-06-27 20:00 | 6 | 19 | 4 | 0 | 0 | 0 | 1.3945 | 2.7889 | 0 | 16.5561 | 6.9461 | 17.0341 | 17.0341 | 46.1732 | 0 | 0 | 46.1732 | 0 | 0 | 0 | 0 | 5.318 | 2.7889 | 2.7889 | 0 | 0 | 46.1732 | 0 | 0 | 0 | 0 | 0 | 0
2018-06-27 21:00 | 6 | 20 | 4 | 0 | 0 | 0 | 1.1269 | 2.2538 | 0 | 16.5561 | 6.9461 | 17.0341 | 17.0341 | 37.3138 | 0 | 0 | 37.3138 | 0 | 0 | 0 | 0 | 2.2866 | 2.2538 | 2.1037 | 0 | 2.4849 | 34.8289 | 0 | 0 | 0 | 0 | 0 | 0
2018-06-27 22:00 | 6 | 21 | 4 | 0 | 0 | 0 | 0.91924 | 1.8385 | 0 | 16.5561 | 6.9461 | 17.0341 | 17.0341 | 30.4378 | 0 | 0 | 30.4378 | 0 | 0 | 0 | 0 | 0 | 1.8385 | 0 | 0 | 30.4378 | 0 | 0 | 0 | 0 | 0 | 0 | 0
2018-06-27 23:00 | 6 | 22 | 4 | 0 | 0 | 0 | 0.7388 | 1.4776 | 0 | 16.5561 | 6.9461 | 17.0341 | 17.0341 | 24.4634 | 0 | 0 | 24.4634 | 0 | 0 | 0 | 0 | 0 | 1.4776 | 0 | 0 | 24.4634 | 0 | 0 | 0 | 0 | 0 | 0 | 0
2018-06-28 | 6 | 23 | 4 | 0 | 0 | 0 | 0.60189 | 1.2038 | 0 | 16.5561 | 6.9461 | 17.0341 | 17.0341 | 19.9298 | 0 | 0 | 19.9298 | 0 | 0 | 0 | 0 | 0 | 1.2038 | 0 | 0 | 19.9298 | 0 | 0 | 0 | 0 | 0 | 0 | 0
2018-06-28 01:00 | 6 | 0 | 5 | 0 | 0 | 0 | 0.57924 | 1.1585 | 0 | 16.5561 | 6.9461 | 17.0341 | 17.0341 | 19.1799 | 0 | 0 | 19.1799 | 0 | 0 | 0 | 0 | 0 | 1.1585 | 0 | 0 | 19.1799 | 0 | 0 | 0 | 0 | 0 | 0 | 0
2018-06-28 02:00 | 6 | 1 | 5 | 0 | 0 | 0 | 0.58199 | 1.164 | 0 | 16.5561 | 6.9461 | 17.0341 | 17.0341 | 19.271 | 0 | 0 | 19.271 | 0 | 0 | 0 | 0 | 0 | 1.164 | 0 | 0 | 19.271 | 0 | 0 | 0 | 0 | 0 | 0 | 0
2018-06-28 03:00 | 6 | 2 | 5 | 0 | 0 | 0 | 0.5824 | 1.1648 | 0 | 16.5561 | 6.9461 | 17.0341 | 17.0341 | 19.2844 | 0 | 0 | 19.2844 | 0 | 0 | 0 | 0 | 0 | 1.1648 | 0 | 0 | 19.2844 | 0 | 0 | 0 | 0 | 0 | 0 | 0
2018-06-28 04:00 | 6 | 3 | 5 | 0 | 0 | 0 | 0.58632 | 1.1726 | 0 | 16.5561 | 6.9461 | 17.0341 | 17.0341 | 19.4143 | 0 | 0 | 19.4143 | 0 | 0 | 0 | 0 | 0 | 1.1726 | 0 | 0 | 19.4143 | 0 | 0 | 0 | 0 | 0 | 0 | 0
2018-06-28 05:00 | 6 | 4 | 5 | 0 | 0 | 0.0053802 | 0.71306 | 1.4261 | 0.043042 | 16.5561 | 6.9461 | 17.0341 | 17.0341 | 23.611 | 0.043042 | 0 | 22.8984 | 0.7126 | 0 | 0.73318 | 0 | 0 | 1.3831 | 0 | 0 | 22.8984 | 0.7126 | 0 | 0.73318 | 0 | 0 | 0.0053802 | 0.0054307
2018-06-28 06:00 | 6 | 5 | 5 | 0 | 0 | 0.063036 | 0.89992 | 1.7998 | 0.50429 | 16.5561 | 6.9461 | 17.0341 | 17.0341 | 29.7982 | 0.50429 | 0 | 21.4492 | 8.349 | 0 | 8.5901 | 0 | 0 | 1.2956 | 0 | 0 | 21.4492 | 8.349 | 0 | 8.5901 | 0 | 0 | 0.063036 | 0.066263
2018-06-28 07:00 | 6 | 6 | 5 | 0 | 0 | 0.2056 | 1.0291 | 2.0582 | 1.6448 | 16.5561 | 6.9461 | 17.0341 | 17.0341 | 34.0759 | 1.6448 | 0 | 6.8445 | 27.2314 | 0 | 28.0178 | 0 | 0 | 0.41341 | 0 | 0 | 6.8445 | 27.2314 | 0 | 28.0178 | 0 | 0 | 0.2056 | 0.18078
2018-06-28 08:00 | 6 | 7 | 5 | 0 | 0 | 0.35595 | 1.1588 | 2.3176 | 2.8476 | 16.5561 | 6.9461 | 17.0341 | 17.0341 | 38.3697 | 2.3176 | 0.53007 | 0 | 38.3697 | 3.6819 | 48.507 | 0.53007 | 0.53007 | 0 | 0 | 0 | 0 | 38.3697 | 0 | 48.507 | 0.53007 | 0 | 0.35595 | 0.30849
2018-06-28 09:00 | 6 | 8 | 5 | 0 | 0 | 0.47317 | 1.3412 | 2.6824 | 3.7853 | 16.5561 | 6.9461 | 17.0341 | 17.0341 | 44.4103 | 2.6824 | 1.1029 | 0 | 44.4103 | 7.661 | 64.48 | 1.1029 | 1.633 | 0 | 0 | 0 | 0 | 44.4103 | 0 | 64.48 | 1.1029 | 0 | 0.47317 | 0.49991
2018-06-28 10:00 | 6 | 9 | 5 | 0 | 0 | 0.5587 | 1.5297 | 3.0594 | 4.4696 | 16.5561 | 6.9461 | 17.0341 | 17.0341 | 50.6519 | 3.0594 | 1.4102 | 0 | 50.6519 | 9.7952 | 76.1358 | 1.4102 | 3.0432 | 0 | 0 | 0 | 0 | 50.6519 | 0 | 76.1358 | 1.4102 | 0 | 0.5587 | 0.54667
2018-06-28 11:00 | 6 | 10 | 5 | 0 | 0 | 0.61024 | 1.6384 | 3.2767 | 4.8819 | 16.5561 | 6.9461 | 17.0341 | 17.0341 | 54.25 | 3.2767 | 1.6051 | 0 | 54.25 | 11.1495 | 83.1589 | 1.6051 | 4.6483 | 0 | 0 | 0 | 0 | 54.25 | 0 | 83.1589 | 1.6051 | 0 | 0.61024 | 0.54144
2018-06-28 12:00 | 6 | 11 | 5 | 0 | 1 | 0.48198 | 1.7349 | 3.4699 | 3.8559 | 25.1898 | 15.5798 | 17.0341 | 17.0341 | 87.4052 | 3.4699 | 0.386 | 0 | 87.4052 | 6.0138 | 65.6815 | 0.386 | 5.0343 | 0 | 0 | 0 | 0 | 87.4052 | 0 | 65.6815 | 0.386 | 0 | 0.48198 | 0.68711
2018-06-28 13:00 | 6 | 12 | 5 | 0 | 1 | 0.62104 | 1.8285 | 3.657 | 4.9683 | 25.1898 | 15.5798 | 17.0341 | 17.0341 | 92.1184 | 3.657 | 1.3113 | 0 | 92.1184 | 20.4304 | 84.6311 | 1.3113 | 6.3457 | 0 | 0 | 0 | 0 | 92.1184 | 0 | 84.6311 | 1.3113 | 0 | 0.62104 | 0.57944
2018-06-28 14:00 | 6 | 13 | 5 | 0 | 1 | 0.58004 | 1.9974 | 3.9947 | 4.6403 | 25.1898 | 15.5798 | 17.0341 | 17.0341 | 100.6265 | 3.9947 | 0.64555 | 0 | 100.6265 | 10.0575 | 79.0433 | 0.64555 | 6.9912 | 0 | 0 | 0 | 0 | 100.6265 | 0 | 79.0433 | 0.64555 | 0 | 0.58004 | 0.59958
2018-06-28 15:00 | 6 | 14 | 5 | 0 | 1 | 0.50138 | 2.2652 | 4.5304 | 4.0111 | 25.1898 | 15.5798 | 17.0341 | 17.0341 | 114.1205 | 4.0111 | 0 | 13.0828 | 101.0377 | 0 | 68.325 | 0 | 6.9912 | 0.51937 | 0.51937 | 0 | 0 | 114.1205 | 0 | 68.325 | 0 | 0 | 0.50138 | 0.61105
2018-06-28 16:00 | 6 | 15 | 5 | 0 | 1 | 0.38861 | 2.323 | 4.6461 | 3.1089 | 25.1898 | 15.5798 | 17.0341 | 17.0341 | 117.034 | 3.1089 | 0 | 38.7217 | 78.3123 | 0 | 52.9574 | 0 | 6.4267 | 1.5372 | 1.5372 | 0 | 0 | 117.034 | 0 | 52.9574 | 0 | 0 | 0.38861 | 0.47496
2018-06-28 17:00 | 6 | 16 | 5 | 0 | 1 | 0.24497 | 2.2304 | 4.4608 | 1.9598 | 25.1898 | 15.5798 | 17.0341 | 17.0341 | 112.3655 | 1.9598 | 0 | 62.9996 | 49.3659 | 0 | 33.3828 | 0 | 4.7558 | 2.501 | 2.501 | 0 | 0 | 112.3655 | 0 | 33.3828 | 0 | 0 | 0.24497 | 0.24008
2018-06-28 18:00 | 6 | 17 | 5 | 0 | 1 | 0.093712 | 2.1376 | 4.2753 | 0.7497 | 25.1898 | 15.5798 | 17.0341 | 17.0341 | 107.6936 | 0.7497 | 0 | 88.8089 | 18.8847 | 0 | 12.7705 | 0 | 2.0373 | 3.5256 | 1.8743 | 0 | 41.5949 | 66.0988 | 0 | 12.7705 | 0 | 0 | 0.093712 | 0.1075
2018-06-28 19:00 | 6 | 18 | 5 | 0 | 1 | 0.015716 | 1.9989 | 3.9978 | 0.12573 | 25.1898 | 15.5798 | 17.0341 | 17.0341 | 100.7043 | 0.12573 | 0 | 97.5373 | 3.167 | 0 | 2.1416 | 0 | 0 | 3.8721 | 0 | 0 | 97.5373 | 3.167 | 0 | 2.1416 | 0 | 0 | 0.015716 | 0.014449
2018-06-28 20:00 | 6 | 19 | 5 | 0 | 0 | 0 | 1.9205 | 3.8409 | 0 | 16.5561 | 6.9461 | 17.0341 | 17.0341 | 63.5904 | 0 | 0 | 63.5904 | 0 | 0 | 0 | 0 | 0 | 3.8409 | 0 | 0 | 63.5904 | 0 | 0 | 0 | 0 | 0 | 0 | 0
2018-06-28 21:00 | 6 | 20 | 5 | 0 | 0 | 0 | 1.6549 | 3.3097 | 0 | 16.5561 | 6.9461 | 17.0341 | 17.0341 | 54.7963 | 0 | 0 | 54.7963 | 0 | 0 | 0 | 0 | 0 | 3.3097 | 0 | 0 | 54.7963 | 0 | 0 | 0 | 0 | 0 | 0 | 0
2018-06-28 22:00 | 6 | 21 | 5 | 0 | 0 | 0 | 1.2841 | 2.5682 | 0 | 16.5561 | 6.9461 | 17.0341 | 17.0341 | 42.5187 | 0 | 0 | 42.5187 | 0 | 0 | 0 | 0 | 0 | 2.5682 | 0 | 0 | 42.5187 | 0 | 0 | 0 | 0 | 0 | 0 | 0
2018-06-28 23:00 | 6 | 22 | 5 | 0 | 0 | 0 | 1.1297 | 2.2593 | 0 | 16.5561 | 6.9461 | 17.0341 | 17.0341 | 37.4053 | 0 | 0 | 37.4053 | 0 | 0 | 0 | 0 | 0 | 2.2593 | 0 | 0 | 37.4053 | 0 | 0 | 0 | 0 | 0 | 0 | 0
2018-06-29 | 6 | 23 | 5 | 0 | 0 | 0 | 0.95698 | 1.914 | 0 | 16.5561 | 6.9461 | 17.0341 | 17.0341 | 31.6877 | 0 | 0 | 31.6877 | 0 | 0 | 0 | 0 | 0 | 1.914 | 0 | 0 | 31.6877 | 0 | 0 | 0 | 0 | 0 | 0 | 0
2018-06-29 01:00 | 6 | 0 | 6 | 0 | 0 | 0 | 0.86311 | 1.7262 | 0 | 16.5561 | 6.9461 | 17.0341 | 17.0341 | 28.5795 | 0 | 0 | 28.5795 | 0 | 0 | 0 | 0 | 0 | 1.7262 | 0 | 0 | 28.5795 | 0 | 0 | 0 | 0 | 0 | 0 | 0
2018-06-29 02:00 | 6 | 1 | 6 | 0 | 0 | 0 | 0.81883 | 1.6377 | 0 | 16.5561 | 6.9461 | 17.0341 | 17.0341 | 27.1131 | 0 | 0 | 27.1131 | 0 | 0 | 0 | 0 | 0 | 1.6377 | 0 | 0 | 27.1131 | 0 | 0 | 0 | 0 | 0 | 0 | 0
2018-06-29 03:00 | 6 | 2 | 6 | 0 | 0 | 0 | 0.73144 | 1.4629 | 0 | 16.5561 | 6.9461 | 17.0341 | 17.0341 | 24.2195 | 0 | 0 | 24.2195 | 0 | 0 | 0 | 0 | 0 | 1.4629 | 0 | 0 | 24.2195 | 0 | 0 | 0 | 0 | 0 | 0 | 0
2018-06-29 04:00 | 6 | 3 | 6 | 0 | 0 | 0 | 0.64326 | 1.2865 | 0 | 16.5561 | 6.9461 | 17.0341 | 17.0341 | 21.2997 | 0 | 0 | 21.2997 | 0 | 0 | 0 | 0 | 0 | 1.2865 | 0 | 0 | 21.2997 | 0 | 0 | 0 | 0 | 0 | 0 | 0
2018-06-29 05:00 | 6 | 4 | 6 | 0 | 0 | 0.0054082 | 0.73211 | 1.4642 | 0.043266 | 16.5561 | 6.9461 | 17.0341 | 17.0341 | 24.2416 | 0.043266 | 0 | 23.5253 | 0.71631 | 0 | 0.73699 | 0 | 0 | 1.421 | 0 | 0 | 23.5253 | 0.71631 | 0 | 0.73699 | 0 | 0 | 0.0054082 | 0.0049147
2018-06-29 06:00 | 6 | 5 | 6 | 0 | 0 | 0.061401 | 0.81648 | 1.633 | 0.49121 | 16.5561 | 6.9461 | 17.0341 | 17.0341 | 27.0354 | 0.49121 | 0 | 18.9029 | 8.1325 | 0 | 8.3673 | 0 | 0 | 1.1418 | 0 | 0 | 18.9029 | 8.1325 | 0 | 8.3673 | 0 | 0 | 0.061401 | 0.068697
2018-06-29 07:00 | 6 | 6 | 6 | 0 | 0 | 0.20257 | 0.81728 | 1.6346 | 1.6206 | 16.5561 | 6.9461 | 17.0341 | 17.0341 | 27.0619 | 1.6206 | 0 | 0.23198 | 26.8299 | 0 | 27.6047 | 0 | 0 | 0.014012 | 0 | 0 | 0.23198 | 26.8299 | 0 | 27.6047 | 0 | 0 | 0.20257 | 0.24958
2018-06-29 08:00 | 6 | 7 | 6 | 0 | 0 | 0.3481 | 0.79562 | 1.5912 | 2.7848 | 16.5561 | 6.9461 | 17.0341 | 17.0341 | 26.3446 | 1.5912 | 1.1936 | 0 | 26.3446 | 8.2906 | 47.4368 | 1.1936 | 1.1936 | 0 | 0 | 0 | 0 | 26.3446 | 0 | 47.4368 | 1.1936 | 0 | 0.3481 | 0.43732
2018-06-29 09:00 | 6 | 8 | 6 | 0 | 0 | 0.46681 | 0.7614 | 1.5228 | 3.7345 | 16.5561 | 6.9461 | 17.0341 | 17.0341 | 25.2115 | 1.5228 | 2.2117 | 0 | 25.2115 | 15.3628 | 63.6144 | 2.2117 | 3.4053 | 0 | 0 | 0 | 0 | 25.2115 | 0 | 63.6144 | 2.2117 | 0 | 0.46681 | 0.58463
2018-06-29 10:00 | 6 | 9 | 6 | 0 | 0 | 0.55746 | 0.75904 | 1.5181 | 4.4597 | 16.5561 | 6.9461 | 17.0341 | 17.0341 | 25.1333 | 1.5181 | 2.9416 | 0 | 25.1333 | 20.4325 | 75.9664 | 2.9416 | 6.3469 | 0 | 0 | 0 | 0 | 25.1333 | 0 | 75.9664 | 2.9416 | 0 | 0.55746 | 0.69205
2018-06-29 11:00 | 6 | 10 | 6 | 0 | 0 | 0.61723 | 0.86534 | 1.7307 | 4.9379 | 16.5561 | 6.9461 | 17.0341 | 17.0341 | 28.6533 | 1.7307 | 3.2072 | 0 | 28.6533 | 22.2773 | 84.1123 | 3.2072 | 9.5541 | 0 | 0 | 0 | 0 | 28.6533 | 0 | 84.1123 | 3.2072 | 0 | 0.61723 | 0.75822
2018-06-29 12:00 | 6 | 11 | 6 | 0 | 1 | 0.64225 | 0.85917 | 1.7183 | 5.138 | 25.1898 | 15.5798 | 17.0341 | 17.0341 | 43.2847 | 1.7183 | 3.4197 | 0 | 43.2847 | 53.2774 | 87.5214 | 2.9459 | 12.5 | 0 | 0 | 0.47371 | 0 | 43.2847 | 7.3803 | 87.5214 | 3.4197 | 0.94742 | 0.64225 | 0.76611
2018-06-29 13:00 | 6 | 12 | 6 | 0 | 1 | 0.49019 | 0.93944 | 1.8789 | 3.9215 | 25.1898 | 15.5798 | 17.0341 | 17.0341 | 47.3284 | 1.8789 | 2.0426 | 0 | 47.3284 | 31.8239 | 66.7996 | 0 | 12.5 | 0 | 0 | 2.0426 | 0 | 47.3284 | 31.8239 | 66.7996 | 2.0426 | 4.0853 | 0.49019 | 0.75715
2018-06-29 14:00 | 6 | 13 | 6 | 0 | 1 | 0.43292 | 1.0482 | 2.0963 | 3.4634 | 25.1898 | 15.5798 | 17.0341 | 17.0341 | 52.806 | 2.0963 | 1.367 | 0 | 52.806 | 21.2982 | 58.9955 | 0 | 12.5 | 0 | 0 | 1.367 | 0 | 52.806 | 21.2982 | 58.9955 | 1.367 | 2.7341 | 0.43292 | 0.69729
2018-06-29 15:00 | 6 | 14 | 6 | 0 | 1 | 0.31296 | 1.2288 | 2.4577 | 2.5037 | 25.1898 | 15.5798 | 17.0341 | 17.0341 | 61.9082 | 2.4577 | 0.045982 | 0 | 61.9082 | 0.71639 | 42.6476 | 0 | 12.5 | 0 | 0 | 0.045982 | 0 | 61.9082 | 0.71639 | 42.6476 | 0.045982 | 0.091964 | 0.31296 | 0.59706
2018-06-29 16:00 | 6 | 15 | 6 | 0 | 1 | 0.38068 | 1.4552 | 2.9104 | 3.0454 | 25.1898 | 15.5798 | 17.0341 | 17.0341 | 73.312 | 2.9104 | 0.13502 | 0 | 73.312 | 2.1035 | 51.8759 | 0 | 12.5 | 0 | 0 | 0.13502 | 0 | 73.312 | 2.1035 | 51.8759 | 0.13502 | 0.27003 | 0.38068 | 0.46166
2018-06-29 17:00 | 6 | 16 | 6 | 0 | 1 | 0.19839 | 1.4632 | 2.9265 | 1.5871 | 25.1898 | 15.5798 | 17.0341 | 17.0341 | 73.7168 | 1.5871 | 0 | 33.7373 | 39.9796 | 0 | 27.0355 | 0 | 12.5 | 1.3393 | 1.3393 | 0 | 0 | 73.7168 | 0 | 27.0355 | 0 | 0 | 0.19839 | 0.29068
2018-06-29 18:00 | 6 | 17 | 6 | 0 | 1 | 0.070417 | 1.3768 | 2.7536 | 0.56334 | 25.1898 | 15.5798 | 17.0341 | 17.0341 | 69.3637 | 0.56334 | 0 | 55.1733 | 14.1904 | 0 | 9.596 | 0 | 11.0442 | 2.1903 | 2.1903 | 0 | 0 | 69.3637 | 0 | 9.596 | 0 | 0 | 0.070417 | 0.10733
2018-06-29 19:00 | 6 | 18 | 6 | 0 | 1 | 0.0060848 | 1.2733 | 2.5466 | 0.048679 | 25.1898 | 15.5798 | 17.0341 | 17.0341 | 64.1478 | 0.048679 | 0 | 62.9215 | 1.2262 | 0 | 0.8292 | 0 | 8.6634 | 2.4979 | 2.4979 | 0 | 0 | 64.1478 | 0 | 0.8292 | 0 | 0 | 0.0060848 | 0.014827
2018-06-29 20:00 | 6 | 19 | 6 | 0 | 0 | 0 | 1.2181 | 2.4362 | 0 | 16.5561 | 6.9461 | 17.0341 | 17.0341 | 40.3332 | 0 | 0 | 40.3332 | 0 | 0 | 0 | 0 | 5.9483 | 2.4362 | 2.4362 | 0 | 0 | 40.3332 | 0 | 0 | 0 | 0 | 0 | 0
2018-06-29 21:00 | 6 | 20 | 6 | 0 | 0 | 0 | 1.0004 | 2.0009 | 0 | 16.5561 | 6.9461 | 17.0341 | 17.0341 | 33.1265 | 0 | 0 | 33.1265 | 0 | 0 | 0 | 0 | 3.3003 | 2.0009 | 2.0009 | 0 | 0 | 33.1265 | 0 | 0 | 0 | 0 | 0 | 0
2018-06-29 22:00 | 6 | 21 | 6 | 0 | 0 | 0 | 0.69667 | 1.3933 | 0 | 16.5561 | 6.9461 | 17.0341 | 17.0341 | 23.0683 | 0 | 0 | 23.0683 | 0 | 0 | 0 | 0 | 1.1255 | 1.3933 | 1.0354 | 0 | 5.9256 | 17.1427 | 0 | 0 | 0 | 0 | 0 | 0
2018-06-29 23:00 | 6 | 22 | 6 | 0 | 0 | 0 | 0.60525 | 1.2105 | 0 | 16.5561 | 6.9461 | 17.0341 | 17.0341 | 20.041 | 0 | 0 | 20.041 | 0 | 0 | 0 | 0 | 0 | 1.2105 | 0 | 0 | 20.041 | 0 | 0 | 0 | 0 | 0 | 0 | 0
2018-06-30 | 6 | 23 | 6 | 0 | 0 | 0 | 0.53082 | 1.0616 | 0 | 16.5561 | 6.9461 | 17.0341 | 17.0341 | 17.5764 | 0 | 0 | 17.5764 | 0 | 0 | 0 | 0 | 0 | 1.0616 | 0 | 0 | 17.5764 | 0 | 0 | 0 | 0 | 0 | 0 | 0
2018-06-30 01:00 | 6 | 0 | 7 | 0 | 0 | 0 | 0.46609 | 0.93218 | 0 | 16.5561 | 6.9461 | 17.0341 | 17.0341 | 15.4332 | 0 | 0 | 15.4332 | 0 | 0 | 0 | 0 | 0 | 0.93218 | 0 | 0 | 15.4332 | 0 | 0 | 0 | 0 | 0 | 0 | 0
2018-06-30 02:00 | 6 | 1 | 7 | 0 | 0 | 0 | 0.46218 | 0.92436 | 0 | 16.5561 | 6.9461 | 17.0341 | 17.0341 | 15.3038 | 0 | 0 | 15.3038 | 0 | 0 | 0 | 0 | 0 | 0.92436 | 0 | 0 | 15.3038 | 0 | 0 | 0 | 0 | 0 | 0 | 0
2018-06-30 03:00 | 6 | 2 | 7 | 0 | 0 | 0 | 0.4505 | 0.901 | 0 | 16.5561 | 6.9461 | 17.0341 | 17.0341 | 14.917 | 0 | 0 | 14.917 | 0 | 0 | 0 | 0 | 0 | 0.901 | 0 | 0 | 14.917 | 0 | 0 | 0 | 0 | 0 | 0 | 0
2018-06-30 04:00 | 6 | 3 | 7 | 0 | 0 | 0 | 0.4592 | 0.9184 | 0 | 16.5561 | 6.9461 | 17.0341 | 17.0341 | 15.2051 | 0 | 0 | 15.2051 | 0 | 0 | 0 | 0 | 0 | 0.9184 | 0 | 0 | 15.2051 | 0 | 0 | 0 | 0 | 0 | 0 | 0
2018-06-30 05:00 | 6 | 4 | 7 | 0 | 0 | 0.0051365 | 0.51382 | 1.0276 | 0.041092 | 16.5561 | 6.9461 | 17.0341 | 17.0341 | 17.0138 | 0.041092 | 0 | 16.3335 | 0.68032 | 0 | 0.69997 | 0 | 0 | 0.98656 | 0 | 0 | 16.3335 | 0.68032 | 0 | 0.69997 | 0 | 0 | 0.0051365 | 0.0044827
2018-06-30 06:00 | 6 | 5 | 7 | 0 | 0 | 0.063269 | 0.6209 | 1.2418 | 0.50616 | 16.5561 | 6.9461 | 17.0341 | 17.0341 | 20.5592 | 0.50616 | 0 | 12.1793 | 8.3799 | 0 | 8.6219 | 0 | 0 | 0.73564 | 0 | 0 | 12.1793 | 8.3799 | 0 | 8.6219 | 0 | 0 | 0.063269 | 0.067914
2018-06-30 07:00 | 6 | 6 | 7 | 0 | 0 | 0.20196 | 0.72732 | 1.4546 | 1.6156 | 16.5561 | 6.9461 | 17.0341 | 17.0341 | 24.0831 | 1.4546 | 0.16101 | 0 | 24.0831 | 1.1184 | 27.5212 | 0.16101 | 0.16101 | 0 | 0 | 0 | 0 | 24.0831 | 0 | 27.5212 | 0.16101 | 0 | 0.20196 | 0.23681
2018-06-30 08:00 | 6 | 7 | 7 | 0 | 0 | 0.35459 | 0.83675 | 1.6735 | 2.8367 | 16.5561 | 6.9461 | 17.0341 | 17.0341 | 27.7065 | 1.6735 | 1.1632 | 0 | 27.7065 | 8.0798 | 48.321 | 1.1632 | 1.3242 | 0 | 0 | 0 | 0 | 27.7065 | 0 | 48.321 | 1.1632 | 0 | 0.35459 | 0.35526
2018-06-30 09:00 | 6 | 8 | 7 | 0 | 0 | 0.47901 | 0.91035 | 1.8207 | 3.8321 | 16.5561 | 6.9461 | 17.0341 | 17.0341 | 30.1437 | 1.8207 | 2.0114 | 0 | 30.1437 | 13.9712 | 65.2763 | 2.0114 | 3.3356 | 0 | 0 | 0 | 0 | 30.1437 | 0 | 65.2763 | 2.0114 | 0 | 0.47901 | 0.48327
2018-06-30 10:00 | 6 | 9 | 7 | 0 | 0 | 0.5742 | 0.99538 | 1.9908 | 4.5936 | 16.5561 | 6.9461 | 17.0341 | 17.0341 | 32.9592 | 1.9908 | 2.6028 | 0 | 32.9592 | 18.0795 | 78.2482 | 2.6028 | 5.9385 | 0 | 0 | 0 | 0 | 32.9592 | 0 | 78.2482 | 2.6028 | 0 | 0.5742 | 0.63917
2018-06-30 11:00 | 6 | 10 | 7 | 0 | 0 | 0.63793 | 1.0792 | 2.1584 | 5.1034 | 16.5561 | 6.9461 | 17.0341 | 17.0341 | 35.7348 | 2.1584 | 2.945 | 0 | 35.7348 | 20.4562 | 86.9322 | 2.945 | 8.8834 | 0 | 0 | 0 | 0 | 35.7348 | 0 | 86.9322 | 2.945 | 0 | 0.63793 | 0.69758
2018-06-30 12:00 | 6 | 11 | 7 | 0 | 1 | 0.49325 | 1.0317 | 2.0634 | 3.946 | 25.1898 | 15.5798 | 17.0341 | 17.0341 | 51.9758 | 2.0634 | 1.8826 | 0 | 51.9758 | 29.3312 | 67.217 | 1.8826 | 10.7661 | 0 | 0 | 0 | 0 | 51.9758 | 0 | 67.217 | 1.8826 | 0 | 0.49325 | 0.72016
2018-06-30 13:00 | 6 | 12 | 7 | 0 | 1 | 0.64951 | 1.082 | 2.164 | 5.1961 | 25.1898 | 15.5798 | 17.0341 | 17.0341 | 54.5106 | 2.164 | 3.0321 | 0 | 54.5106 | 47.2395 | 88.5112 | 1.7339 | 12.5 | 0 | 0 | 1.2982 | 0 | 54.5106 | 20.2256 | 88.5112 | 3.0321 | 2.5964 | 0.64951 | 0.70424
2018-06-30 14:00 | 6 | 13 | 7 | 0 | 1 | 0.32167 | 1.1713 | 2.3427 | 2.5734 | 25.1898 | 15.5798 | 17.0341 | 17.0341 | 59.0112 | 2.3427 | 0.23071 | 0 | 59.0112 | 3.5944 | 43.8353 | 0 | 12.5 | 0 | 0 | 0.23071 | 0 | 59.0112 | 3.5944 | 43.8353 | 0.23071 | 0.46142 | 0.32167 | 0.47638
2018-06-30 15:00 | 6 | 14 | 7 | 0 | 1 | 0.38166 | 1.2695 | 2.5389 | 3.0533 | 25.1898 | 15.5798 | 17.0341 | 17.0341 | 63.9552 | 2.5389 | 0.51436 | 0 | 63.9552 | 8.0136 | 52.0103 | 0 | 12.5 | 0 | 0 | 0.51436 | 0 | 63.9552 | 8.0136 | 52.0103 | 0.51436 | 1.0287 | 0.38166 | 0.43383
2018-06-30 16:00 | 6 | 15 | 7 | 0 | 1 | 0.39291 | 1.4054 | 2.8108 | 3.1433 | 25.1898 | 15.5798 | 17.0341 | 17.0341 | 70.8042 | 2.8108 | 0.33247 | 0 | 70.8042 | 5.1798 | 53.5435 | 0 | 12.5 | 0 | 0 | 0.33247 | 0 | 70.8042 | 5.1798 | 53.5435 | 0.33247 | 0.66494 | 0.39291 | 0.30615
2018-06-30 17:00 | 6 | 16 | 7 | 0 | 1 | 0.24721 | 1.521 | 3.0421 | 1.9777 | 25.1898 | 15.5798 | 17.0341 | 17.0341 | 76.6294 | 1.9777 | 0 | 26.8112 | 49.8183 | 0 | 33.6888 | 0 | 12.5 | 1.0644 | 1.0644 | 0 | 0 | 76.6294 | 0 | 33.6888 | 0 | 0 | 0.24721 | 0.21327
2018-06-30 18:00 | 6 | 17 | 7 | 0 | 1 | 0.094717 | 1.4651 | 2.9303 | 0.75774 | 25.1898 | 15.5798 | 17.0341 | 17.0341 | 73.8135 | 0.75774 | 0 | 54.7262 | 19.0872 | 0 | 12.9074 | 0 | 11.3431 | 2.1726 | 2.1726 | 0 | 0 | 73.8135 | 0 | 12.9074 | 0 | 0 | 0.094717 | 0.1048
2018-06-30 19:00 | 6 | 18 | 7 | 0 | 1 | 0.01731 | 1.3514 | 2.7029 | 0.13848 | 25.1898 | 15.5798 | 17.0341 | 17.0341 | 68.0853 | 0.13848 | 0 | 64.5971 | 3.4883 | 0 | 2.3589 | 0 | 8.9816 | 2.5644 | 2.5644 | 0 | 0 | 68.0853 | 0 | 2.3589 | 0 | 0 | 0.01731 | 0.006108
2018-06-30 20:00 | 6 | 19 | 7 | 0 | 0 | 0 | 1.2789 | 2.5578 | 0 | 16.5561 | 6.9461 | 17.0341 | 17.0341 | 42.3472 | 0 | 0 | 42.3472 | 0 | 0 | 0 | 0 | 6.1942 | 2.5578 | 2.5578 | 0 | 0 | 42.3472 | 0 | 0 | 0 | 0 | 0 | 0
2018-06-30 21:00 | 6 | 20 | 7 | 0 | 0 | 0 | 1.0209 | 2.0418 | 0 | 16.5561 | 6.9461 | 17.0341 | 17.0341 | 33.8047 | 0 | 0 | 33.8047 | 0 | 0 | 0 | 0 | 3.414 | 2.0418 | 2.0418 | 0 | 0 | 33.8047 | 0 | 0 | 0 | 0 | 0 | 0
2018-06-30 22:00 | 6 | 21 | 7 | 0 | 0 | 0 | 0.81306 | 1.6261 | 0 | 16.5561 | 6.9461 | 17.0341 | 17.0341 | 26.9221 | 0 | 0 | 26.9221 | 0 | 0 | 0 | 0 | 1.1946 | 1.6261 | 1.099 | 0 | 8.7268 | 18.1953 | 0 | 0 | 0 | 0 | 0 | 0
2018-06-30 23:00 | 6 | 22 | 7 | 0 | 0 | 0 | 0.77854 | 1.5571 | 0 | 16.5561 | 6.9461 | 17.0341 | 17.0341 | 25.779 | 0 | 0 | 25.779 | 0 | 0 | 0 | 0 | 0 | 1.5571 | 0 | 0 | 25.779 | 0 | 0 | 0 | 0 | 0 | 0 | 0
2018-07-01 | 6 | 23 | 7 | 0 | 0 | 0 | 0.66388 | 1.3278 | 0 | 16.5561 | 6.9461 | 17.0341 | 17.0341 | 21.9824 | 0 | 0 | 21.9824 | 0 | 0 | 0 | 0 | 0 | 1.3278 | 0 | 0 | 21.9824 | 0 | 0 | 0 | 0 | 0 | 0 | 0
2018-07-01 01:00 | 7 | 0 | 1 | 1 | 0 | 0 | 0.65703 | 1.3141 | 0 | 16.5561 | 6.9461 | 17.0341 | 17.0341 | 21.7556 | 0 | 0 | 21.7556 | 0 | 0 | 0 | 0 | 0 | 1.3141 | 0 | 0 | 21.7556 | 0 | 0 | 0 | 0 | 0 | 0 | 0
2018-07-01 02:00 | 7 | 1 | 1 | 1 | 0 | 0 | 0.66241 | 1.3248 | 0 | 16.5561 | 6.9461 | 17.0341 | 17.0341 | 21.9338 | 0 | 0 | 21.9338 | 0 | 0 | 0 | 0 | 0 | 1.3248 | 0 | 0 | 21.9338 | 0 | 0 | 0 | 0 | 0 | 0 | 0
2018-07-01 03:00 | 7 | 2 | 1 | 1 | 0 | 0 | 0.71556 | 1.4311 | 0 | 16.5561 | 6.9461 | 17.0341 | 17.0341 | 23.6935 | 0 | 0 | 23.6935 | 0 | 0 | 0 | 0 | 0 | 1.4311 | 0 | 0 | 23.6935 | 0 | 0 | 0 | 0 | 0 | 0 | 0
2018-07-01 04:00 | 7 | 3 | 1 | 1 | 0 | 0 | 0.7646 | 1.5292 | 0 | 16.5561 | 6.9461 | 17.0341 | 17.0341 | 25.3176 | 0 | 0 | 25.3176 | 0 | 0 | 0 | 0 | 0 | 1.5292 | 0 | 0 | 25.3176 | 0 | 0 | 0 | 0 | 0 | 0 | 0
2018-07-01 05:00 | 7 | 4 | 1 | 1 | 0 | 0.0054551 | 0.89203 | 1.7841 | 0.043641 | 16.5561 | 6.9461 | 17.0341 | 17.0341 | 29.537 | 0.043641 | 0 | 28.8145 | 0.72252 | 0 | 0.74338 | 0 | 0 | 1.7404 | 0 | 0 | 28.8145 | 0.72252 | 0 | 0.74338 | 0 | 0 | 0.0054551 | 0.0053933
2018-07-01 06:00 | 7 | 5 | 1 | 1 | 0 | 0.053579 | 1.1644 | 2.3289 | 0.42864 | 16.5561 | 6.9461 | 17.0341 | 17.0341 | 38.5569 | 0.42864 | 0 | 31.4604 | 7.0965 | 0 | 7.3014 | 0 | 0 | 1.9002 | 0 | 0 | 31.4604 | 7.0965 | 0 | 7.3014 | 0 | 0 | 0.053579 | 0.037811
2018-07-01 07:00 | 7 | 6 | 1 | 1 | 0 | 0.030518 | 1.4534 | 2.9068 | 0.24414 | 16.5561 | 6.9461 | 17.0341 | 17.0341 | 48.125 | 0.24414 | 0 | 44.083 | 4.0421 | 0 | 4.1588 | 0 | 0 | 2.6626 | 0 | 0 | 44.083 | 4.0421 | 0 | 4.1588 | 0 | 0 | 0.030518 | 0.038654
2018-07-01 08:00 | 7 | 7 | 1 | 1 | 0 | 0.062499 | 1.7045 | 3.409 | 0.49999 | 16.5561 | 6.9461 | 17.0341 | 17.0341 | 56.4398 | 0.49999 | 0 | 48.162 | 8.2779 | 0 | 8.5169 | 0 | 0 | 2.909 | 0 | 0 | 48.162 | 8.2779 | 0 | 8.5169 | 0 | 0 | 0.062499 | 0.058346
2018-07-01 09:00 | 7 | 8 | 1 | 1 | 0 | 0.09804 | 1.8903 | 3.7807 | 0.78432 | 16.5561 | 6.9461 | 17.0341 | 17.0341 | 62.5929 | 0.78432 | 0 | 49.6076 | 12.9853 | 0 | 13.3603 | 0 | 0 | 2.9963 | 0 | 0 | 49.6076 | 12.9853 | 0 | 13.3603 | 0 | 0 | 0.09804 | 0.12919
2018-07-01 10:00 | 7 | 9 | 1 | 1 | 0 | 0.18926 | 1.8544 | 3.7088 | 1.5141 | 16.5561 | 6.9461 | 17.0341 | 17.0341 | 61.4026 | 1.5141 | 0 | 36.335 | 25.0676 | 0 | 25.7915 | 0 | 0 | 2.1947 | 0 | 0 | 36.335 | 25.0676 | 0 | 25.7915 | 0 | 0 | 0.18926 | 0.2999
2018-07-01 11:00 | 7 | 10 | 1 | 1 | 0 | 0.14924 | 1.8181 | 3.6362 | 1.194 | 16.5561 | 6.9461 | 17.0341 | 17.0341 | 60.2014 | 1.194 | 0 | 40.4343 | 19.7671 | 0 | 20.338 | 0 | 0 | 2.4423 | 0 | 0 | 40.4343 | 19.7671 | 0 | 20.338 | 0 | 0 | 0.14924 | 0.29885
2018-07-01 12:00 | 7 | 11 | 1 | 1 | 1 | 0.47712 | 1.8858 | 3.7715 | 3.8169 | 27.8293 | 18.2193 | 17.0341 | 17.0341 | 104.9592 | 3.7715 | 0.045407 | 0 | 104.9592 | 0.82729 | 65.0184 | 0.045407 | 0.045407 | 0 | 0 | 0 | 0 | 104.9592 | 0 | 65.0184 | 0.045407 | 0 | 0.47712 | 0.41708
2018-07-01 13:00 | 7 | 12 | 1 | 1 | 1 | 0.36022 | 1.9636 | 3.9271 | 2.8818 | 27.8293 | 18.2193 | 17.0341 | 17.0341 | 109.2895 | 2.8818 | 0 | 29.0915 | 80.198 | 0 | 49.0887 | 0 | 0.045407 | 1.0454 | 0.041775 | 0 | 27.9289 | 81.3606 | 0 | 49.0887 | 0 | 0 | 0.36022 | 0.52106
2018-07-01 14:00 | 7 | 13 | 1 | 1 | 1 | 0.20131 | 2.0888 | 4.1776 | 1.6105 | 27.8293 | 18.2193 | 17.0341 | 17.0341 | 116.2606 | 1.6105 | 0 | 71.4412 | 44.8194 | 0 | 27.4337 | 0 | 0 | 2.5671 | 0 | 0 | 71.4412 | 44.8194 | 0 | 27.4337 | 0 | 0 | 0.20131 | 0.46972
2018-07-01 15:00 | 7 | 14 | 1 | 1 | 1 | 0.29603 | 2.3203 | 4.6406 | 2.3682 | 27.8293 | 18.2193 | 17.0341 | 17.0341 | 129.1437 | 2.3682 | 0 | 63.237 | 65.9067 | 0 | 40.3411 | 0 | 0 | 2.2723 | 0 | 0 | 63.237 | 65.9067 | 0 | 40.3411 | 0 | 0 | 0.29603 | 0.5136
2018-07-01 16:00 | 7 | 15 | 1 | 1 | 1 | 0.37067 | 2.3293 | 4.6587 | 2.9653 | 27.8293 | 18.2193 | 17.0341 | 17.0341 | 129.6479 | 2.9653 | 0 | 47.1251 | 82.5228 | 0 | 50.5117 | 0 | 0 | 1.6934 | 0 | 0 | 47.1251 | 82.5228 | 0 | 50.5117 | 0 | 0 | 0.37067 | 0.43089
2018-07-01 17:00 | 7 | 16 | 1 | 1 | 1 | 0.24381 | 2.261 | 4.5219 | 1.9505 | 27.8293 | 18.2193 | 17.0341 | 17.0341 | 125.8415 | 1.9505 | 0 | 71.561 | 54.2805 | 0 | 33.2248 | 0 | 0 | 2.5714 | 0 | 0 | 71.561 | 54.2805 | 0 | 33.2248 | 0 | 0 | 0.24381 | 0.23794
2018-07-01 18:00 | 7 | 17 | 1 | 1 | 1 | 0.085687 | 2.1642 | 4.3283 | 0.6855 | 27.8293 | 18.2193 | 17.0341 | 17.0341 | 120.4547 | 0.6855 | 0 | 101.3777 | 19.077 | 0 | 11.6769 | 0 | 0 | 3.6428 | 0 | 0 | 101.3777 | 19.077 | 0 | 11.6769 | 0 | 0 | 0.085687 | 0.077124
2018-07-01 19:00 | 7 | 18 | 1 | 1 | 1 | 0.018048 | 1.9831 | 3.9663 | 0.14438 | 27.8293 | 18.2193 | 17.0341 | 17.0341 | 110.3786 | 0.14438 | 0 | 106.3605 | 4.0181 | 0 | 2.4595 | 0 | 0 | 3.8219 | 0 | 0 | 106.3605 | 4.0181 | 0 | 2.4595 | 0 | 0 | 0.018048 | 0.01992
2018-07-01 20:00 | 7 | 19 | 1 | 1 | 0 | 0 | 1.7023 | 3.4046 | 0 | 16.5561 | 6.9461 | 17.0341 | 17.0341 | 56.3666 | 0 | 0 | 56.3666 | 0 | 0 | 0 | 0 | 0 | 3.4046 | 0 | 0 | 56.3666 | 0 | 0 | 0 | 0 | 0 | 0 | 0
2018-07-01 21:00 | 7 | 20 | 1 | 1 | 0 | 0 | 1.3317 | 2.6634 | 0 | 16.5561 | 6.9461 | 17.0341 | 17.0341 | 44.0949 | 0 | 0 | 44.0949 | 0 | 0 | 0 | 0 | 0 | 2.6634 | 0 | 0 | 44.0949 | 0 | 0 | 0 | 0 | 0 | 0 | 0
2018-07-01 22:00 | 7 | 21 | 1 | 1 | 0 | 0 | 1.0447 | 2.0894 | 0 | 16.5561 | 6.9461 | 17.0341 | 17.0341 | 34.5926 | 0 | 0 | 34.5926 | 0 | 0 | 0 | 0 | 0 | 2.0894 | 0 | 0 | 34.5926 | 0 | 0 | 0 | 0 | 0 | 0 | 0
2018-07-01 23:00 | 7 | 22 | 1 | 1 | 0 | 0 | 0.82126 | 1.6425 | 0 | 16.5561 | 6.9461 | 17.0341 | 17.0341 | 27.1936 | 0 | 0 | 27.1936 | 0 | 0 | 0 | 0 | 0 | 1.6425 | 0 | 0 | 27.1936 | 0 | 0 | 0 | 0 | 0 | 0 | 0
2018-07-02 | 7 | 23 | 1 | 1 | 0 | 0 | 0.65012 | 1.3002 | 0 | 16.5561 | 6.9461 | 17.0341 | 17.0341 | 21.5267 | 0 | 0 | 21.5267 | 0 | 0 | 0 | 0 | 0 | 1.3002 | 0 | 0 | 21.5267 | 0 | 0 | 0 | 0 | 0 | 0 | 0
2018-07-02 01:00 | 7 | 0 | 2 | 1 | 0 | 0 | 0.54041 | 1.0808 | 0 | 16.5561 | 6.9461 | 17.0341 | 17.0341 | 17.8943 | 0 | 0 | 17.8943 | 0 | 0 | 0 | 0 | 0 | 1.0808 | 0 | 0 | 17.8943 | 0 | 0 | 0 | 0 | 0 | 0 | 0
2018-07-02 02:00 | 7 | 1 | 2 | 1 | 0 | 0 | 0.47126 | 0.94251 | 0 | 16.5561 | 6.9461 | 17.0341 | 17.0341 | 15.6043 | 0 | 0 | 15.6043 | 0 | 0 | 0 | 0 | 0 | 0.94251 | 0 | 0 | 15.6043 | 0 | 0 | 0 | 0 | 0 | 0 | 0
2018-07-02 03:00 | 7 | 2 | 2 | 1 | 0 | 0 | 0.45823 | 0.91646 | 0 | 16.5561 | 6.9461 | 17.0341 | 17.0341 | 15.173 | 0 | 0 | 15.173 | 0 | 0 | 0 | 0 | 0 | 0.91646 | 0 | 0 | 15.173 | 0 | 0 | 0 | 0 | 0 | 0 | 0
2018-07-02 04:00 | 7 | 3 | 2 | 1 | 0 | 0 | 0.47646 | 0.95292 | 0 | 16.5561 | 6.9461 | 17.0341 | 17.0341 | 15.7766 | 0 | 0 | 15.7766 | 0 | 0 | 0 | 0 | 0 | 0.95292 | 0 | 0 | 15.7766 | 0 | 0 | 0 | 0 | 0 | 0 | 0
2018-07-02 05:00 | 7 | 4 | 2 | 1 | 0 | 0.0044725 | 0.60928 | 1.2186 | 0.03578 | 16.5561 | 6.9461 | 17.0341 | 17.0341 | 20.1745 | 0.03578 | 0 | 19.5821 | 0.59237 | 0 | 0.60948 | 0 | 0 | 1.1828 | 0 | 0 | 19.5821 | 0.59237 | 0 | 0.60948 | 0 | 0 | 0.0044725 | 0.0056573
2018-07-02 06:00 | 7 | 5 | 2 | 1 | 0 | 0.06316 | 0.73827 | 1.4765 | 0.50528 | 16.5561 | 6.9461 | 17.0341 | 17.0341 | 24.4457 | 0.50528 | 0 | 16.0803 | 8.3654 | 0 | 8.607 | 0 | 0 | 0.97126 | 0 | 0 | 16.0803 | 8.3654 | 0 | 8.607 | 0 | 0 | 0.06316 | 0.074286
2018-07-02 07:00 | 7 | 6 | 2 | 1 | 0 | 0.21535 | 0.8235 | 1.647 | 1.7228 | 16.5561 | 6.9461 | 17.0341 | 17.0341 | 27.268 | 1.647 | 0.075823 | 0 | 27.268 | 0.52667 | 29.347 | 0.075823 | 0.075823 | 0 | 0 | 0 | 0 | 27.268 | 0 | 29.347 | 0.075823 | 0 | 0.21535 | 0.23583
2018-07-02 08:00 | 7 | 7 | 2 | 1 | 0 | 0.38026 | 0.92818 | 1.8564 | 3.0421 | 16.5561 | 6.9461 | 17.0341 | 17.0341 | 30.734 | 1.8564 | 1.1857 | 0 | 30.734 | 8.2363 | 51.8198 | 1.1857 | 1.2616 | 0 | 0 | 0 | 0 | 30.734 | 0 | 51.8198 | 1.1857 | 0 | 0.38026 | 0.38583
2018-07-02 09:00 | 7 | 8 | 2 | 1 | 0 | 0.51286 | 1.0419 | 2.0837 | 4.1029 | 16.5561 | 6.9461 | 17.0341 | 17.0341 | 34.4982 | 2.0837 | 2.0191 | 0 | 34.4982 | 14.0251 | 69.8888 | 2.0191 | 3.2807 | 0 | 0 | 0 | 0 | 34.4982 | 0 | 69.8888 | 2.0191 | 0 | 0.51286 | 0.56196
2018-07-02 10:00 | 7 | 9 | 2 | 1 | 0 | 0.61034 | 1.1265 | 2.253 | 4.8827 | 16.5561 | 6.9461 | 17.0341 | 17.0341 | 37.3003 | 2.253 | 2.6298 | 0 | 37.3003 | 18.2665 | 83.1731 | 2.6298 | 5.9105 | 0 | 0 | 0 | 0 | 37.3003 | 0 | 83.1731 | 2.6298 | 0 | 0.61034 | 0.6695
2018-07-02 11:00 | 7 | 10 | 2 | 1 | 0 | 0.45852 | 1.2831 | 2.5662 | 3.6682 | 16.5561 | 6.9461 | 17.0341 | 17.0341 | 42.4856 | 2.5662 | 1.102 | 0 | 42.4856 | 7.6545 | 62.484 | 1.102 | 7.0125 | 0 | 0 | 0 | 0 | 42.4856 | 0 | 62.484 | 1.102 | 0 | 0.45852 | 0.60584
2018-07-02 12:00 | 7 | 11 | 2 | 1 | 1 | 0.69241 | 1.4095 | 2.8189 | 5.5393 | 27.8293 | 18.2193 | 17.0341 | 17.0341 | 78.4481 | 2.8189 | 2.7204 | 0 | 78.4481 | 49.5638 | 94.3572 | 2.7204 | 9.7329 | 0 | 0 | 0 | 0 | 78.4481 | 0 | 94.3572 | 2.7204 | 0 | 0.69241 | 0.56537
2018-07-02 13:00 | 7 | 12 | 2 | 1 | 1 | 0.67308 | 1.5763 | 3.1527 | 5.3846 | 27.8293 | 18.2193 | 17.0341 | 17.0341 | 87.7369 | 3.1527 | 2.232 | 0 | 87.7369 | 40.6647 | 91.7226 | 2.232 | 11.9648 | 0 | 0 | 0 | 0 | 87.7369 | 0 | 91.7226 | 2.232 | 0 | 0.67308 | 0.69679
2018-07-02 14:00 | 7 | 13 | 2 | 1 | 1 | 0.62356 | 1.6896 | 3.3792 | 4.9885 | 27.8293 | 18.2193 | 17.0341 | 17.0341 | 94.041 | 3.3792 | 1.6093 | 0 | 94.041 | 29.32 | 84.9746 | 0.53519 | 12.5 | 0 | 0 | 1.0741 | 0 | 94.041 | 19.5692 | 84.9746 | 1.6093 | 2.1482 | 0.62356 | 0.61819
2018-07-02 15:00 | 7 | 14 | 2 | 1 | 1 | 0.53881 | 1.8709 | 3.7418 | 4.3105 | 27.8293 | 18.2193 | 17.0341 | 17.0341 | 104.1313 | 3.7418 | 0.56872 | 0 | 104.1313 | 10.3617 | 73.4257 | 0 | 12.5 | 0 | 0 | 0.56872 | 0 | 104.1313 | 10.3617 | 73.4257 | 0.56872 | 1.1374 | 0.53881 | 0.58955
2018-07-02 16:00 | 7 | 15 | 2 | 1 | 1 | 0.41983 | 1.9746 | 3.9492 | 3.3586 | 27.8293 | 18.2193 | 17.0341 | 17.0341 | 109.9031 | 3.3586 | 0 | 16.4354 | 93.4677 | 0 | 57.211 | 0 | 12.5 | 0.59058 | 0.59058 | 0 | 0 | 109.9031 | 0 | 57.211 | 0 | 0 | 0.41983 | 0.45926
2018-07-02 17:00 | 7 | 16 | 2 | 1 | 1 | 0.26587 | 1.9883 | 3.9766 | 2.1269 | 27.8293 | 18.2193 | 17.0341 | 17.0341 | 110.665 | 2.1269 | 0 | 51.4741 | 59.1909 | 0 | 36.2304 | 0 | 11.8581 | 1.8496 | 1.8496 | 0 | 0 | 110.665 | 0 | 36.2304 | 0 | 0 | 0.26587 | 0.29052
2018-07-02 18:00 | 7 | 17 | 2 | 1 | 1 | 0.097572 | 1.9367 | 3.8734 | 0.78058 | 27.8293 | 18.2193 | 17.0341 | 17.0341 | 107.7927 | 0.78058 | 0 | 86.0698 | 21.7229 | 0 | 13.2964 | 0 | 9.8476 | 3.0928 | 3.0928 | 0 | 0 | 107.7927 | 0 | 13.2964 | 0 | 0 | 0.097572 | 0.10965
2018-07-02 19:00 | 7 | 18 | 2 | 1 | 1 | 0.013386 | 1.8141 | 3.6282 | 0.10708 | 27.8293 | 18.2193 | 17.0341 | 17.0341 | 100.9716 | 0.10708 | 0 | 97.9915 | 2.9801 | 0 | 1.8241 | 0 | 6.4859 | 3.5212 | 3.5212 | 0 | 0 | 100.9716 | 0 | 1.8241 | 0 | 0 | 0.013386 | 0.016288
2018-07-02 20:00 | 7 | 19 | 2 | 1 | 0 | 0 | 1.608 | 3.2161 | 0 | 16.5561 | 6.9461 | 17.0341 | 17.0341 | 53.2458 | 0 | 0 | 53.2458 | 0 | 0 | 0 | 0 | 2.6585 | 3.2161 | 2.4458 | 0 | 12.7523 | 40.4936 | 0 | 0 | 0 | 0 | 0 | 0
2018-07-02 21:00 | 7 | 20 | 2 | 1 | 0 | 0 | 1.2559 | 2.5119 | 0 | 16.5561 | 6.9461 | 17.0341 | 17.0341 | 41.5866 | 0 | 0 | 41.5866 | 0 | 0 | 0 | 0 | 0 | 2.5119 | 0 | 0 | 41.5866 | 0 | 0 | 0 | 0 | 0 | 0 | 0
2018-07-02 22:00 | 7 | 21 | 2 | 1 | 0 | 0 | 0.9772 | 1.9544 | 0 | 16.5561 | 6.9461 | 17.0341 | 17.0341 | 32.3572 | 0 | 0 | 32.3572 | 0 | 0 | 0 | 0 | 0 | 1.9544 | 0 | 0 | 32.3572 | 0 | 0 | 0 | 0 | 0 | 0 | 0
2018-07-02 23:00 | 7 | 22 | 2 | 1 | 0 | 0 | 0.8424 | 1.6848 | 0 | 16.5561 | 6.9461 | 17.0341 | 17.0341 | 27.8937 | 0 | 0 | 27.8937 | 0 | 0 | 0 | 0 | 0 | 1.6848 | 0 | 0 | 27.8937 | 0 | 0 | 0 | 0 | 0 | 0 | 0
2018-07-03 | 7 | 23 | 2 | 1 | 0 | 0 | 0.69471 | 1.3894 | 0 | 16.5561 | 6.9461 | 17.0341 | 17.0341 | 23.0032 | 0 | 0 | 23.0032 | 0 | 0 | 0 | 0 | 0 | 1.3894 | 0 | 0 | 23.0032 | 0 | 0 | 0 | 0 | 0 | 0 | 0
2018-07-03 01:00 | 7 | 0 | 3 | 1 | 0 | 0 | 0.59394 | 1.1879 | 0 | 16.5561 | 6.9461 | 17.0341 | 17.0341 | 19.6666 | 0 | 0 | 19.6666 | 0 | 0 | 0 | 0 | 0 | 1.1879 | 0 | 0 | 19.6666 | 0 | 0 | 0 | 0 | 0 | 0 | 0
2018-07-03 02:00 | 7 | 1 | 3 | 1 | 0 | 0 | 0.53255 | 1.0651 | 0 | 16.5561 | 6.9461 | 17.0341 | 17.0341 | 17.6339 | 0 | 0 | 17.6339 | 0 | 0 | 0 | 0 | 0 | 1.0651 | 0 | 0 | 17.6339 | 0 | 0 | 0 | 0 | 0 | 0 | 0
2018-07-03 03:00 | 7 | 2 | 3 | 1 | 0 | 0 | 0.51522 | 1.0304 | 0 | 16.5561 | 6.9461 | 17.0341 | 17.0341 | 17.0602 | 0 | 0 | 17.0602 | 0 | 0 | 0 | 0 | 0 | 1.0304 | 0 | 0 | 17.0602 | 0 | 0 | 0 | 0 | 0 | 0 | 0
2018-07-03 04:00 | 7 | 3 | 3 | 1 | 0 | 0 | 0.4852 | 0.9704 | 0 | 16.5561 | 6.9461 | 17.0341 | 17.0341 | 16.066 | 0 | 0 | 16.066 | 0 | 0 | 0 | 0 | 0 | 0.9704 | 0 | 0 | 16.066 | 0 | 0 | 0 | 0 | 0 | 0 | 0
2018-07-03 05:00 | 7 | 4 | 3 | 1 | 0 | 0.0047622 | 0.63807 | 1.2761 | 0.038097 | 16.5561 | 6.9461 | 17.0341 | 17.0341 | 21.1277 | 0.038097 | 0 | 20.497 | 0.63074 | 0 | 0.64896 | 0 | 0 | 1.238 | 0 | 0 | 20.497 | 0.63074 | 0 | 0.64896 | 0 | 0 | 0.0047622 | 0.004745
2018-07-03 06:00 | 7 | 5 | 3 | 1 | 0 | 0.054765 | 0.79357 | 1.5871 | 0.43812 | 16.5561 | 6.9461 | 17.0341 | 17.0341 | 26.2768 | 0.43812 | 0 | 19.0233 | 7.2536 | 0 | 7.463 | 0 | 0 | 1.149 | 0 | 0 | 19.0233 | 7.2536 | 0 | 7.463 | 0 | 0 | 0.054765 | 0.065107
2018-07-03 07:00 | 7 | 6 | 3 | 1 | 0 | 0.21087 | 0.91105 | 1.8221 | 1.687 | 16.5561 | 6.9461 | 17.0341 | 17.0341 | 30.1668 | 1.687 | 0 | 2.2369 | 27.9299 | 0 | 28.7365 | 0 | 0 | 0.13511 | 0 | 0 | 2.2369 | 27.9299 | 0 | 28.7365 | 0 | 0 | 0.21087 | 0.21802
2018-07-03 08:00 | 7 | 7 | 3 | 1 | 0 | 0.33621 | 1.0206 | 2.0413 | 2.6897 | 16.5561 | 6.9461 | 17.0341 | 17.0341 | 33.7956 | 2.0413 | 0.64844 | 0 | 33.7956 | 4.5041 | 45.8171 | 0.64844 | 0.64844 | 0 | 0 | 0 | 0 | 33.7956 | 0 | 45.8171 | 0.64844 | 0 | 0.33621 | 0.40818
2018-07-03 09:00 | 7 | 8 | 3 | 1 | 0 | 0.48801 | 1.1103 | 2.2206 | 3.904 | 16.5561 | 6.9461 | 17.0341 | 17.0341 | 36.7639 | 2.2206 | 1.6835 | 0 | 36.7639 | 11.6936 | 66.5021 | 1.6835 | 2.3319 | 0 | 0 | 0 | 0 | 36.7639 | 0 | 66.5021 | 1.6835 | 0 | 0.48801 | 0.55873
2018-07-03 10:00 | 7 | 9 | 3 | 1 | 0 | 0.55984 | 1.2921 | 2.5842 | 4.4787 | 16.5561 | 6.9461 | 17.0341 | 17.0341 | 42.7835 | 2.5842 | 1.8945 | 0 | 42.7835 | 13.1595 | 76.2906 | 1.8945 | 4.2264 | 0 | 0 | 0 | 0 | 42.7835 | 0 | 76.2906 | 1.8945 | 0 | 0.55984 | 0.58403
2018-07-03 11:00 | 7 | 10 | 3 | 1 | 0 | 0.58892 | 1.5018 | 3.0037 | 4.7114 | 16.5561 | 6.9461 | 17.0341 | 17.0341 | 49.7294 | 3.0037 | 1.7077 | 0 | 49.7294 | 11.8618 | 80.2545 | 1.7077 | 5.9341 | 0 | 0 | 0 | 0 | 49.7294 | 0 | 80.2545 | 1.7077 | 0 | 0.58892 | 0.61672
2018-07-03 12:00 | 7 | 11 | 3 | 1 | 1 | 0.49013 | 1.6439 | 3.2878 | 3.921 | 27.8293 | 18.2193 | 17.0341 | 17.0341 | 91.4981 | 3.2878 | 0.63321 | 0 | 91.4981 | 11.5366 | 66.7916 | 0.63321 | 6.5673 | 0 | 0 | 0 | 0 | 91.4981 | 0 | 66.7916 | 0.63321 | 0 | 0.49013 | 0.58676
2018-07-03 13:00 | 7 | 12 | 3 | 1 | 1 | 0.60995 | 1.758 | 3.5161 | 4.8796 | 27.8293 | 18.2193 | 17.0341 | 17.0341 | 97.8497 | 3.5161 | 1.3636 | 0 | 97.8497 | 24.8431 | 83.1202 | 1.3636 | 7.9309 | 0 | 0 | 0 | 0 | 97.8497 | 0 | 83.1202 | 1.3636 | 0 | 0.60995 | 0.60849
2018-07-03 14:00 | 7 | 13 | 3 | 1 | 1 | 0.32781 | 1.8747 | 3.7493 | 2.6225 | 27.8293 | 18.2193 | 17.0341 | 17.0341 | 104.3407 | 2.6225 | 0 | 31.3589 | 72.9818 | 0 | 44.6717 | 0 | 7.9309 | 1.1268 | 1.1268 | 0 | 0 | 104.3407 | 0 | 44.6717 | 0 | 0 | 0.32781 | 0.48661
2018-07-03 15:00 | 7 | 14 | 3 | 1 | 1 | 0.40603 | 2.092 | 4.184 | 3.2482 | 27.8293 | 18.2193 | 17.0341 | 17.0341 | 116.4372 | 3.2482 | 0 | 26.0407 | 90.3965 | 0 | 55.3311 | 0 | 6.7061 | 0.93573 | 0.93573 | 0 | 0 | 116.4372 | 0 | 55.3311 | 0 | 0 | 0.40603 | 0.49402
2018-07-03 16:00 | 7 | 15 | 3 | 1 | 1 | 0.36846 | 2.2298 | 4.4596 | 2.9476 | 27.8293 | 18.2193 | 17.0341 | 17.0341 | 124.1088 | 2.9476 | 0 | 42.0778 | 82.031 | 0 | 50.2107 | 0 | 5.689 | 1.512 | 1.512 | 0 | 0 | 124.1088 | 0 | 50.2107 | 0 | 0 | 0.36846 | 0.42159
2018-07-03 17:00 | 7 | 16 | 3 | 1 | 1 | 0.25785 | 2.0878 | 4.1757 | 2.0628 | 27.8293 | 18.2193 | 17.0341 | 17.0341 | 116.2066 | 2.0628 | 0 | 58.7994 | 57.4072 | 0 | 35.1386 | 0 | 4.0455 | 2.1129 | 2.1129 | 0 | 0 | 116.2066 | 0 | 35.1386 | 0 | 0 | 0.25785 | 0.28136
2018-07-03 18:00 | 7 | 17 | 3 | 1 | 1 | 0.10026 | 2.0357 | 4.0714 | 0.8021 | 27.8293 | 18.2193 | 17.0341 | 17.0341 | 113.3035 | 0.8021 | 0 | 90.9815 | 22.322 | 0 | 13.6632 | 0 | 1.7489 | 3.2693 | 1.609 | 0 | 46.2038 | 67.0997 | 0 | 13.6632 | 0 | 0 | 0.10026 | 0.11145
2018-07-03 19:00 | 7 | 18 | 3 | 1 | 1 | 0.015165 | 1.947 | 3.894 | 0.12132 | 27.8293 | 18.2193 | 17.0341 | 17.0341 | 108.3671 | 0.12132 | 0 | 104.9909 | 3.3762 | 0 | 2.0665 | 0 | 0 | 3.7727 | 0 | 0 | 104.9909 | 3.3762 | 0 | 2.0665 | 0 | 0 | 0.015165 | 0.018696
2018-07-03 20:00 | 7 | 19 | 3 | 1 | 0 | 0 | 1.7941 | 3.5882 | 0 | 16.5561 | 6.9461 | 17.0341 | 17.0341 | 59.4061 | 0 | 0 | 59.4061 | 0 | 0 | 0 | 0 | 0 | 3.5882 | 0 | 0 | 59.4061 | 0 | 0 | 0 | 0 | 0 | 0 | 0
2018-07-03 21:00 | 7 | 20 | 3 | 1 | 0 | 0 | 1.5047 | 3.0094 | 0 | 16.5561 | 6.9461 | 17.0341 | 17.0341 | 49.8233 | 0 | 0 | 49.8233 | 0 | 0 | 0 | 0 | 0 | 3.0094 | 0 | 0 | 49.8233 | 0 | 0 | 0 | 0 | 0 | 0 | 0
2018-07-03 22:00 | 7 | 21 | 3 | 1 | 0 | 0 | 1.2199 | 2.4397 | 0 | 16.5561 | 6.9461 | 17.0341 | 17.0341 | 40.3924 | 0 | 0 | 40.3924 | 0 | 0 | 0 | 0 | 0 | 2.4397 | 0 | 0 | 40.3924 | 0 | 0 | 0 | 0 | 0 | 0 | 0
2018-07-03 23:00 | 7 | 22 | 3 | 1 | 0 | 0 | 1.087 | 2.174 | 0 | 16.5561 | 6.9461 | 17.0341 | 17.0341 | 35.9936 | 0 | 0 | 35.9936 | 0 | 0 | 0 | 0 | 0 | 2.174 | 0 | 0 | 35.9936 | 0 | 0 | 0 | 0 | 0 | 0 | 0
2018-07-04 | 7 | 23 | 3 | 1 | 0 | 0 | 0.93266 | 1.8653 | 0 | 16.5561 | 6.9461 | 17.0341 | 17.0341 | 30.8824 | 0 | 0 | 30.8824 | 0 | 0 | 0 | 0 | 0 | 1.8653 | 0 | 0 | 30.8824 | 0 | 0 | 0 | 0 | 0 | 0 | 0
2018-07-04 01:00 | 7 | 0 | 4 | 1 | 0 | 0 | 0.83018 | 1.6604 | 0 | 16.5561 | 6.9461 | 17.0341 | 17.0341 | 27.4889 | 0 | 0 | 27.4889 | 0 | 0 | 0 | 0 | 0 | 1.6604 | 0 | 0 | 27.4889 | 0 | 0 | 0 | 0 | 0 | 0 | 0
2018-07-04 02:00 | 7 | 1 | 4 | 1 | 0 | 0 | 0.77893 | 1.5579 | 0 | 16.5561 | 6.9461 | 17.0341 | 17.0341 | 25.7921 | 0 | 0 | 25.7921 | 0 | 0 | 0 | 0 | 0 | 1.5579 | 0 | 0 | 25.7921 | 0 | 0 | 0 | 0 | 0 | 0 | 0
2018-07-04 03:00 | 7 | 2 | 4 | 1 | 0 | 0 | 0.74551 | 1.491 | 0 | 16.5561 | 6.9461 | 17.0341 | 17.0341 | 24.6855 | 0 | 0 | 24.6855 | 0 | 0 | 0 | 0 | 0 | 1.491 | 0 | 0 | 24.6855 | 0 | 0 | 0 | 0 | 0 | 0 | 0
2018-07-04 04:00 | 7 | 3 | 4 | 1 | 0 | 0 | 0.7409 | 1.4818 | 0 | 16.5561 | 6.9461 | 17.0341 | 17.0341 | 24.5326 | 0 | 0 | 24.5326 | 0 | 0 | 0 | 0 | 0 | 1.4818 | 0 | 0 | 24.5326 | 0 | 0 | 0 | 0 | 0 | 0 | 0
2018-07-04 05:00 | 7 | 4 | 4 | 1 | 0 | 0.0033236 | 0.86066 | 1.7213 | 0.026589 | 16.5561 | 6.9461 | 17.0341 | 17.0341 | 28.4983 | 0.026589 | 0 | 28.0581 | 0.44021 | 0 | 0.45292 | 0 | 0 | 1.6947 | 0 | 0 | 28.0581 | 0.44021 | 0 | 0.45292 | 0 | 0 | 0.0033236 | 0.003451
2018-07-04 06:00 | 7 | 5 | 4 | 1 | 0 | 0.059868 | 1.0838 | 2.1677 | 0.47895 | 16.5561 | 6.9461 | 17.0341 | 17.0341 | 35.8885 | 0.47895 | 0 | 27.959 | 7.9295 | 0 | 8.1585 | 0 | 0 | 1.6887 | 0 | 0 | 27.959 | 7.9295 | 0 | 8.1585 | 0 | 0 | 0.059868 | 0.068615
2018-07-04 07:00 | 7 | 6 | 4 | 1 | 0 | 0.20917 | 1.0929 | 2.1857 | 1.6734 | 16.5561 | 6.9461 | 17.0341 | 17.0341 | 36.1866 | 1.6734 | 0 | 8.4825 | 27.7041 | 0 | 28.5041 | 0 | 0 | 0.51235 | 0 | 0 | 8.4825 | 27.7041 | 0 | 28.5041 | 0 | 0 | 0.20917 | 0.22884
2018-07-04 08:00 | 7 | 7 | 4 | 1 | 0 | 0.36649 | 1.1091 | 2.2181 | 2.9319 | 16.5561 | 6.9461 | 17.0341 | 17.0341 | 36.7235 | 2.2181 | 0.71377 | 0 | 36.7235 | 4.9579 | 49.9425 | 0.71377 | 0.71377 | 0 | 0 | 0 | 0 | 36.7235 | 0 | 49.9425 | 0.71377 | 0 | 0.36649 | 0.4014
2018-07-04 09:00 | 7 | 8 | 4 | 1 | 0 | 0.48694 | 1.2463 | 2.4927 | 3.8956 | 16.5561 | 6.9461 | 17.0341 | 17.0341 | 41.2688 | 2.4927 | 1.4029 | 0 | 41.2688 | 9.7445 | 66.3574 | 1.4029 | 2.1167 | 0 | 0 | 0 | 0 | 41.2688 | 0 | 66.3574 | 1.4029 | 0 | 0.48694 | 0.53582
2018-07-04 10:00 | 7 | 9 | 4 | 1 | 0 | 0.55371 | 1.316 | 2.6321 | 4.4297 | 16.5561 | 6.9461 | 17.0341 | 17.0341 | 43.5765 | 2.6321 | 1.7976 | 0 | 43.5765 | 12.4863 | 75.4557 | 1.7976 | 3.9143 | 0 | 0 | 0 | 0 | 43.5765 | 0 | 75.4557 | 1.7976 | 0 | 0.55371 | 0.60354
2018-07-04 11:00 | 7 | 10 | 4 | 1 | 0 | 0.60131 | 1.4138 | 2.8277 | 4.8105 | 16.5561 | 6.9461 | 17.0341 | 17.0341 | 46.8149 | 2.8277 | 1.9828 | 0 | 46.8149 | 13.7728 | 81.9424 | 1.9828 | 5.8971 | 0 | 0 | 0 | 0 | 46.8149 | 0 | 81.9424 | 1.9828 | 0 | 0.60131 | 0.65478
2018-07-04 12:00 | 7 | 11 | 4 | 1 | 1 | 0.61564 | 1.5512 | 3.1024 | 4.9251 | 27.8293 | 18.2193 | 17.0341 | 17.0341 | 86.3383 | 3.1024 | 1.8227 | 0 | 86.3383 | 33.2079 | 83.8948 | 1.8227 | 7.7198 | 0 | 0 | 0 | 0 | 86.3383 | 0 | 83.8948 | 1.8227 | 0 | 0.61564 | 0.67446
2018-07-04 13:00 | 7 | 12 | 4 | 1 | 1 | 0.5944 | 1.6579 | 3.3159 | 4.7552 | 27.8293 | 18.2193 | 17.0341 | 17.0341 | 92.2785 | 3.3159 | 1.4393 | 0 | 92.2785 | 26.2238 | 81.001 | 1.4393 | 9.1591 | 0 | 0 | 0 | 0 | 92.2785 | 0 | 81.001 | 1.4393 | 0 | 0.5944 | 0.64562
2018-07-04 14:00 | 7 | 13 | 4 | 1 | 1 | 0.54577 | 1.7249 | 3.4498 | 4.3661 | 27.8293 | 18.2193 | 17.0341 | 17.0341 | 96.0049 | 3.4498 | 0.91637 | 0 | 96.0049 | 16.6956 | 74.3735 | 0.91637 | 10.0755 | 0 | 0 | 0 | 0 | 96.0049 | 0 | 74.3735 | 0.91637 | 0 | 0.54577 | 0.59119
2018-07-04 15:00 | 7 | 14 | 4 | 1 | 1 | 0.46656 | 1.8515 | 3.703 | 3.7325 | 27.8293 | 18.2193 | 17.0341 | 17.0341 | 103.0506 | 3.703 | 0.029502 | 0 | 103.0506 | 0.53751 | 63.5792 | 0.029502 | 10.105 | 0 | 0 | 0 | 0 | 103.0506 | 0 | 63.5792 | 0.029502 | 0 | 0.46656 | 0.50539
2018-07-04 16:00 | 7 | 15 | 4 | 1 | 1 | 0.36758 | 1.9148 | 3.8295 | 2.9407 | 27.8293 | 18.2193 | 17.0341 | 17.0341 | 106.5737 | 2.9407 | 0 | 24.7368 | 81.8369 | 0 | 50.0918 | 0 | 10.105 | 0.88888 | 0.88888 | 0 | 0 | 106.5737 | 0 | 50.0918 | 0 | 0 | 0.36758 | 0.39728
2018-07-04 17:00 | 7 | 16 | 4 | 1 | 1 | 0.23605 | 1.9174 | 3.8347 | 1.8884 | 27.8293 | 18.2193 | 17.0341 | 17.0341 | 106.7183 | 1.8884 | 0 | 54.1656 | 52.5526 | 0 | 32.1671 | 0 | 9.1388 | 1.9464 | 1.9464 | 0 | 0 | 106.7183 | 0 | 32.1671 | 0 | 0 | 0.23605 | 0.25356
2018-07-04 18:00 | 7 | 17 | 4 | 1 | 1 | 0.096521 | 1.7396 | 3.4792 | 0.77217 | 27.8293 | 18.2193 | 17.0341 | 17.0341 | 96.8237 | 0.77217 | 0 | 75.3347 | 21.489 | 0 | 13.1533 | 0 | 7.0232 | 2.707 | 2.707 | 0 | 0 | 96.8237 | 0 | 13.1533 | 0 | 0 | 0.096521 | 0.10725
2018-07-04 19:00 | 7 | 18 | 4 | 1 | 1 | 0.016143 | 1.5869 | 3.1738 | 0.12914 | 27.8293 | 18.2193 | 17.0341 | 17.0341 | 88.3259 | 0.12914 | 0 | 84.7319 | 3.594 | 0 | 2.1998 | 0 | 4.0808 | 3.0447 | 3.0447 | 0 | 0 | 88.3259 | 0 | 2.1998 | 0 | 0 | 0.016143 | 0.017036
2018-07-04 20:00 | 7 | 19 | 4 | 1 | 0 | 0 | 1.5695 | 3.1389 | 0 | 16.5561 | 6.9461 | 17.0341 | 17.0341 | 51.9681 | 0 | 0 | 51.9681 | 0 | 0 | 0 | 0 | 0.77132 | 3.1389 | 0.70961 | 0 | 40.2197 | 11.7484 | 0 | 0 | 0 | 0 | 0 | 0
2018-07-04 21:00 | 7 | 20 | 4 | 1 | 0 | 0 | 1.3784 | 2.7568 | 0 | 16.5561 | 6.9461 | 17.0341 | 17.0341 | 45.6412 | 0 | 0 | 45.6412 | 0 | 0 | 0 | 0 | 0 | 2.7568 | 0 | 0 | 45.6412 | 0 | 0 | 0 | 0 | 0 | 0 | 0
2018-07-04 22:00 | 7 | 21 | 4 | 1 | 0 | 0 | 1.0724 | 2.1447 | 0 | 16.5561 | 6.9461 | 17.0341 | 17.0341 | 35.5081 | 0 | 0 | 35.5081 | 0 | 0 | 0 | 0 | 0 | 2.1447 | 0 | 0 | 35.5081 | 0 | 0 | 0 | 0 | 0 | 0 | 0
2018-07-04 23:00 | 7 | 22 | 4 | 1 | 0 | 0 | 0.86492 | 1.7298 | 0 | 16.5561 | 6.9461 | 17.0341 | 17.0341 | 28.6392 | 0 | 0 | 28.6392 | 0 | 0 | 0 | 0 | 0 | 1.7298 | 0 | 0 | 28.6392 | 0 | 0 | 0 | 0 | 0 | 0 | 0
2018-07-05 | 7 | 23 | 4 | 1 | 0 | 0 | 0.6401 | 1.2802 | 0 | 16.5561 | 6.9461 | 17.0341 | 17.0341 | 21.1949 | 0 | 0 | 21.1949 | 0 | 0 | 0 | 0 | 0 | 1.2802 | 0 | 0 | 21.1949 | 0 | 0 | 0 | 0 | 0 | 0 | 0
2018-07-05 01:00 | 7 | 0 | 5 | 1 | 0 | 0 | 0.51041 | 1.0208 | 0 | 16.5561 | 6.9461 | 17.0341 | 17.0341 | 16.9008 | 0 | 0 | 16.9008 | 0 | 0 | 0 | 0 | 0 | 1.0208 | 0 | 0 | 16.9008 | 0 | 0 | 0 | 0 | 0 | 0 | 0
2018-07-05 02:00 | 7 | 1 | 5 | 1 | 0 | 0 | 0.45223 | 0.90447 | 0 | 16.5561 | 6.9461 | 17.0341 | 17.0341 | 14.9744 | 0 | 0 | 14.9744 | 0 | 0 | 0 | 0 | 0 | 0.90447 | 0 | 0 | 14.9744 | 0 | 0 | 0 | 0 | 0 | 0 | 0
2018-07-05 03:00 | 7 | 2 | 5 | 1 | 0 | 0 | 0.48218 | 0.96437 | 0 | 16.5561 | 6.9461 | 17.0341 | 17.0341 | 15.9661 | 0 | 0 | 15.9661 | 0 | 0 | 0 | 0 | 0 | 0.96437 | 0 | 0 | 15.9661 | 0 | 0 | 0 | 0 | 0 | 0 | 0
2018-07-05 04:00 | 7 | 3 | 5 | 1 | 0 | 0 | 0.51076 | 1.0215 | 0 | 16.5561 | 6.9461 | 17.0341 | 17.0341 | 16.9123 | 0 | 0 | 16.9123 | 0 | 0 | 0 | 0 | 0 | 1.0215 | 0 | 0 | 16.9123 | 0 | 0 | 0 | 0 | 0 | 0 | 0
2018-07-05 05:00 | 7 | 4 | 5 | 1 | 0 | 0.0030292 | 0.61489 | 1.2298 | 0.024233 | 16.5561 | 6.9461 | 17.0341 | 17.0341 | 20.3601 | 0.024233 | 0 | 19.9589 | 0.40121 | 0 | 0.4128 | 0 | 0 | 1.2055 | 0 | 0 | 19.9589 | 0.40121 | 0 | 0.4128 | 0 | 0 | 0.0030292 | 0.002014
2018-07-05 06:00 | 7 | 5 | 5 | 1 | 0 | 0.062853 | 0.743 | 1.486 | 0.50282 | 16.5561 | 6.9461 | 17.0341 | 17.0341 | 24.6023 | 0.50282 | 0 | 16.2775 | 8.3247 | 0 | 8.5651 | 0 | 0 | 0.98318 | 0 | 0 | 16.2775 | 8.3247 | 0 | 8.5651 | 0 | 0 | 0.062853 | 0.071862
2018-07-05 07:00 | 7 | 6 | 5 | 1 | 0 | 0.19585 | 0.80921 | 1.6184 | 1.5668 | 16.5561 | 6.9461 | 17.0341 | 17.0341 | 26.7946 | 1.5668 | 0 | 0.85487 | 25.9398 | 0 | 26.6888 | 0 | 0 | 0.051635 | 0 | 0 | 0.85487 | 25.9398 | 0 | 26.6888 | 0 | 0 | 0.19585 | 0.21209
2018-07-05 08:00 | 7 | 7 | 5 | 1 | 0 | 0.33679 | 0.914 | 1.828 | 2.6943 | 16.5561 | 6.9461 | 17.0341 | 17.0341 | 30.2643 | 1.828 | 0.86632 | 0 | 30.2643 | 6.0175 | 45.8953 | 0.86632 | 0.86632 | 0 | 0 | 0 | 0 | 30.2643 | 0 | 45.8953 | 0.86632 | 0 | 0.33679 | 0.36576
2018-07-05 09:00 | 7 | 8 | 5 | 1 | 0 | 0.45193 | 0.94098 | 1.882 | 3.6154 | 16.5561 | 6.9461 | 17.0341 | 17.0341 | 31.1579 | 1.882 | 1.7335 | 0 | 31.1579 | 12.0409 | 61.5861 | 1.7335 | 2.5998 | 0 | 0 | 0 | 0 | 31.1579 | 0 | 61.5861 | 1.7335 | 0 | 0.45193 | 0.49012
2018-07-05 10:00 | 7 | 9 | 5 | 1 | 0 | 0.53818 | 1.004 | 2.008 | 4.3055 | 16.5561 | 6.9461 | 17.0341 | 17.0341 | 33.2444 | 2.008 | 2.2975 | 0 | 33.2444 | 15.9584 | 73.3399 | 2.2975 | 4.8973 | 0 | 0 | 0 | 0 | 33.2444 | 0 | 73.3399 | 2.2975 | 0 | 0.53818 | 0.581
2018-07-05 11:00 | 7 | 10 | 5 | 1 | 0 | 0.55751 | 1.0309 | 2.0618 | 4.4601 | 16.5561 | 6.9461 | 17.0341 | 17.0341 | 34.1359 | 2.0618 | 2.3982 | 0 | 34.1359 | 16.6583 | 75.9734 | 2.3982 | 7.2955 | 0 | 0 | 0 | 0 | 34.1359 | 0 | 75.9734 | 2.3982 | 0 | 0.55751 | 0.63855
2018-07-05 12:00 | 7 | 11 | 5 | 1 | 1 | 0.57873 | 0.9394 | 1.8788 | 4.6298 | 27.8293 | 18.2193 | 17.0341 | 17.0341 | 52.2855 | 1.8788 | 2.7511 | 0 | 52.2855 | 50.1224 | 78.8655 | 2.7511 | 10.0466 | 0 | 0 | 0 | 0 | 52.2855 | 0 | 78.8655 | 2.7511 | 0 | 0.57873 | 0.63316
2018-07-05 13:00 | 7 | 12 | 5 | 1 | 1 | 0.56342 | 0.87497 | 1.7499 | 4.5074 | 27.8293 | 18.2193 | 17.0341 | 17.0341 | 48.6994 | 1.7499 | 2.7574 | 0 | 48.6994 | 50.2385 | 76.779 | 2.4534 | 12.5 | 0 | 0 | 0.30399 | 0 | 48.6994 | 5.5384 | 76.779 | 2.7574 | 0.60797 | 0.56342 | 0.63772
2018-07-05 14:00 | 7 | 13 | 5 | 1 | 1 | 0.55478 | 0.82409 | 1.6482 | 4.4383 | 27.8293 | 18.2193 | 17.0341 | 17.0341 | 45.8678 | 1.6482 | 2.7901 | 0 | 45.8678 | 50.8337 | 75.6023 | 0 | 12.5 | 0 | 0 | 2.7901 | 0 | 45.8678 | 50.8337 | 75.6023 | 2.7901 | 5.5802 | 0.55478 | 0.59856
2018-07-05 15:00 | 7 | 14 | 5 | 1 | 1 | 0.46003 | 0.81741 | 1.6348 | 3.6802 | 27.8293 | 18.2193 | 17.0341 | 17.0341 | 45.4958 | 1.6348 | 2.0454 | 0 | 45.4958 | 37.2658 | 62.6893 | 0 | 12.5 | 0 | 0 | 2.0454 | 0 | 45.4958 | 37.2658 | 62.6893 | 2.0454 | 4.0908 | 0.46003 | 0.46414
2018-07-05 16:00 | 7 | 15 | 5 | 1 | 1 | 0.32102 | 0.88521 | 1.7704 | 2.5682 | 27.8293 | 18.2193 | 17.0341 | 17.0341 | 49.2693 | 1.7704 | 0.79775 | 0 | 49.2693 | 14.5344 | 43.7464 | 0 | 12.5 | 0 | 0 | 0.79775 | 0 | 49.2693 | 14.5344 | 43.7464 | 0.79775 | 1.5955 | 0.32102 | 0.32853
2018-07-05 17:00 | 7 | 16 | 5 | 1 | 1 | 0.1867 | 0.87222 | 1.7444 | 1.4936 | 27.8293 | 18.2193 | 17.0341 | 17.0341 | 48.5464 | 1.4936 | 0 | 6.9799 | 41.5665 | 0 | 25.4426 | 0 | 12.5 | 0.25081 | 0.25081 | 0 | 0 | 48.5464 | 0 | 25.4426 | 0 | 0 | 0.1867 | 0.23367
2018-07-05 18:00 | 7 | 17 | 5 | 1 | 1 | 0.097715 | 0.87326 | 1.7465 | 0.78172 | 27.8293 | 18.2193 | 17.0341 | 17.0341 | 48.6045 | 0.78172 | 0 | 26.8498 | 21.7547 | 0 | 13.3159 | 0 | 12.2274 | 0.9648 | 0.9648 | 0 | 0 | 48.6045 | 0 | 13.3159 | 0 | 0 | 0.097715 | 0.093901
2018-07-05 19:00 | 7 | 18 | 5 | 1 | 1 | 0.015782 | 0.87949 | 1.759 | 0.12625 | 27.8293 | 18.2193 | 17.0341 | 17.0341 | 48.9513 | 0.12625 | 0 | 45.4377 | 3.5135 | 0 | 2.1506 | 0 | 11.1787 | 1.6327 | 1.6327 | 0 | 0 | 48.9513 | 0 | 2.1506 | 0 | 0 | 0.015782 | 0.017869
2018-07-05 20:00 | 7 | 19 | 5 | 1 | 0 | 0 | 0.87373 | 1.7475 | 0 | 16.5561 | 6.9461 | 17.0341 | 17.0341 | 28.9311 | 0 | 0 | 28.9311 | 0 | 0 | 0 | 0 | 9.404 | 1.7475 | 1.7475 | 0 | 0 | 28.9311 | 0 | 0 | 0 | 0 | 0 | 0
2018-07-05 21:00 | 7 | 20 | 5 | 1 | 0 | 0 | 0.77481 | 1.5496 | 0 | 16.5561 | 6.9461 | 17.0341 | 17.0341 | 25.6557 | 0 | 0 | 25.6557 | 0 | 0 | 0 | 0 | 7.5046 | 1.5496 | 1.5496 | 0 | 0 | 25.6557 | 0 | 0 | 0 | 0 | 0 | 0
2018-07-05 22:00 | 7 | 21 | 5 | 1 | 0 | 0 | 0.59872 | 1.1974 | 0 | 16.5561 | 6.9461 | 17.0341 | 17.0341 | 19.825 | 0 | 0 | 19.825 | 0 | 0 | 0 | 0 | 5.8202 | 1.1974 | 1.1974 | 0 | 0 | 19.825 | 0 | 0 | 0 | 0 | 0 | 0
2018-07-05 23:00 | 7 | 22 | 5 | 1 | 0 | 0 | 0.496 | 0.992 | 0 | 16.5561 | 6.9461 | 17.0341 | 17.0341 | 16.4236 | 0 | 0 | 16.4236 | 0 | 0 | 0 | 0 | 4.5186 | 0.992 | 0.992 | 0 | 0 | 16.4236 | 0 | 0 | 0 | 0 | 0 | 0
2018-07-06 | 7 | 23 | 5 | 1 | 0 | 0 | 0.44477 | 0.88955 | 0 | 16.5561 | 6.9461 | 17.0341 | 17.0341 | 14.7274 | 0 | 0 | 14.7274 | 0 | 0 | 0 | 0 | 3.4403 | 0.88955 | 0.88955 | 0 | 0 | 14.7274 | 0 | 0 | 0 | 0 | 0 | 0
2018-07-06 01:00 | 7 | 0 | 6 | 1 | 0 | 0 | 0.42767 | 0.85534 | 0 | 16.5561 | 6.9461 | 17.0341 | 17.0341 | 14.1611 | 0 | 0 | 14.1611 | 0 | 0 | 0 | 0 | 2.4734 | 0.85534 | 0.85534 | 0 | 0 | 14.1611 | 0 | 0 | 0 | 0 | 0 | 0
2018-07-06 02:00 | 7 | 1 | 6 | 1 | 0 | 0 | 0.4269 | 0.8538 | 0 | 16.5561 | 6.9461 | 17.0341 | 17.0341 | 14.1355 | 0 | 0 | 14.1355 | 0 | 0 | 0 | 0 | 1.5437 | 0.8538 | 0.8538 | 0 | 0 | 14.1355 | 0 | 0 | 0 | 0 | 0 | 0
2018-07-06 03:00 | 7 | 2 | 6 | 1 | 0 | 0 | 0.43257 | 0.86514 | 0 | 16.5561 | 6.9461 | 17.0341 | 17.0341 | 14.3233 | 0 | 0 | 14.3233 | 0 | 0 | 0 | 0 | 0.61569 | 0.86514 | 0.56643 | 0 | 4.9454 | 9.3779 | 0 | 0 | 0 | 0 | 0 | 0
2018-07-06 04:00 | 7 | 3 | 6 | 1 | 0 | 0 | 0.47359 | 0.94718 | 0 | 16.5561 | 6.9461 | 17.0341 | 17.0341 | 15.6816 | 0 | 0 | 15.6816 | 0 | 0 | 0 | 0 | 0 | 0.94718 | 0 | 0 | 15.6816 | 0 | 0 | 0 | 0 | 0 | 0 | 0
2018-07-06 05:00 | 7 | 4 | 6 | 1 | 0 | 0.0018754 | 0.59627 | 1.1925 | 0.015003 | 16.5561 | 6.9461 | 17.0341 | 17.0341 | 19.7436 | 0.015003 | 0 | 19.4953 | 0.24839 | 0 | 0.25556 | 0 | 0 | 1.1775 | 0 | 0 | 19.4953 | 0.24839 | 0 | 0.25556 | 0 | 0 | 0.0018754 | 0.00099233
2018-07-06 06:00 | 7 | 5 | 6 | 1 | 0 | 0.064479 | 0.70538 | 1.4108 | 0.51583 | 16.5561 | 6.9461 | 17.0341 | 17.0341 | 23.3566 | 0.51583 | 0 | 14.8165 | 8.5402 | 0 | 8.7868 | 0 | 0 | 0.89493 | 0 | 0 | 14.8165 | 8.5402 | 0 | 8.7868 | 0 | 0 | 0.064479 | 0.070918
2018-07-06 07:00 | 7 | 6 | 6 | 1 | 0 | 0.19331 | 0.74494 | 1.4899 | 1.5465 | 16.5561 | 6.9461 | 17.0341 | 17.0341 | 24.6666 | 1.4899 | 0.056602 | 0 | 24.6666 | 0.39316 | 26.3431 | 0.056602 | 0.056602 | 0 | 0 | 0 | 0 | 24.6666 | 0 | 26.3431 | 0.056602 | 0 | 0.19331 | 0.20882
2018-07-06 08:00 | 7 | 7 | 6 | 1 | 0 | 0.33436 | 0.76799 | 1.536 | 2.6749 | 16.5561 | 6.9461 | 17.0341 | 17.0341 | 25.4299 | 1.536 | 1.1389 | 0 | 25.4299 | 7.9108 | 45.5642 | 1.1389 | 1.1955 | 0 | 0 | 0 | 0 | 25.4299 | 0 | 45.5642 | 1.1389 | 0 | 0.33436 | 0.35844
2018-07-06 09:00 | 7 | 8 | 6 | 1 | 0 | 0.45223 | 0.81573 | 1.6315 | 3.6178 | 16.5561 | 6.9461 | 17.0341 | 17.0341 | 27.0104 | 1.6315 | 1.9864 | 0 | 27.0104 | 13.7974 | 61.6263 | 1.9864 | 3.1818 | 0 | 0 | 0 | 0 | 27.0104 | 0 | 61.6263 | 1.9864 | 0 | 0.45223 | 0.48703
2018-07-06 10:00 | 7 | 9 | 6 | 1 | 0 | 0.5579 | 0.89652 | 1.793 | 4.4632 | 16.5561 | 6.9461 | 17.0341 | 17.0341 | 29.6858 | 1.793 | 2.6702 | 0 | 29.6858 | 18.5472 | 76.0271 | 2.6702 | 5.852 | 0 | 0 | 0 | 0 | 29.6858 | 0 | 76.0271 | 2.6702 | 0 | 0.5579 | 0.6071
2018-07-06 11:00 | 7 | 10 | 6 | 1 | 0 | 0.62517 | 1.0365 | 2.073 | 5.0014 | 16.5561 | 6.9461 | 17.0341 | 17.0341 | 34.3214 | 2.073 | 2.9283 | 0 | 34.3214 | 20.3405 | 85.1943 | 2.9283 | 8.7804 | 0 | 0 | 0 | 0 | 34.3214 | 0 | 85.1943 | 2.9283 | 0 | 0.62517 | 0.67945
2018-07-06 12:00 | 7 | 11 | 6 | 1 | 1 | 0.65393 | 1.0576 | 2.1151 | 5.2314 | 27.8293 | 18.2193 | 17.0341 | 17.0341 | 58.8627 | 2.1151 | 3.1163 | 0 | 58.8627 | 56.777 | 89.1131 | 3.1163 | 11.8967 | 0 | 0 | 0 | 0 | 58.8627 | 0 | 89.1131 | 3.1163 | 0 | 0.65393 | 0.71291
2018-07-06 13:00 | 7 | 12 | 6 | 1 | 1 | 0.64006 | 1.0903 | 2.1806 | 5.1205 | 27.8293 | 18.2193 | 17.0341 | 17.0341 | 60.6841 | 2.1806 | 2.9399 | 0 | 60.6841 | 53.5633 | 87.2233 | 0.60334 | 12.5 | 0 | 0 | 2.3366 | 0 | 60.6841 | 42.5709 | 87.2233 | 2.9399 | 4.6732 | 0.64006 | 0.69495
2018-07-06 14:00 | 7 | 13 | 6 | 1 | 1 | 0.59198 | 1.1936 | 2.3871 | 4.7359 | 27.8293 | 18.2193 | 17.0341 | 17.0341 | 66.4321 | 2.3871 | 2.3488 | 0 | 66.4321 | 42.7927 | 80.6717 | 0 | 12.5 | 0 | 0 | 2.3488 | 0 | 66.4321 | 42.7927 | 80.6717 | 2.3488 | 4.6975 | 0.59198 | 0.61079
2018-07-06 15:00 | 7 | 14 | 6 | 1 | 1 | 0.47772 | 1.3743 | 2.7487 | 3.8218 | 27.8293 | 18.2193 | 17.0341 | 17.0341 | 76.4939 | 2.7487 | 1.0731 | 0 | 76.4939 | 19.5512 | 65.1008 | 0 | 12.5 | 0 | 0 | 1.0731 | 0 | 76.4939 | 19.5512 | 65.1008 | 1.0731 | 2.1462 | 0.47772 | 0.5399
2018-07-06 16:00 | 7 | 15 | 6 | 1 | 1 | 0.39261 | 1.3863 | 2.7727 | 3.1409 | 27.8293 | 18.2193 | 17.0341 | 17.0341 | 77.1621 | 2.7727 | 0.3682 | 0 | 77.1621 | 6.7083 | 53.5023 | 0 | 12.5 | 0 | 0 | 0.3682 | 0 | 77.1621 | 6.7083 | 53.5023 | 0.3682 | 0.73639 | 0.39261 | 0.4234
2018-07-06 17:00 | 7 | 16 | 6 | 1 | 1 | 0.24569 | 1.3356 | 2.6711 | 1.9655 | 27.8293 | 18.2193 | 17.0341 | 17.0341 | 74.3349 | 1.9655 | 0 | 19.636 | 54.6988 | 0 | 33.4808 | 0 | 12.5 | 0.70559 | 0.70559 | 0 | 0 | 74.3349 | 0 | 33.4808 | 0 | 0 | 0.24569 | 0.25318
2018-07-06 18:00 | 7 | 17 | 6 | 1 | 1 | 0.085336 | 1.3064 | 2.6128 | 0.68269 | 27.8293 | 18.2193 | 17.0341 | 17.0341 | 72.7112 | 0.68269 | 0 | 53.7124 | 18.9988 | 0 | 11.6291 | 0 | 11.7331 | 1.9301 | 1.9301 | 0 | 0 | 72.7112 | 0 | 11.6291 | 0 | 0 | 0.085336 | 0.10525
2018-07-06 19:00 | 7 | 18 | 6 | 1 | 1 | 0.016678 | 1.2826 | 2.5652 | 0.13342 | 27.8293 | 18.2193 | 17.0341 | 17.0341 | 71.3864 | 0.13342 | 0 | 67.6733 | 3.7131 | 0 | 2.2728 | 0 | 9.6352 | 2.4317 | 2.4317 | 0 | 0 | 71.3864 | 0 | 2.2728 | 0 | 0 | 0.016678 | 0.019048
2018-07-06 20:00 | 7 | 19 | 6 | 1 | 0 | 0 | 1.1656 | 2.3313 | 0 | 16.5561 | 6.9461 | 17.0341 | 17.0341 | 38.5971 | 0 | 0 | 38.5971 | 0 | 0 | 0 | 0 | 6.992 | 2.3313 | 2.3313 | 0 | 0 | 38.5971 | 0 | 0 | 0 | 0 | 0 | 0
2018-07-06 21:00 | 7 | 20 | 6 | 1 | 0 | 0 | 0.91423 | 1.8285 | 0 | 16.5561 | 6.9461 | 17.0341 | 17.0341 | 30.2721 | 0 | 0 | 30.2721 | 0 | 0 | 0 | 0 | 4.458 | 1.8285 | 1.8285 | 0 | 0 | 30.2721 | 0 | 0 | 0 | 0 | 0 | 0
2018-07-06 22:00 | 7 | 21 | 6 | 1 | 0 | 0 | 0.67824 | 1.3565 | 0 | 16.5561 | 6.9461 | 17.0341 | 17.0341 | 22.4581 | 0 | 0 | 22.4581 | 0 | 0 | 0 | 0 | 2.4705 | 1.3565 | 1.3565 | 0 | 0 | 22.4581 | 0 | 0 | 0 | 0 | 0 | 0
2018-07-06 23:00 | 7 | 22 | 6 | 1 | 0 | 0 | 0.56675 | 1.1335 | 0 | 16.5561 | 6.9461 | 17.0341 | 17.0341 | 18.7663 | 0 | 0 | 18.7663 | 0 | 0 | 0 | 0 | 0.99606 | 1.1335 | 0.91637 | 0 | 3.5947 | 15.1715 | 0 | 0 | 0 | 0 | 0 | 0
2018-07-07 | 7 | 23 | 6 | 1 | 0 | 0 | 0.49338 | 0.98677 | 0 | 16.5561 | 6.9461 | 17.0341 | 17.0341 | 16.337 | 0 | 0 | 16.337 | 0 | 0 | 0 | 0 | 0 | 0.98677 | 0 | 0 | 16.337 | 0 | 0 | 0 | 0 | 0 | 0 | 0
2018-07-07 01:00 | 7 | 0 | 7 | 1 | 0 | 0 | 0.44925 | 0.8985 | 0 | 16.5561 | 6.9461 | 17.0341 | 17.0341 | 14.8756 | 0 | 0 | 14.8756 | 0 | 0 | 0 | 0 | 0 | 0.8985 | 0 | 0 | 14.8756 | 0 | 0 | 0 | 0 | 0 | 0 | 0
2018-07-07 02:00 | 7 | 1 | 7 | 1 | 0 | 0 | 0.43492 | 0.86984 | 0 | 16.5561 | 6.9461 | 17.0341 | 17.0341 | 14.4012 | 0 | 0 | 14.4012 | 0 | 0 | 0 | 0 | 0 | 0.86984 | 0 | 0 | 14.4012 | 0 | 0 | 0 | 0 | 0 | 0 | 0
2018-07-07 03:00 | 7 | 2 | 7 | 1 | 0 | 0 | 0.43592 | 0.87184 | 0 | 16.5561 | 6.9461 | 17.0341 | 17.0341 | 14.4342 | 0 | 0 | 14.4342 | 0 | 0 | 0 | 0 | 0 | 0.87184 | 0 | 0 | 14.4342 | 0 | 0 | 0 | 0 | 0 | 0 | 0
2018-07-07 04:00 | 7 | 3 | 7 | 1 | 0 | 0 | 0.48317 | 0.96634 | 0 | 16.5561 | 6.9461 | 17.0341 | 17.0341 | 15.9987 | 0 | 0 | 15.9987 | 0 | 0 | 0 | 0 | 0 | 0.96634 | 0 | 0 | 15.9987 | 0 | 0 | 0 | 0 | 0 | 0 | 0
2018-07-07 05:00 | 7 | 4 | 7 | 1 | 0 | 0.0015071 | 0.52669 | 1.0534 | 0.012057 | 16.5561 | 6.9461 | 17.0341 | 17.0341 | 17.4399 | 0.012057 | 0 | 17.2403 | 0.19961 | 0 | 0.20538 | 0 | 0 | 1.0413 | 0 | 0 | 17.2403 | 0.19961 | 0 | 0.20538 | 0 | 0 | 0.0015071 | 0.0016507
2018-07-07 06:00 | 7 | 5 | 7 | 1 | 0 | 0.054739 | 0.59511 | 1.1902 | 0.43791 | 16.5561 | 6.9461 | 17.0341 | 17.0341 | 19.7053 | 0.43791 | 0 | 12.4552 | 7.2501 | 0 | 7.4594 | 0 | 0 | 0.75231 | 0 | 0 | 12.4552 | 7.2501 | 0 | 7.4594 | 0 | 0 | 0.054739 | 0.030477
2018-07-07 07:00 | 7 | 6 | 7 | 1 | 0 | 0.015258 | 0.71698 | 1.434 | 0.12206 | 16.5561 | 6.9461 | 17.0341 | 17.0341 | 23.7406 | 0.12206 | 0 | 21.7198 | 2.0208 | 0 | 2.0792 | 0 | 0 | 1.3119 | 0 | 0 | 21.7198 | 2.0208 | 0 | 2.0792 | 0 | 0 | 0.015258 | 0.043755
2018-07-07 08:00 | 7 | 7 | 7 | 1 | 0 | 0.048557 | 0.84259 | 1.6852 | 0.38846 | 16.5561 | 6.9461 | 17.0341 | 17.0341 | 27.8998 | 0.38846 | 0 | 21.4685 | 6.4313 | 0 | 6.617 | 0 | 0 | 1.2967 | 0 | 0 | 21.4685 | 6.4313 | 0 | 6.617 | 0 | 0 | 0.048557 | 0.036076
2018-07-07 09:00 | 7 | 8 | 7 | 1 | 0 | 0.090253 | 0.83992 | 1.6798 | 0.72202 | 16.5561 | 6.9461 | 17.0341 | 17.0341 | 27.8117 | 0.72202 | 0 | 15.8579 | 11.9538 | 0 | 12.299 | 0 | 0 | 0.95783 | 0 | 0 | 15.8579 | 11.9538 | 0 | 12.299 | 0 | 0 | 0.090253 | 0.10245
2018-07-07 10:00 | 7 | 9 | 7 | 1 | 0 | 0.13215 | 0.91034 | 1.8207 | 1.0572 | 16.5561 | 6.9461 | 17.0341 | 17.0341 | 30.1433 | 1.0572 | 0 | 12.6402 | 17.5031 | 0 | 18.0085 | 0 | 0 | 0.76348 | 0 | 0 | 12.6402 | 17.5031 | 0 | 18.0085 | 0 | 0 | 0.13215 | 0.14503
2018-07-07 11:00 | 7 | 10 | 7 | 1 | 0 | 0.12878 | 1.0078 | 2.0156 | 1.0303 | 16.5561 | 6.9461 | 17.0341 | 17.0341 | 33.3696 | 1.0303 | 0 | 16.3125 | 17.0571 | 0 | 17.5497 | 0 | 0 | 0.98529 | 0 | 0 | 16.3125 | 17.0571 | 0 | 17.5497 | 0 | 0 | 0.12878 | 0.2187
2018-07-07 12:00 | 7 | 11 | 7 | 1 | 1 | 0.2564 | 0.95228 | 1.9046 | 2.0512 | 27.8293 | 18.2193 | 17.0341 | 17.0341 | 53.0024 | 1.9046 | 0.14663 | 0 | 53.0024 | 2.6715 | 34.9402 | 0.14663 | 0.14663 | 0 | 0 | 0 | 0 | 53.0024 | 0 | 34.9402 | 0.14663 | 0 | 0.2564 | 0.26831
2018-07-07 13:00 | 7 | 12 | 7 | 1 | 1 | 0.26633 | 0.96154 | 1.9231 | 2.1307 | 27.8293 | 18.2193 | 17.0341 | 17.0341 | 53.5178 | 1.9231 | 0.2076 | 0 | 53.5178 | 3.7823 | 36.2942 | 0.2076 | 0.35423 | 0 | 0 | 0 | 0 | 53.5178 | 0 | 36.2942 | 0.2076 | 0 | 0.26633 | 0.14779
2018-07-07 14:00 | 7 | 13 | 7 | 1 | 1 | 0.24455 | 1.1002 | 2.2004 | 1.9564 | 27.8293 | 18.2193 | 17.0341 | 17.0341 | 61.2343 | 1.9564 | 0 | 6.7888 | 54.4455 | 0 | 33.3257 | 0 | 0.35423 | 0.24395 | 0.24395 | 0 | 0 | 61.2343 | 0 | 33.3257 | 0 | 0 | 0.24455 | 0.32137
2018-07-07 15:00 | 7 | 14 | 7 | 1 | 1 | 0.20246 | 1.1447 | 2.2894 | 1.6197 | 27.8293 | 18.2193 | 17.0341 | 17.0341 | 63.7111 | 1.6197 | 0 | 18.6363 | 45.0748 | 0 | 27.59 | 0 | 0.089074 | 0.66967 | 0.081948 | 0 | 16.3558 | 47.3553 | 0 | 27.59 | 0 | 0 | 0.20246 | 0.31654
2018-07-07 16:00 | 7 | 15 | 7 | 1 | 1 | 0.2578 | 1.1928 | 2.3856 | 2.0624 | 27.8293 | 18.2193 | 17.0341 | 17.0341 | 66.391 | 2.0624 | 0 | 8.9967 | 57.3943 | 0 | 35.1307 | 0 | 0 | 0.32328 | 0 | 0 | 8.9967 | 57.3943 | 0 | 35.1307 | 0 | 0 | 0.2578 | 0.28075
2018-07-07 17:00 | 7 | 16 | 7 | 1 | 1 | 0.12361 | 1.2215 | 2.443 | 0.98891 | 27.8293 | 18.2193 | 17.0341 | 17.0341 | 67.9872 | 0.98891 | 0 | 40.4665 | 27.5207 | 0 | 16.8453 | 0 | 0 | 1.4541 | 0 | 0 | 40.4665 | 27.5207 | 0 | 16.8453 | 0 | 0 | 0.12361 | 0.049799
2018-07-07 18:00 | 7 | 17 | 7 | 1 | 1 | 0.030663 | 1.1859 | 2.3717 | 0.2453 | 27.8293 | 18.2193 | 17.0341 | 17.0341 | 66.0037 | 0.2453 | 0 | 59.1771 | 6.8266 | 0 | 4.1785 | 0 | 0 | 2.1264 | 0 | 0 | 59.1771 | 6.8266 | 0 | 4.1785 | 0 | 0 | 0.030663 | 0.075544
2018-07-07 19:00 | 7 | 18 | 7 | 1 | 1 | 0.015237 | 1.1678 | 2.3357 | 0.12189 | 27.8293 | 18.2193 | 17.0341 | 17.0341 | 64.9998 | 0.12189 | 0 | 61.6076 | 3.3922 | 0 | 2.0764 | 0 | 0 | 2.2138 | 0 | 0 | 61.6076 | 3.3922 | 0 | 2.0764 | 0 | 0 | 0.015237 | 0.018178
2018-07-07 20:00 | 7 | 19 | 7 | 1 | 0 | 0 | 1.0972 | 2.1944 | 0 | 16.5561 | 6.9461 | 17.0341 | 17.0341 | 36.3304 | 0 | 0 | 36.3304 | 0 | 0 | 0 | 0 | 0 | 2.1944 | 0 | 0 | 36.3304 | 0 | 0 | 0 | 0 | 0 | 0 | 0
2018-07-07 21:00 | 7 | 20 | 7 | 1 | 0 | 0 | 0.88513 | 1.7703 | 0 | 16.5561 | 6.9461 | 17.0341 | 17.0341 | 29.3085 | 0 | 0 | 29.3085 | 0 | 0 | 0 | 0 | 0 | 1.7703 | 0 | 0 | 29.3085 | 0 | 0 | 0 | 0 | 0 | 0 | 0
2018-07-07 22:00 | 7 | 21 | 7 | 1 | 0 | 0 | 0.64653 | 1.2931 | 0 | 16.5561 | 6.9461 | 17.0341 | 17.0341 | 21.408 | 0 | 0 | 21.408 | 0 | 0 | 0 | 0 | 0 | 1.2931 | 0 | 0 | 21.408 | 0 | 0 | 0 | 0 | 0 | 0 | 0
2018-07-07 23:00 | 7 | 22 | 7 | 1 | 0 | 0 | 0.50405 | 1.0081 | 0 | 16.5561 | 6.9461 | 17.0341 | 17.0341 | 16.69 | 0 | 0 | 16.69 | 0 | 0 | 0 | 0 | 0 | 1.0081 | 0 | 0 | 16.69 | 0 | 0 | 0 | 0 | 0 | 0 | 0
2018-07-08 | 7 | 23 | 7 | 1 | 0 | 0 | 0.4534 | 0.90681 | 0 | 16.5561 | 6.9461 | 17.0341 | 17.0341 | 15.0131 | 0 | 0 | 15.0131 | 0 | 0 | 0 | 0 | 0 | 0.90681 | 0 | 0 | 15.0131 | 0 | 0 | 0 | 0 | 0 | 0 | 0
2018-07-08 01:00 | 7 | 0 | 1 | 1 | 0 | 0 | 0.42686 | 0.85373 | 0 | 16.5561 | 6.9461 | 17.0341 | 17.0341 | 14.1344 | 0 | 0 | 14.1344 | 0 | 0 | 0 | 0 | 0 | 0.85373 | 0 | 0 | 14.1344 | 0 | 0 | 0 | 0 | 0 | 0 | 0
2018-07-08 02:00 | 7 | 1 | 1 | 1 | 0 | 0 | 0.42145 | 0.8429 | 0 | 16.5561 | 6.9461 | 17.0341 | 17.0341 | 13.955 | 0 | 0 | 13.955 | 0 | 0 | 0 | 0 | 0 | 0.8429 | 0 | 0 | 13.955 | 0 | 0 | 0 | 0 | 0 | 0 | 0
2018-07-08 03:00 | 7 | 2 | 1 | 1 | 0 | 0 | 0.43114 | 0.86227 | 0 | 16.5561 | 6.9461 | 17.0341 | 17.0341 | 14.2758 | 0 | 0 | 14.2758 | 0 | 0 | 0 | 0 | 0 | 0.86227 | 0 | 0 | 14.2758 | 0 | 0 | 0 | 0 | 0 | 0 | 0
2018-07-08 04:00 | 7 | 3 | 1 | 1 | 0 | 0 | 0.44544 | 0.89088 | 0 | 16.5561 | 6.9461 | 17.0341 | 17.0341 | 14.7495 | 0 | 0 | 14.7495 | 0 | 0 | 0 | 0 | 0 | 0.89088 | 0 | 0 | 14.7495 | 0 | 0 | 0 | 0 | 0 | 0 | 0
2018-07-08 05:00 | 7 | 4 | 1 | 1 | 0 | 0.0035294 | 0.49027 | 0.98053 | 0.028235 | 16.5561 | 6.9461 | 17.0341 | 17.0341 | 16.2337 | 0.028235 | 0 | 15.7663 | 0.46747 | 0 | 0.48097 | 0 | 0 | 0.9523 | 0 | 0 | 15.7663 | 0.46747 | 0 | 0.48097 | 0 | 0 | 0.0035294 | 0.00056433
2018-07-08 06:00 | 7 | 5 | 1 | 1 | 0 | 0.044605 | 0.58712 | 1.1742 | 0.35684 | 16.5561 | 6.9461 | 17.0341 | 17.0341 | 19.4408 | 0.35684 | 0 | 13.533 | 5.9079 | 0 | 6.0785 | 0 | 0 | 0.8174 | 0 | 0 | 13.533 | 5.9079 | 0 | 6.0785 | 0 | 0 | 0.044605 | 0.058104
2018-07-08 07:00 | 7 | 6 | 1 | 1 | 0 | 0.17183 | 0.76161 | 1.5232 | 1.3746 | 16.5561 | 6.9461 | 17.0341 | 17.0341 | 25.2185 | 1.3746 | 0 | 2.4603 | 22.7582 | 0 | 23.4154 | 0 | 0 | 0.1486 | 0 | 0 | 2.4603 | 22.7582 | 0 | 23.4154 | 0 | 0 | 0.17183 | 0.13612
2018-07-08 08:00 | 7 | 7 | 1 | 1 | 0 | 0.19437 | 0.82291 | 1.6458 | 1.555 | 16.5561 | 6.9461 | 17.0341 | 17.0341 | 27.2484 | 1.555 | 0 | 1.5043 | 25.7441 | 0 | 26.4875 | 0 | 0 | 0.090861 | 0 | 0 | 1.5043 | 25.7441 | 0 | 26.4875 | 0 | 0 | 0.19437 | 0.21387
2018-07-08 09:00 | 7 | 8 | 1 | 1 | 0 | 0.32032 | 0.7471 | 1.4942 | 2.5625 | 16.5561 | 6.9461 | 17.0341 | 17.0341 | 24.7379 | 1.4942 | 1.0684 | 0 | 24.7379 | 7.4209 | 43.6507 | 1.0684 | 1.0684 | 0 | 0 | 0 | 0 | 24.7379 | 0 | 43.6507 | 1.0684 | 0 | 0.32032 | 0.30643
2018-07-08 10:00 | 7 | 9 | 1 | 1 | 0 | 0.29654 | 0.81135 | 1.6227 | 2.3724 | 16.5561 | 6.9461 | 17.0341 | 17.0341 | 26.8656 | 1.6227 | 0.74964 | 0 | 26.8656 | 5.2071 | 40.411 | 0.74964 | 1.818 | 0 | 0 | 0 | 0 | 26.8656 | 0 | 40.411 | 0.74964 | 0 | 0.29654 | 0.22976
2018-07-08 11:00 | 7 | 10 | 1 | 1 | 0 | 0.37668 | 0.82131 | 1.6426 | 3.0135 | 16.5561 | 6.9461 | 17.0341 | 17.0341 | 27.1953 | 1.6426 | 1.3709 | 0 | 27.1953 | 9.5221 | 51.3319 | 1.3709 | 3.1889 | 0 | 0 | 0 | 0 | 27.1953 | 0 | 51.3319 | 1.3709 | 0 | 0.37668 | 0.39653
2018-07-08 12:00 | 7 | 11 | 1 | 1 | 1 | 0.30975 | 0.87989 | 1.7598 | 2.478 | 27.8293 | 18.2193 | 17.0341 | 17.0341 | 48.9732 | 1.7598 | 0.71822 | 0 | 48.9732 | 13.0855 | 42.2105 | 0.71822 | 3.9071 | 0 | 0 | 0 | 0 | 48.9732 | 0 | 42.2105 | 0.71822 | 0 | 0.30975 | 0.40289
2018-07-08 13:00 | 7 | 12 | 1 | 1 | 1 | 0.30496 | 0.94246 | 1.8849 | 2.4397 | 27.8293 | 18.2193 | 17.0341 | 17.0341 | 52.4559 | 1.8849 | 0.5548 | 0 | 52.4559 | 10.1081 | 41.5585 | 0.5548 | 4.4619 | 0 | 0 | 0 | 0 | 52.4559 | 0 | 41.5585 | 0.5548 | 0 | 0.30496 | 0.27248
2018-07-08 14:00 | 7 | 13 | 1 | 1 | 1 | 0.22628 | 0.98332 | 1.9666 | 1.8103 | 27.8293 | 18.2193 | 17.0341 | 17.0341 | 54.7304 | 1.8103 | 0 | 4.3522 | 50.3782 | 0 | 30.8362 | 0 | 4.4619 | 0.15639 | 0.15639 | 0 | 0 | 54.7304 | 0 | 30.8362 | 0 | 0 | 0.22628 | 0.22432
2018-07-08 15:00 | 7 | 14 | 1 | 1 | 1 | 0.097881 | 1.099 | 2.198 | 0.78305 | 27.8293 | 18.2193 | 17.0341 | 17.0341 | 61.169 | 0.78305 | 0 | 39.3773 | 21.7918 | 0 | 13.3386 | 0 | 4.2919 | 1.415 | 1.415 | 0 | 0 | 61.169 | 0 | 13.3386 | 0 | 0 | 0.097881 | 0.12882
2018-07-08 16:00 | 7 | 15 | 1 | 1 | 1 | 0.098205 | 1.268 | 2.536 | 0.78564 | 27.8293 | 18.2193 | 17.0341 | 17.0341 | 70.5759 | 0.78564 | 0 | 48.712 | 21.8639 | 0 | 13.3828 | 0 | 2.7539 | 1.7504 | 1.7504 | 0 | 0 | 70.5759 | 0 | 13.3828 | 0 | 0 | 0.098205 | 0.21469
2018-07-08 17:00 | 7 | 16 | 1 | 1 | 1 | 0.054816 | 1.3334 | 2.6668 | 0.43853 | 27.8293 | 18.2193 | 17.0341 | 17.0341 | 74.2153 | 0.43853 | 0 | 62.0114 | 12.2039 | 0 | 7.4699 | 0 | 0.8513 | 2.2283 | 0.7832 | 0 | 40.2156 | 33.9997 | 0 | 7.4699 | 0 | 0 | 0.054816 | 0.14089
2018-07-08 18:00 | 7 | 17 | 1 | 1 | 1 | 0.062906 | 1.4192 | 2.8385 | 0.50325 | 27.8293 | 18.2193 | 17.0341 | 17.0341 | 78.9921 | 0.50325 | 0 | 64.987 | 14.0051 | 0 | 8.5724 | 0 | 0 | 2.3352 | 0 | 0 | 64.987 | 14.0051 | 0 | 8.5724 | 0 | 0 | 0.062906 | 0.066567
2018-07-08 19:00 | 7 | 18 | 1 | 1 | 1 | 0.016263 | 1.3098 | 2.6195 | 0.13011 | 27.8293 | 18.2193 | 17.0341 | 17.0341 | 72.9001 | 0.13011 | 0 | 69.2794 | 3.6207 | 0 | 2.2162 | 0 | 0 | 2.4894 | 0 | 0 | 69.2794 | 3.6207 | 0 | 2.2162 | 0 | 0 | 0.016263 | 0.018102
2018-07-08 20:00 | 7 | 19 | 1 | 1 | 0 | 0 | 1.2563 | 2.5125 | 0 | 16.5561 | 6.9461 | 17.0341 | 17.0341 | 41.5972 | 0 | 0 | 41.5972 | 0 | 0 | 0 | 0 | 0 | 2.5125 | 0 | 0 | 41.5972 | 0 | 0 | 0 | 0 | 0 | 0 | 0
2018-07-08 21:00 | 7 | 20 | 1 | 1 | 0 | 0 | 0.99264 | 1.9853 | 0 | 16.5561 | 6.9461 | 17.0341 | 17.0341 | 32.8683 | 0 | 0 | 32.8683 | 0 | 0 | 0 | 0 | 0 | 1.9853 | 0 | 0 | 32.8683 | 0 | 0 | 0 | 0 | 0 | 0 | 0
2018-07-08 22:00 | 7 | 21 | 1 | 1 | 0 | 0 | 0.72435 | 1.4487 | 0 | 16.5561 | 6.9461 | 17.0341 | 17.0341 | 23.9849 | 0 | 0 | 23.9849 | 0 | 0 | 0 | 0 | 0 | 1.4487 | 0 | 0 | 23.9849 | 0 | 0 | 0 | 0 | 0 | 0 | 0
2018-07-08 23:00 | 7 | 22 | 1 | 1 | 0 | 0 | 0.62258 | 1.2452 | 0 | 16.5561 | 6.9461 | 17.0341 | 17.0341 | 20.6149 | 0 | 0 | 20.6149 | 0 | 0 | 0 | 0 | 0 | 1.2452 | 0 | 0 | 20.6149 | 0 | 0 | 0 | 0 | 0 | 0 | 0
2018-07-09 | 7 | 23 | 1 | 1 | 0 | 0 | 0.54701 | 1.094 | 0 | 16.5561 | 6.9461 | 17.0341 | 17.0341 | 18.1127 | 0 | 0 | 18.1127 | 0 | 0 | 0 | 0 | 0 | 1.094 | 0 | 0 | 18.1127 | 0 | 0 | 0 | 0 | 0 | 0 | 0
2018-07-09 01:00 | 7 | 0 | 2 | 1 | 0 | 0 | 0.51409 | 1.0282 | 0 | 16.5561 | 6.9461 | 17.0341 | 17.0341 | 17.0227 | 0 | 0 | 17.0227 | 0 | 0 | 0 | 0 | 0 | 1.0282 | 0 | 0 | 17.0227 | 0 | 0 | 0 | 0 | 0 | 0 | 0
2018-07-09 02:00 | 7 | 1 | 2 | 1 | 0 | 0 | 0.50124 | 1.0025 | 0 | 16.5561 | 6.9461 | 17.0341 | 17.0341 | 16.597 | 0 | 0 | 16.597 | 0 | 0 | 0 | 0 | 0 | 1.0025 | 0 | 0 | 16.597 | 0 | 0 | 0 | 0 | 0 | 0 | 0
2018-07-09 03:00 | 7 | 2 | 2 | 1 | 0 | 0 | 0.50278 | 1.0056 | 0 | 16.5561 | 6.9461 | 17.0341 | 17.0341 | 16.648 | 0 | 0 | 16.648 | 0 | 0 | 0 | 0 | 0 | 1.0056 | 0 | 0 | 16.648 | 0 | 0 | 0 | 0 | 0 | 0 | 0
2018-07-09 04:00 | 7 | 3 | 2 | 1 | 0 | 0 | 0.53007 | 1.0601 | 0 | 16.5561 | 6.9461 | 17.0341 | 17.0341 | 17.5518 | 0 | 0 | 17.5518 | 0 | 0 | 0 | 0 | 0 | 1.0601 | 0 | 0 | 17.5518 | 0 | 0 | 0 | 0 | 0 | 0 | 0
2018-07-09 05:00 | 7 | 4 | 2 | 1 | 0 | 0 | 0.6719 | 1.3438 | 0 | 16.5561 | 6.9461 | 17.0341 | 17.0341 | 22.2481 | 0 | 0 | 22.2481 | 0 | 0 | 0 | 0 | 0 | 1.3438 | 0 | 0 | 22.2481 | 0 | 0 | 0 | 0 | 0 | 0 | 0.0013287
2018-07-09 06:00 | 7 | 5 | 2 | 1 | 0 | 0.053914 | 0.84674 | 1.6935 | 0.43131 | 16.5561 | 6.9461 | 17.0341 | 17.0341 | 28.0372 | 0.43131 | 0 | 20.8964 | 7.1408 | 0 | 7.347 | 0 | 0 | 1.2622 | 0 | 0 | 20.8964 | 7.1408 | 0 | 7.347 | 0 | 0 | 0.053914 | 0
2018-07-09 07:00 | 7 | 6 | 2 | 1 | 0 | 0.010325 | 0.9345 | 1.869 | 0.082602 | 16.5561 | 6.9461 | 17.0341 | 17.0341 | 30.9432 | 0.082602 | 0 | 29.5757 | 1.3676 | 0 | 1.407 | 0 | 0 | 1.7864 | 0 | 0 | 29.5757 | 1.3676 | 0 | 1.407 | 0 | 0 | 0.010325 | 0.093501
2018-07-09 08:00 | 7 | 7 | 2 | 1 | 0 | 0.049162 | 1.0276 | 2.0552 | 0.39329 | 16.5561 | 6.9461 | 17.0341 | 17.0341 | 34.0256 | 0.39329 | 0 | 27.5142 | 6.5114 | 0 | 6.6994 | 0 | 0 | 1.6619 | 0 | 0 | 27.5142 | 6.5114 | 0 | 6.6994 | 0 | 0 | 0.049162 | 0.063244
2018-07-09 09:00 | 7 | 8 | 2 | 1 | 0 | 0.093856 | 1.1979 | 2.3958 | 0.75085 | 16.5561 | 6.9461 | 17.0341 | 17.0341 | 39.6654 | 0.75085 | 0 | 27.2343 | 12.4311 | 0 | 12.7901 | 0 | 0 | 1.645 | 0 | 0 | 27.2343 | 12.4311 | 0 | 12.7901 | 0 | 0 | 0.093856 | 0.13263
2018-07-09 10:00 | 7 | 9 | 2 | 1 | 0 | 0.12519 | 1.3699 | 2.7398 | 1.0015 | 16.5561 | 6.9461 | 17.0341 | 17.0341 | 45.3604 | 1.0015 | 0 | 28.7789 | 16.5815 | 0 | 17.0603 | 0 | 0 | 1.7383 | 0 | 0 | 28.7789 | 16.5815 | 0 | 17.0603 | 0 | 0 | 0.12519 | 0.15264
2018-07-09 11:00 | 7 | 10 | 2 | 1 | 0 | 0.16431 | 1.4027 | 2.8054 | 1.3145 | 16.5561 | 6.9461 | 17.0341 | 17.0341 | 46.4464 | 1.3145 | 0 | 24.6832 | 21.7633 | 0 | 22.3917 | 0 | 0 | 1.4909 | 0 | 0 | 24.6832 | 21.7633 | 0 | 22.3917 | 0 | 0 | 0.16431 | 0.23425
2018-07-09 12:00 | 7 | 11 | 2 | 1 | 1 | 0.30554 | 1.4729 | 2.9459 | 2.4443 | 27.8293 | 18.2193 | 17.0341 | 17.0341 | 81.9811 | 2.4443 | 0 | 13.958 | 68.0231 | 0 | 41.6365 | 0 | 0 | 0.50156 | 0 | 0 | 13.958 | 68.0231 | 0 | 41.6365 | 0 | 0 | 0.30554 | 0.33912
2018-07-09 13:00 | 7 | 12 | 2 | 1 | 1 | 0.37497 | 1.6808 | 3.3616 | 2.9998 | 27.8293 | 18.2193 | 17.0341 | 17.0341 | 93.5518 | 2.9998 | 0 | 10.0701 | 83.4817 | 0 | 51.0986 | 0 | 0 | 0.36185 | 0 | 0 | 10.0701 | 83.4817 | 0 | 51.0986 | 0 | 0 | 0.37497 | 0.33048
2018-07-09 14:00 | 7 | 13 | 2 | 1 | 1 | 0.32648 | 1.8811 | 3.7623 | 2.6118 | 27.8293 | 18.2193 | 17.0341 | 17.0341 | 104.7022 | 2.6118 | 0 | 32.0167 | 72.6855 | 0 | 44.4903 | 0 | 0 | 1.1505 | 0 | 0 | 32.0167 | 72.6855 | 0 | 44.4903 | 0 | 0 | 0.32648 | 0.33696
2018-07-09 15:00 | 7 | 14 | 2 | 1 | 1 | 0.18906 | 1.986 | 3.9721 | 1.5125 | 27.8293 | 18.2193 | 17.0341 | 17.0341 | 110.5403 | 1.5125 | 0 | 68.4497 | 42.0906 | 0 | 25.7634 | 0 | 0 | 2.4596 | 0 | 0 | 68.4497 | 42.0906 | 0 | 25.7634 | 0 | 0 | 0.18906 | 0.30676
2018-07-09 16:00 | 7 | 15 | 2 | 1 | 1 | 0.21507 | 2.0627 | 4.1254 | 1.7205 | 27.8293 | 18.2193 | 17.0341 | 17.0341 | 114.8076 | 1.7205 | 0 | 66.9268 | 47.8809 | 0 | 29.3076 | 0 | 0 | 2.4049 | 0 | 0 | 66.9268 | 47.8809 | 0 | 29.3076 | 0 | 0 | 0.21507 | 0.12665
2018-07-09 17:00 | 7 | 16 | 2 | 1 | 1 | 0.072411 | 2.0978 | 4.1957 | 0.57928 | 27.8293 | 18.2193 | 17.0341 | 17.0341 | 116.7626 | 0.57928 | 0 | 100.6415 | 16.1211 | 0 | 9.8676 | 0 | 0 | 3.6164 | 0 | 0 | 100.6415 | 16.1211 | 0 | 9.8676 | 0 | 0 | 0.072411 | 0.10858
2018-07-09 18:00 | 7 | 17 | 2 | 1 | 1 | 0.085971 | 2.098 | 4.1959 | 0.68777 | 27.8293 | 18.2193 | 17.0341 | 17.0341 | 116.7693 | 0.68777 | 0 | 97.6292 | 19.1401 | 0 | 11.7155 | 0 | 0 | 3.5081 | 0 | 0 | 97.6292 | 19.1401 | 0 | 11.7155 | 0 | 0 | 0.085971 | 0.094921
2018-07-09 19:00 | 7 | 18 | 2 | 1 | 1 | 0.013945 | 1.9575 | 3.915 | 0.11156 | 27.8293 | 18.2193 | 17.0341 | 17.0341 | 108.9529 | 0.11156 | 0 | 105.8484 | 3.1045 | 0 | 1.9003 | 0 | 0 | 3.8035 | 0 | 0 | 105.8484 | 3.1045 | 0 | 1.9003 | 0 | 0 | 0.013945 | 0.017817
2018-07-09 20:00 | 7 | 19 | 2 | 1 | 0 | 0 | 1.703 | 3.4061 | 0 | 16.5561 | 6.9461 | 17.0341 | 17.0341 | 56.391 | 0 | 0 | 56.391 | 0 | 0 | 0 | 0 | 0 | 3.4061 | 0 | 0 | 56.391 | 0 | 0 | 0 | 0 | 0 | 0 | 0
2018-07-09 21:00 | 7 | 20 | 2 | 1 | 0 | 0 | 1.4445 | 2.8891 | 0 | 16.5561 | 6.9461 | 17.0341 | 17.0341 | 47.8314 | 0 | 0 | 47.8314 | 0 | 0 | 0 | 0 | 0 | 2.8891 | 0 | 0 | 47.8314 | 0 | 0 | 0 | 0 | 0 | 0 | 0
2018-07-09 22:00 | 7 | 21 | 2 | 1 | 0 | 0 | 1.2025 | 2.405 | 0 | 16.5561 | 6.9461 | 17.0341 | 17.0341 | 39.8177 | 0 | 0 | 39.8177 | 0 | 0 | 0 | 0 | 0 | 2.405 | 0 | 0 | 39.8177 | 0 | 0 | 0 | 0 | 0 | 0 | 0
2018-07-09 23:00 | 7 | 22 | 2 | 1 | 0 | 0 | 1.0436 | 2.0872 | 0 | 16.5561 | 6.9461 | 17.0341 | 17.0341 | 34.5554 | 0 | 0 | 34.5554 | 0 | 0 | 0 | 0 | 0 | 2.0872 | 0 | 0 | 34.5554 | 0 | 0 | 0 | 0 | 0 | 0 | 0
2018-07-10 | 7 | 23 | 2 | 1 | 0 | 0 | 0.88712 | 1.7742 | 0 | 16.5561 | 6.9461 | 17.0341 | 17.0341 | 29.3743 | 0 | 0 | 29.3743 | 0 | 0 | 0 | 0 | 0 | 1.7742 | 0 | 0 | 29.3743 | 0 | 0 | 0 | 0 | 0 | 0 | 0
2018-07-10 01:00 | 7 | 0 | 3 | 1 | 0 | 0 | 0.77091 | 1.5418 | 0 | 16.5561 | 6.9461 | 17.0341 | 17.0341 | 25.5265 | 0 | 0 | 25.5265 | 0 | 0 | 0 | 0 | 0 | 1.5418 | 0 | 0 | 25.5265 | 0 | 0 | 0 | 0 | 0 | 0 | 0
2018-07-10 02:00 | 7 | 1 | 3 | 1 | 0 | 0 | 0.66225 | 1.3245 | 0 | 16.5561 | 6.9461 | 17.0341 | 17.0341 | 21.9286 | 0 | 0 | 21.9286 | 0 | 0 | 0 | 0 | 0 | 1.3245 | 0 | 0 | 21.9286 | 0 | 0 | 0 | 0 | 0 | 0 | 0
2018-07-10 03:00 | 7 | 2 | 3 | 1 | 0 | 0 | 0.59507 | 1.1901 | 0 | 16.5561 | 6.9461 | 17.0341 | 17.0341 | 19.7041 | 0 | 0 | 19.7041 | 0 | 0 | 0 | 0 | 0 | 1.1901 | 0 | 0 | 19.7041 | 0 | 0 | 0 | 0 | 0 | 0 | 0
2018-07-10 04:00 | 7 | 3 | 3 | 1 | 0 | 0 | 0.57681 | 1.1536 | 0 | 16.5561 | 6.9461 | 17.0341 | 17.0341 | 19.0995 | 0 | 0 | 19.0995 | 0 | 0 | 0 | 0 | 0 | 1.1536 | 0 | 0 | 19.0995 | 0 | 0 | 0 | 0 | 0 | 0 | 0
2018-07-10 05:00 | 7 | 4 | 3 | 1 | 0 | 0.0026084 | 0.72342 | 1.4468 | 0.020868 | 16.5561 | 6.9461 | 17.0341 | 17.0341 | 23.954 | 0.020868 | 0 | 23.6085 | 0.34548 | 0 | 0.35546 | 0 | 0 | 1.426 | 0 | 0 | 23.6085 | 0.34548 | 0 | 0.35546 | 0 | 0 | 0.0026084 | 0.0028447
2018-07-10 06:00 | 7 | 5 | 3 | 1 | 0 | 0.052372 | 0.95183 | 1.9037 | 0.41897 | 16.5561 | 6.9461 | 17.0341 | 17.0341 | 31.5172 | 0.41897 | 0 | 24.5807 | 6.9365 | 0 | 7.1368 | 0 | 0 | 1.4847 | 0 | 0 | 24.5807 | 6.9365 | 0 | 7.1368 | 0 | 0 | 0.052372 | 0.059958
2018-07-10 07:00 | 7 | 6 | 3 | 1 | 0 | 0.1388 | 1.0603 | 2.1206 | 1.1104 | 16.5561 | 6.9461 | 17.0341 | 17.0341 | 35.109 | 1.1104 | 0 | 16.7257 | 18.3833 | 0 | 18.9142 | 0 | 0 | 1.0102 | 0 | 0 | 16.7257 | 18.3833 | 0 | 18.9142 | 0 | 0 | 0.1388 | 0.19915
2018-07-10 08:00 | 7 | 7 | 3 | 1 | 0 | 0.31642 | 1.1554 | 2.3108 | 2.5314 | 16.5561 | 6.9461 | 17.0341 | 17.0341 | 38.2581 | 2.3108 | 0.22055 | 0 | 38.2581 | 1.5319 | 43.1197 | 0.22055 | 0.22055 | 0 | 0 | 0 | 0 | 38.2581 | 0 | 43.1197 | 0.22055 | 0 | 0.31642 | 0.34385
2018-07-10 09:00 | 7 | 8 | 3 | 1 | 0 | 0.48536 | 1.2351 | 2.4701 | 3.8829 | 16.5561 | 6.9461 | 17.0341 | 17.0341 | 40.8951 | 2.4701 | 1.4128 | 0 | 40.8951 | 9.8133 | 66.1417 | 1.4128 | 1.6333 | 0 | 0 | 0 | 0 | 40.8951 | 0 | 66.1417 | 1.4128 | 0 | 0.48536 | 0.51905
2018-07-10 10:00 | 7 | 9 | 3 | 1 | 0 | 0.53048 | 1.3095 | 2.619 | 4.2439 | 16.5561 | 6.9461 | 17.0341 | 17.0341 | 43.3604 | 2.619 | 1.6248 | 0 | 43.3604 | 11.2863 | 72.2905 | 1.6248 | 3.2582 | 0 | 0 | 0 | 0 | 43.3604 | 0 | 72.2905 | 1.6248 | 0 | 0.53048 | 0.57105
2018-07-10 11:00 | 7 | 10 | 3 | 1 | 0 | 0.53155 | 1.4165 | 2.8331 | 4.2524 | 16.5561 | 6.9461 | 17.0341 | 17.0341 | 46.9048 | 2.8331 | 1.4193 | 0 | 46.9048 | 9.8587 | 72.4363 | 1.4193 | 4.6775 | 0 | 0 | 0 | 0 | 46.9048 | 0 | 72.4363 | 1.4193 | 0 | 0.53155 | 0.66149
2018-07-10 12:00 | 7 | 11 | 3 | 1 | 1 | 0.50904 | 1.4097 | 2.8194 | 4.0723 | 27.8293 | 18.2193 | 17.0341 | 17.0341 | 78.4612 | 2.8194 | 1.253 | 0 | 78.4612 | 22.828 | 69.3686 | 1.253 | 5.9305 | 0 | 0 | 0 | 0 | 78.4612 | 0 | 69.3686 | 1.253 | 0 | 0.50904 | 0.62111
2018-07-10 13:00 | 7 | 12 | 3 | 1 | 1 | 0.49871 | 1.3169 | 2.6338 | 3.9897 | 27.8293 | 18.2193 | 17.0341 | 17.0341 | 73.2958 | 2.6338 | 1.3559 | 0 | 73.2958 | 24.7036 | 67.9605 | 1.3559 | 7.2864 | 0 | 0 | 0 | 0 | 73.2958 | 0 | 67.9605 | 1.3559 | 0 | 0.49871 | 0.62499
2018-07-10 14:00 | 7 | 13 | 3 | 1 | 1 | 0.2915 | 1.5164 | 3.0328 | 2.332 | 27.8293 | 18.2193 | 17.0341 | 17.0341 | 84.4014 | 2.332 | 0 | 19.5042 | 64.8973 | 0 | 39.7232 | 0 | 7.2864 | 0.70085 | 0.70085 | 0 | 0 | 84.4014 | 0 | 39.7232 | 0 | 0 | 0.2915 | 0.56699
2018-07-10 15:00 | 7 | 14 | 3 | 1 | 1 | 0.40457 | 1.6404 | 3.2809 | 3.2365 | 27.8293 | 18.2193 | 17.0341 | 17.0341 | 91.3047 | 3.2365 | 0 | 1.234 | 90.0708 | 0 | 55.1318 | 0 | 6.5246 | 0.04434 | 0.04434 | 0 | 0 | 91.3047 | 0 | 55.1318 | 0 | 0 | 0.40457 | 0.45927
2018-07-10 16:00 | 7 | 15 | 3 | 1 | 1 | 0.31438 | 1.7605 | 3.521 | 2.515 | 27.8293 | 18.2193 | 17.0341 | 17.0341 | 97.9883 | 2.515 | 0 | 27.9971 | 69.9911 | 0 | 42.8411 | 0 | 6.4764 | 1.006 | 1.006 | 0 | 0 | 97.9883 | 0 | 42.8411 | 0 | 0 | 0.31438 | 0.36818
2018-07-10 17:00 | 7 | 16 | 3 | 1 | 1 | 0.21195 | 1.8164 | 3.6329 | 1.6956 | 27.8293 | 18.2193 | 17.0341 | 17.0341 | 101.1007 | 1.6956 | 0 | 53.9142 | 47.1865 | 0 | 28.8826 | 0 | 5.3829 | 1.9373 | 1.9373 | 0 | 0 | 101.1007 | 0 | 28.8826 | 0 | 0 | 0.21195 | 0.21266
2018-07-10 18:00 | 7 | 17 | 3 | 1 | 1 | 0.087269 | 1.7185 | 3.437 | 0.69815 | 27.8293 | 18.2193 | 17.0341 | 17.0341 | 95.6489 | 0.69815 | 0 | 76.2199 | 19.429 | 0 | 11.8924 | 0 | 3.2771 | 2.7388 | 2.7388 | 0 | 0 | 95.6489 | 0 | 11.8924 | 0 | 0 | 0.087269 | 0.081811
2018-07-10 19:00 | 7 | 18 | 3 | 1 | 1 | 0.016095 | 1.6571 | 3.3143 | 0.12876 | 27.8293 | 18.2193 | 17.0341 | 17.0341 | 92.2333 | 0.12876 | 0 | 88.65 | 3.5833 | 0 | 2.1933 | 0 | 0.30008 | 3.1855 | 0.27608 | 0 | 80.9669 | 11.2664 | 0 | 2.1933 | 0 | 0 | 0.016095 | 0.020037
2018-07-10 20:00 | 7 | 19 | 3 | 1 | 0 | 0 | 1.4749 | 2.9498 | 0 | 16.5561 | 6.9461 | 17.0341 | 17.0341 | 48.837 | 0 | 0 | 48.837 | 0 | 0 | 0 | 0 | 0 | 2.9498 | 0 | 0 | 48.837 | 0 | 0 | 0 | 0 | 0 | 0 | 0
2018-07-10 21:00 | 7 | 20 | 3 | 1 | 0 | 0 | 1.2345 | 2.469 | 0 | 16.5561 | 6.9461 | 17.0341 | 17.0341 | 40.8774 | 0 | 0 | 40.8774 | 0 | 0 | 0 | 0 | 0 | 2.469 | 0 | 0 | 40.8774 | 0 | 0 | 0 | 0 | 0 | 0 | 0
2018-07-10 22:00 | 7 | 21 | 3 | 1 | 0 | 0 | 0.96099 | 1.922 | 0 | 16.5561 | 6.9461 | 17.0341 | 17.0341 | 31.8205 | 0 | 0 | 31.8205 | 0 | 0 | 0 | 0 | 0 | 1.922 | 0 | 0 | 31.8205 | 0 | 0 | 0 | 0 | 0 | 0 | 0
2018-07-10 23:00 | 7 | 22 | 3 | 1 | 0 | 0 | 0.68011 | 1.3602 | 0 | 16.5561 | 6.9461 | 17.0341 | 17.0341 | 22.52 | 0 | 0 | 22.52 | 0 | 0 | 0 | 0 | 0 | 1.3602 | 0 | 0 | 22.52 | 0 | 0 | 0 | 0 | 0 | 0 | 0
2018-07-11 | 7 | 23 | 3 | 1 | 0 | 0 | 0.57441 | 1.1488 | 0 | 16.5561 | 6.9461 | 17.0341 | 17.0341 | 19.0198 | 0 | 0 | 19.0198 | 0 | 0 | 0 | 0 | 0 | 1.1488 | 0 | 0 | 19.0198 | 0 | 0 | 0 | 0 | 0 | 0 | 0
2018-07-11 01:00 | 7 | 0 | 4 | 1 | 0 | 0 | 0.53771 | 1.0754 | 0 | 16.5561 | 6.9461 | 17.0341 | 17.0341 | 17.8048 | 0 | 0 | 17.8048 | 0 | 0 | 0 | 0 | 0 | 1.0754 | 0 | 0 | 17.8048 | 0 | 0 | 0 | 0 | 0 | 0 | 0
2018-07-11 02:00 | 7 | 1 | 4 | 1 | 0 | 0 | 0.48756 | 0.97511 | 0 | 16.5561 | 6.9461 | 17.0341 | 17.0341 | 16.144 | 0 | 0 | 16.144 | 0 | 0 | 0 | 0 | 0 | 0.97511 | 0 | 0 | 16.144 | 0 | 0 | 0 | 0 | 0 | 0 | 0
2018-07-11 03:00 | 7 | 2 | 4 | 1 | 0 | 0 | 0.45958 | 0.91917 | 0 | 16.5561 | 6.9461 | 17.0341 | 17.0341 | 15.2178 | 0 | 0 | 15.2178 | 0 | 0 | 0 | 0 | 0 | 0.91917 | 0 | 0 | 15.2178 | 0 | 0 | 0 | 0 | 0 | 0 | 0
2018-07-11 04:00 | 7 | 3 | 4 | 1 | 0 | 0 | 0.4684 | 0.9368 | 0 | 16.5561 | 6.9461 | 17.0341 | 17.0341 | 15.5098 | 0 | 0 | 15.5098 | 0 | 0 | 0 | 0 | 0 | 0.9368 | 0 | 0 | 15.5098 | 0 | 0 | 0 | 0 | 0 | 0 | 0
2018-07-11 05:00 | 7 | 4 | 4 | 1 | 0 | 0.0025186 | 0.5916 | 1.1832 | 0.020149 | 16.5561 | 6.9461 | 17.0341 | 17.0341 | 19.5893 | 0.020149 | 0 | 19.2557 | 0.33359 | 0 | 0.34322 | 0 | 0 | 1.1631 | 0 | 0 | 19.2557 | 0.33359 | 0 | 0.34322 | 0 | 0 | 0.0025186 | 0.0026897
2018-07-11 06:00 | 7 | 5 | 4 | 1 | 0 | 0.056536 | 0.73818 | 1.4764 | 0.45228 | 16.5561 | 6.9461 | 17.0341 | 17.0341 | 24.4426 | 0.45228 | 0 | 16.9546 | 7.488 | 0 | 7.7043 | 0 | 0 | 1.0241 | 0 | 0 | 16.9546 | 7.488 | 0 | 7.7043 | 0 | 0 | 0.056536 | 0.065979
2018-07-11 07:00 | 7 | 6 | 4 | 1 | 0 | 0.19989 | 0.87105 | 1.7421 | 1.5991 | 16.5561 | 6.9461 | 17.0341 | 17.0341 | 28.8423 | 1.5991 | 0 | 2.3679 | 26.4745 | 0 | 27.239 | 0 | 0 | 0.14302 | 0 | 0 | 2.3679 | 26.4745 | 0 | 27.239 | 0 | 0 | 0.19989 | 0.21927
2018-07-11 08:00 | 7 | 7 | 4 | 1 | 0 | 0.35341 | 0.94709 | 1.8942 | 2.8273 | 16.5561 | 6.9461 | 17.0341 | 17.0341 | 31.36 | 1.8942 | 0.93311 | 0 | 31.36 | 6.4814 | 48.1603 | 0.93311 | 0.93311 | 0 | 0 | 0 | 0 | 31.36 | 0 | 48.1603 | 0.93311 | 0 | 0.35341 | 0.3861
2018-07-11 09:00 | 7 | 8 | 4 | 1 | 0 | 0.47252 | 0.98276 | 1.9655 | 3.7801 | 16.5561 | 6.9461 | 17.0341 | 17.0341 | 32.5412 | 1.9655 | 1.8146 | 0 | 32.5412 | 12.6044 | 64.3912 | 1.8146 | 2.7477 | 0 | 0 | 0 | 0 | 32.5412 | 0 | 64.3912 | 1.8146 | 0 | 0.47252 | 0.5181
2018-07-11 10:00 | 7 | 9 | 4 | 1 | 0 | 0.38559 | 1.0383 | 2.0767 | 3.0847 | 16.5561 | 6.9461 | 17.0341 | 17.0341 | 34.3817 | 2.0767 | 1.0081 | 0 | 34.3817 | 7.002 | 52.5458 | 1.0081 | 3.7558 | 0 | 0 | 0 | 0 | 34.3817 | 0 | 52.5458 | 1.0081 | 0 | 0.38559 | 0.55688
2018-07-11 11:00 | 7 | 10 | 4 | 1 | 0 | 0.5041 | 1.1576 | 2.3153 | 4.0328 | 16.5561 | 6.9461 | 17.0341 | 17.0341 | 38.3316 | 2.3153 | 1.7175 | 0 | 38.3316 | 11.9299 | 68.6948 | 1.7175 | 5.4733 | 0 | 0 | 0 | 0 | 38.3316 | 0 | 68.6948 | 1.7175 | 0 | 0.5041 | 0.59504
2018-07-11 12:00 | 7 | 11 | 4 | 1 | 1 | 0.42029 | 1.2428 | 2.4857 | 3.3624 | 27.8293 | 18.2193 | 17.0341 | 17.0341 | 69.1741 | 2.4857 | 0.87669 | 0 | 69.1741 | 15.9728 | 57.2748 | 0.87669 | 6.35 | 0 | 0 | 0 | 0 | 69.1741 | 0 | 57.2748 | 0.87669 | 0 | 0.42029 | 0.57036
2018-07-11 13:00 | 7 | 12 | 4 | 1 | 1 | 0.55619 | 1.3477 | 2.6954 | 4.4495 | 27.8293 | 18.2193 | 17.0341 | 17.0341 | 75.0102 | 2.6954 | 1.7542 | 0 | 75.0102 | 31.9599 | 75.7942 | 1.7542 | 8.1042 | 0 | 0 | 0 | 0 | 75.0102 | 0 | 75.7942 | 1.7542 | 0 | 0.55619 | 0.55449
2018-07-11 14:00 | 7 | 13 | 4 | 1 | 1 | 0.46196 | 1.4556 | 2.9113 | 3.6957 | 27.8293 | 18.2193 | 17.0341 | 17.0341 | 81.0193 | 2.9113 | 0.78441 | 0 | 81.0193 | 14.2914 | 62.9532 | 0.78441 | 8.8886 | 0 | 0 | 0 | 0 | 81.0193 | 0 | 62.9532 | 0.78441 | 0 | 0.46196 | 0.54914
2018-07-11 15:00 | 7 | 14 | 4 | 1 | 1 | 0.40431 | 1.6523 | 3.3047 | 3.2345 | 27.8293 | 18.2193 | 17.0341 | 17.0341 | 91.9661 | 3.2345 | 0 | 1.9528 | 90.0133 | 0 | 55.0966 | 0 | 8.8886 | 0.070171 | 0.070171 | 0 | 0 | 91.9661 | 0 | 55.0966 | 0 | 0 | 0.40431 | 0.31029
2018-07-11 16:00 | 7 | 15 | 4 | 1 | 1 | 0.14919 | 1.7919 | 3.5838 | 1.1935 | 27.8293 | 18.2193 | 17.0341 | 17.0341 | 99.7356 | 1.1935 | 0 | 66.5214 | 33.2142 | 0 | 20.3302 | 0 | 8.8123 | 2.3903 | 2.3903 | 0 | 0 | 99.7356 | 0 | 20.3302 | 0 | 0 | 0.14919 | 0.17557
2018-07-11 17:00 | 7 | 16 | 4 | 1 | 1 | 0.21061 | 1.7617 | 3.5233 | 1.6849 | 27.8293 | 18.2193 | 17.0341 | 17.0341 | 98.052 | 1.6849 | 0 | 51.1632 | 46.8888 | 0 | 28.7004 | 0 | 6.2141 | 1.8385 | 1.8385 | 0 | 0 | 98.052 | 0 | 28.7004 | 0 | 0 | 0.21061 | 0.24055
2018-07-11 18:00 | 7 | 17 | 4 | 1 | 1 | 0.095581 | 1.7349 | 3.4698 | 0.76465 | 27.8293 | 18.2193 | 17.0341 | 17.0341 | 96.5613 | 0.76465 | 0 | 75.2816 | 21.2797 | 0 | 13.0252 | 0 | 4.2158 | 2.7051 | 2.7051 | 0 | 0 | 96.5613 | 0 | 13.0252 | 0 | 0 | 0.095581 | 0.089311
2018-07-11 19:00 | 7 | 18 | 4 | 1 | 1 | 0.015956 | 1.5847 | 3.1694 | 0.12764 | 27.8293 | 18.2193 | 17.0341 | 17.0341 | 88.2013 | 0.12764 | 0 | 84.649 | 3.5522 | 0 | 2.1743 | 0 | 1.2754 | 3.0417 | 1.1734 | 0 | 51.9946 | 36.2067 | 0 | 2.1743 | 0 | 0 | 0.015956 | 0.01898
2018-07-11 20:00 | 7 | 19 | 4 | 1 | 0 | 0 | 1.3958 | 2.7916 | 0 | 16.5561 | 6.9461 | 17.0341 | 17.0341 | 46.2176 | 0 | 0 | 46.2176 | 0 | 0 | 0 | 0 | 0 | 2.7916 | 0 | 0 | 46.2176 | 0 | 0 | 0 | 0 | 0 | 0 | 0
2018-07-11 21:00 | 7 | 20 | 4 | 1 | 0 | 0 | 1.1355 | 2.271 | 0 | 16.5561 | 6.9461 | 17.0341 | 17.0341 | 37.5988 | 0 | 0 | 37.5988 | 0 | 0 | 0 | 0 | 0 | 2.271 | 0 | 0 | 37.5988 | 0 | 0 | 0 | 0 | 0 | 0 | 0
2018-07-11 22:00 | 7 | 21 | 4 | 1 | 0 | 0 | 0.84012 | 1.6802 | 0 | 16.5561 | 6.9461 | 17.0341 | 17.0341 | 27.8182 | 0 | 0 | 27.8182 | 0 | 0 | 0 | 0 | 0 | 1.6802 | 0 | 0 | 27.8182 | 0 | 0 | 0 | 0 | 0 | 0 | 0
2018-07-11 23:00 | 7 | 22 | 4 | 1 | 0 | 0 | 0.67744 | 1.3549 | 0 | 16.5561 | 6.9461 | 17.0341 | 17.0341 | 22.4313 | 0 | 0 | 22.4313 | 0 | 0 | 0 | 0 | 0 | 1.3549 | 0 | 0 | 22.4313 | 0 | 0 | 0 | 0 | 0 | 0 | 0
2018-07-12 | 7 | 23 | 4 | 1 | 0 | 0 | 0.57262 | 1.1452 | 0 | 16.5561 | 6.9461 | 17.0341 | 17.0341 | 18.9606 | 0 | 0 | 18.9606 | 0 | 0 | 0 | 0 | 0 | 1.1452 | 0 | 0 | 18.9606 | 0 | 0 | 0 | 0 | 0 | 0 | 0
2018-07-12 01:00 | 7 | 0 | 5 | 1 | 0 | 0 | 0.47417 | 0.94834 | 0 | 16.5561 | 6.9461 | 17.0341 | 17.0341 | 15.7008 | 0 | 0 | 15.7008 | 0 | 0 | 0 | 0 | 0 | 0.94834 | 0 | 0 | 15.7008 | 0 | 0 | 0 | 0 | 0 | 0 | 0
2018-07-12 02:00 | 7 | 1 | 5 | 1 | 0 | 0 | 0.45245 | 0.9049 | 0 | 16.5561 | 6.9461 | 17.0341 | 17.0341 | 14.9816 | 0 | 0 | 14.9816 | 0 | 0 | 0 | 0 | 0 | 0.9049 | 0 | 0 | 14.9816 | 0 | 0 | 0 | 0 | 0 | 0 | 0
2018-07-12 03:00 | 7 | 2 | 5 | 1 | 0 | 0 | 0.42971 | 0.85942 | 0 | 16.5561 | 6.9461 | 17.0341 | 17.0341 | 14.2287 | 0 | 0 | 14.2287 | 0 | 0 | 0 | 0 | 0 | 0.85942 | 0 | 0 | 14.2287 | 0 | 0 | 0 | 0 | 0 | 0 | 0
2018-07-12 04:00 | 7 | 3 | 5 | 1 | 0 | 0 | 0.50214 | 1.0043 | 0 | 16.5561 | 6.9461 | 17.0341 | 17.0341 | 16.6271 | 0 | 0 | 16.6271 | 0 | 0 | 0 | 0 | 0 | 1.0043 | 0 | 0 | 16.6271 | 0 | 0 | 0 | 0 | 0 | 0 | 0
2018-07-12 05:00 | 7 | 4 | 5 | 1 | 0 | 0 | 0.61017 | 1.2203 | 0 | 16.5561 | 6.9461 | 17.0341 | 17.0341 | 20.2041 | 0 | 0 | 20.2041 | 0 | 0 | 0 | 0 | 0 | 1.2203 | 0 | 0 | 20.2041 | 0 | 0 | 0 | 0 | 0 | 0 | 0
2018-07-12 06:00 | 7 | 5 | 5 | 1 | 0 | 0.02303 | 0.73457 | 1.4691 | 0.18424 | 16.5561 | 6.9461 | 17.0341 | 17.0341 | 24.323 | 0.18424 | 0 | 21.2728 | 3.0502 | 0 | 3.1383 | 0 | 0 | 1.2849 | 0 | 0 | 21.2728 | 3.0502 | 0 | 3.1383 | 0 | 0 | 0.02303 | 0.036839
2018-07-12 07:00 | 7 | 6 | 5 | 1 | 0 | 0.075729 | 0.84986 | 1.6997 | 0.60583 | 16.5561 | 6.9461 | 17.0341 | 17.0341 | 28.1408 | 0.60583 | 0 | 18.1106 | 10.0301 | 0 | 10.3198 | 0 | 0 | 1.0939 | 0 | 0 | 18.1106 | 10.0301 | 0 | 10.3198 | 0 | 0 | 0.075729 | 0.059252
2018-07-12 08:00 | 7 | 7 | 5 | 1 | 0 | 0.18354 | 0.87665 | 1.7533 | 1.4683 | 16.5561 | 6.9461 | 17.0341 | 17.0341 | 29.0276 | 1.4683 | 0 | 4.718 | 24.3096 | 0 | 25.0116 | 0 | 0 | 0.28497 | 0 | 0 | 4.718 | 24.3096 | 0 | 25.0116 | 0 | 0 | 0.18354 | 0.1796
2018-07-12 09:00 | 7 | 8 | 5 | 1 | 0 | 0.097966 | 0.94452 | 1.889 | 0.78372 | 16.5561 | 6.9461 | 17.0341 | 17.0341 | 31.2751 | 0.78372 | 0 | 18.2997 | 12.9754 | 0 | 13.3501 | 0 | 0 | 1.1053 | 0 | 0 | 18.2997 | 12.9754 | 0 | 13.3501 | 0 | 0 | 0.097966 | 0.20444
2018-07-12 10:00 | 7 | 9 | 5 | 1 | 0 | 0.24271 | 1.0599 | 2.1199 | 1.9417 | 16.5561 | 6.9461 | 17.0341 | 17.0341 | 35.0967 | 1.9417 | 0 | 2.95 | 32.1467 | 0 | 33.075 | 0 | 0 | 0.17818 | 0 | 0 | 2.95 | 32.1467 | 0 | 33.075 | 0 | 0 | 0.24271 | 0.38887
2018-07-12 11:00 | 7 | 10 | 5 | 1 | 0 | 0.21458 | 1.1147 | 2.2294 | 1.7166 | 16.5561 | 6.9461 | 17.0341 | 17.0341 | 36.9097 | 1.7166 | 0 | 8.4891 | 28.4205 | 0 | 29.2412 | 0 | 0 | 0.51275 | 0 | 0 | 8.4891 | 28.4205 | 0 | 29.2412 | 0 | 0 | 0.21458 | 0.59949
2018-07-12 12:00 | 7 | 11 | 5 | 1 | 1 | 0.50675 | 1.1185 | 2.2371 | 4.054 | 27.8293 | 18.2193 | 17.0341 | 17.0341 | 62.2557 | 2.2371 | 1.8169 | 0 | 62.2557 | 33.1032 | 69.0561 | 1.8169 | 1.8169 | 0 | 0 | 0 | 0 | 62.2557 | 0 | 69.0561 | 1.8169 | 0 | 0.50675 | 0.5052
2018-07-12 13:00 | 7 | 12 | 5 | 1 | 1 | 0.41262 | 1.241 | 2.4819 | 3.3009 | 27.8293 | 18.2193 | 17.0341 | 17.0341 | 69.0701 | 2.4819 | 0.81903 | 0 | 69.0701 | 14.9221 | 56.2288 | 0.81903 | 2.636 | 0 | 0 | 0 | 0 | 69.0701 | 0 | 56.2288 | 0.81903 | 0 | 0.41262 | 0.55912
2018-07-12 14:00 | 7 | 13 | 5 | 1 | 1 | 0.59194 | 1.321 | 2.642 | 4.7355 | 27.8293 | 18.2193 | 17.0341 | 17.0341 | 73.5258 | 2.642 | 2.0935 | 0 | 73.5258 | 38.1419 | 80.6654 | 2.0935 | 4.7294 | 0 | 0 | 0 | 0 | 73.5258 | 0 | 80.6654 | 2.0935 | 0 | 0.59194 | 0.61489
2018-07-12 15:00 | 7 | 14 | 5 | 1 | 1 | 0.34696 | 1.5234 | 3.0468 | 2.7756 | 27.8293 | 18.2193 | 17.0341 | 17.0341 | 84.7908 | 2.7756 | 0 | 7.5464 | 77.2444 | 0 | 47.2808 | 0 | 4.7294 | 0.27117 | 0.27117 | 0 | 0 | 84.7908 | 0 | 47.2808 | 0 | 0 | 0.34696 | 0.4613
2018-07-12 16:00 | 7 | 15 | 5 | 1 | 1 | 0.39505 | 1.7019 | 3.4039 | 3.1604 | 27.8293 | 18.2193 | 17.0341 | 17.0341 | 94.7271 | 3.1604 | 0 | 6.7763 | 87.9508 | 0 | 53.8342 | 0 | 4.4347 | 0.24349 | 0.24349 | 0 | 0 | 94.7271 | 0 | 53.8342 | 0 | 0 | 0.39505 | 0.43179
2018-07-12 17:00 | 7 | 16 | 5 | 1 | 1 | 0.24843 | 1.7416 | 3.4833 | 1.9875 | 27.8293 | 18.2193 | 17.0341 | 17.0341 | 96.9373 | 1.9875 | 0 | 41.6276 | 55.3097 | 0 | 33.8547 | 0 | 4.17 | 1.4958 | 1.4958 | 0 | 0 | 96.9373 | 0 | 33.8547 | 0 | 0 | 0.24843 | 0.27245
2018-07-12 18:00 | 7 | 17 | 5 | 1 | 1 | 0.093003 | 1.7286 | 3.4573 | 0.74403 | 27.8293 | 18.2193 | 17.0341 | 17.0341 | 96.2134 | 0.74403 | 0 | 75.5076 | 20.7057 | 0 | 12.6739 | 0 | 2.5441 | 2.7132 | 2.3406 | 0 | 10.3703 | 85.8431 | 0 | 12.6739 | 0 | 0 | 0.093003 | 0.10436
2018-07-12 19:00 | 7 | 18 | 5 | 1 | 1 | 0.013827 | 1.5986 | 3.1972 | 0.11062 | 27.8293 | 18.2193 | 17.0341 | 17.0341 | 88.9759 | 0.11062 | 0 | 85.8975 | 3.0784 | 0 | 1.8843 | 0 | 0 | 3.0866 | 0 | 0 | 85.8975 | 3.0784 | 0 | 1.8843 | 0 | 0 | 0.013827 | 0.016575
2018-07-12 20:00 | 7 | 19 | 5 | 1 | 0 | 0 | 1.3894 | 2.7787 | 0 | 16.5561 | 6.9461 | 17.0341 | 17.0341 | 46.005 | 0 | 0 | 46.005 | 0 | 0 | 0 | 0 | 0 | 2.7787 | 0 | 0 | 46.005 | 0 | 0 | 0 | 0 | 0 | 0 | 0
2018-07-12 21:00 | 7 | 20 | 5 | 1 | 0 | 0 | 1.0618 | 2.1237 | 0 | 16.5561 | 6.9461 | 17.0341 | 17.0341 | 35.1596 | 0 | 0 | 35.1596 | 0 | 0 | 0 | 0 | 0 | 2.1237 | 0 | 0 | 35.1596 | 0 | 0 | 0 | 0 | 0 | 0 | 0
2018-07-12 22:00 | 7 | 21 | 5 | 1 | 0 | 0 | 0.76277 | 1.5255 | 0 | 16.5561 | 6.9461 | 17.0341 | 17.0341 | 25.257 | 0 | 0 | 25.257 | 0 | 0 | 0 | 0 | 0 | 1.5255 | 0 | 0 | 25.257 | 0 | 0 | 0 | 0 | 0 | 0 | 0
2018-07-12 23:00 | 7 | 22 | 5 | 1 | 0 | 0 | 0.62544 | 1.2509 | 0 | 16.5561 | 6.9461 | 17.0341 | 17.0341 | 20.7097 | 0 | 0 | 20.7097 | 0 | 0 | 0 | 0 | 0 | 1.2509 | 0 | 0 | 20.7097 | 0 | 0 | 0 | 0 | 0 | 0 | 0
2018-07-13 | 7 | 23 | 5 | 1 | 0 | 0 | 0.54179 | 1.0836 | 0 | 16.5561 | 6.9461 | 17.0341 | 17.0341 | 17.9399 | 0 | 0 | 17.9399 | 0 | 0 | 0 | 0 | 0 | 1.0836 | 0 | 0 | 17.9399 | 0 | 0 | 0 | 0 | 0 | 0 | 0
2018-07-13 01:00 | 7 | 0 | 6 | 1 | 0 | 0 | 0.50839 | 1.0168 | 0 | 16.5561 | 6.9461 | 17.0341 | 17.0341 | 16.8339 | 0 | 0 | 16.8339 | 0 | 0 | 0 | 0 | 0 | 1.0168 | 0 | 0 | 16.8339 | 0 | 0 | 0 | 0 | 0 | 0 | 0
2018-07-13 02:00 | 7 | 1 | 6 | 1 | 0 | 0 | 0.44427 | 0.88854 | 0 | 16.5561 | 6.9461 | 17.0341 | 17.0341 | 14.7107 | 0 | 0 | 14.7107 | 0 | 0 | 0 | 0 | 0 | 0.88854 | 0 | 0 | 14.7107 | 0 | 0 | 0 | 0 | 0 | 0 | 0
2018-07-13 03:00 | 7 | 2 | 6 | 1 | 0 | 0 | 0.43653 | 0.87306 | 0 | 16.5561 | 6.9461 | 17.0341 | 17.0341 | 14.4544 | 0 | 0 | 14.4544 | 0 | 0 | 0 | 0 | 0 | 0.87306 | 0 | 0 | 14.4544 | 0 | 0 | 0 | 0 | 0 | 0 | 0
2018-07-13 04:00 | 7 | 3 | 6 | 1 | 0 | 0 | 0.47336 | 0.94671 | 0 | 16.5561 | 6.9461 | 17.0341 | 17.0341 | 15.6738 | 0 | 0 | 15.6738 | 0 | 0 | 0 | 0 | 0 | 0.94671 | 0 | 0 | 15.6738 | 0 | 0 | 0 | 0 | 0 | 0 | 0
2018-07-13 05:00 | 7 | 4 | 6 | 1 | 0 | 0.0021427 | 0.62605 | 1.2521 | 0.017141 | 16.5561 | 6.9461 | 17.0341 | 17.0341 | 20.7298 | 0.017141 | 0 | 20.446 | 0.28379 | 0 | 0.29199 | 0 | 0 | 1.235 | 0 | 0 | 20.446 | 0.28379 | 0 | 0.29199 | 0 | 0 | 0.0021427 | 0.0024657
2018-07-13 06:00 | 7 | 5 | 6 | 1 | 0 | 0.051291 | 0.78816 | 1.5763 | 0.41033 | 16.5561 | 6.9461 | 17.0341 | 17.0341 | 26.0978 | 0.41033 | 0 | 19.3043 | 6.7935 | 0 | 6.9897 | 0 | 0 | 1.166 | 0 | 0 | 19.3043 | 6.7935 | 0 | 6.9897 | 0 | 0 | 0.051291 | 0.053437
2018-07-13 07:00 | 7 | 6 | 6 | 1 | 0 | 0.15101 | 0.87266 | 1.7453 | 1.2081 | 16.5561 | 6.9461 | 17.0341 | 17.0341 | 28.8958 | 1.2081 | 0 | 8.8943 | 20.0014 | 0 | 20.579 | 0 | 0 | 0.53723 | 0 | 0 | 8.8943 | 20.0014 | 0 | 20.579 | 0 | 0 | 0.15101 | 0.17643
2018-07-13 08:00 | 7 | 7 | 6 | 1 | 0 | 0.28605 | 0.91345 | 1.8269 | 2.2884 | 16.5561 | 6.9461 | 17.0341 | 17.0341 | 30.2462 | 1.8269 | 0.46148 | 0 | 30.2462 | 3.2055 | 38.9805 | 0.46148 | 0.46148 | 0 | 0 | 0 | 0 | 30.2462 | 0 | 38.9805 | 0.46148 | 0 | 0.28605 | 0.30723
2018-07-13 09:00 | 7 | 8 | 6 | 1 | 0 | 0.22832 | 0.99839 | 1.9968 | 1.8266 | 16.5561 | 6.9461 | 17.0341 | 17.0341 | 33.0588 | 1.8266 | 0 | 2.8183 | 30.2405 | 0 | 31.1138 | 0 | 0.46148 | 0.17023 | 0.17023 | 0 | 0 | 33.0588 | 0 | 31.1138 | 0 | 0 | 0.22832 | 0.17195
2018-07-13 10:00 | 7 | 9 | 6 | 1 | 0 | 0.16914 | 1.138 | 2.276 | 1.3531 | 16.5561 | 6.9461 | 17.0341 | 17.0341 | 37.6823 | 1.3531 | 0 | 15.28 | 22.4023 | 0 | 23.0492 | 0 | 0.27645 | 0.92292 | 0.25433 | 0 | 11.0692 | 26.6131 | 0 | 23.0492 | 0 | 0 | 0.16914 | 0.14914
2018-07-13 11:00 | 7 | 10 | 6 | 1 | 0 | 0.18599 | 1.345 | 2.6899 | 1.4879 | 16.5561 | 6.9461 | 17.0341 | 17.0341 | 44.5347 | 1.4879 | 0 | 19.9006 | 24.6341 | 0 | 25.3454 | 0 | 0 | 1.202 | 0 | 0 | 19.9006 | 24.6341 | 0 | 25.3454 | 0 | 0 | 0.18599 | 0.2947
2018-07-13 12:00 | 7 | 11 | 6 | 1 | 1 | 0.25815 | 1.3815 | 2.7631 | 2.0652 | 27.8293 | 18.2193 | 17.0341 | 17.0341 | 76.8946 | 2.0652 | 0 | 19.421 | 57.4735 | 0 | 35.1792 | 0 | 0 | 0.69786 | 0 | 0 | 19.421 | 57.4735 | 0 | 35.1792 | 0 | 0 | 0.25815 | 0.32013
2018-07-13 13:00 | 7 | 12 | 6 | 1 | 1 | 0.26874 | 1.5583 | 3.1165 | 2.1499 | 27.8293 | 18.2193 | 17.0341 | 17.0341 | 86.7306 | 2.1499 | 0 | 26.8998 | 59.8308 | 0 | 36.622 | 0 | 0 | 0.9666 | 0 | 0 | 26.8998 | 59.8308 | 0 | 36.622 | 0 | 0 | 0.26874 | 0.56187
2018-07-13 14:00 | 7 | 13 | 6 | 1 | 1 | 0.49302 | 1.7105 | 3.4209 | 3.9442 | 27.8293 | 18.2193 | 17.0341 | 17.0341 | 95.2019 | 3.4209 | 0.52325 | 0 | 95.2019 | 9.5333 | 67.1857 | 0.52325 | 0.52325 | 0 | 0 | 0 | 0 | 95.2019 | 0 | 67.1857 | 0.52325 | 0 | 0.49302 | 0.61863
2018-07-13 15:00 | 7 | 14 | 6 | 1 | 1 | 0.441 | 1.8073 | 3.6147 | 3.528 | 27.8293 | 18.2193 | 17.0341 | 17.0341 | 100.5944 | 3.528 | 0 | 2.4128 | 98.1816 | 0 | 60.0963 | 0 | 0.52325 | 0.086699 | 0.086699 | 0 | 0 | 100.5944 | 0 | 60.0963 | 0 | 0 | 0.441 | 0.55285
2018-07-13 16:00 | 7 | 15 | 6 | 1 | 1 | 0.39223 | 2.0272 | 4.0544 | 3.1378 | 27.8293 | 18.2193 | 17.0341 | 17.0341 | 112.8306 | 3.1378 | 0 | 25.5069 | 87.3237 | 0 | 53.4503 | 0 | 0.42901 | 0.91655 | 0.39469 | 0 | 14.5229 | 98.3077 | 0 | 53.4503 | 0 | 0 | 0.39223 | 0.42727
2018-07-13 17:00 | 7 | 16 | 6 | 1 | 1 | 0.24516 | 1.9847 | 3.9693 | 1.9613 | 27.8293 | 18.2193 | 17.0341 | 17.0341 | 110.4634 | 1.9613 | 0 | 55.8814 | 54.582 | 0 | 33.4093 | 0 | 0 | 2.008 | 0 | 0 | 55.8814 | 54.582 | 0 | 33.4093 | 0 | 0 | 0.24516 | 0.26777
2018-07-13 18:00 | 7 | 17 | 6 | 1 | 1 | 0.080511 | 1.9995 | 3.999 | 0.64409 | 27.8293 | 18.2193 | 17.0341 | 17.0341 | 111.2885 | 0.64409 | 0 | 93.364 | 17.9245 | 0 | 10.9715 | 0 | 0 | 3.3549 | 0 | 0 | 93.364 | 17.9245 | 0 | 10.9715 | 0 | 0 | 0.080511 | 0.10249
2018-07-13 19:00 | 7 | 18 | 6 | 1 | 1 | 0.012475 | 1.8088 | 3.6177 | 0.099803 | 27.8293 | 18.2193 | 17.0341 | 17.0341 | 100.6778 | 0.099803 | 0 | 97.9003 | 2.7775 | 0 | 1.7001 | 0 | 0 | 3.5179 | 0 | 0 | 97.9003 | 2.7775 | 0 | 1.7001 | 0 | 0 | 0.012475 | 0.016118
2018-07-13 20:00 | 7 | 19 | 6 | 1 | 0 | 0 | 1.6295 | 3.259 | 0 | 16.5561 | 6.9461 | 17.0341 | 17.0341 | 53.9555 | 0 | 0 | 53.9555 | 0 | 0 | 0 | 0 | 0 | 3.259 | 0 | 0 | 53.9555 | 0 | 0 | 0 | 0 | 0 | 0 | 0
2018-07-13 21:00 | 7 | 20 | 6 | 1 | 0 | 0 | 1.3798 | 2.7595 | 0 | 16.5561 | 6.9461 | 17.0341 | 17.0341 | 45.6865 | 0 | 0 | 45.6865 | 0 | 0 | 0 | 0 | 0 | 2.7595 | 0 | 0 | 45.6865 | 0 | 0 | 0 | 0 | 0 | 0 | 0
2018-07-13 22:00 | 7 | 21 | 6 | 1 | 0 | 0 | 1.0751 | 2.1502 | 0 | 16.5561 | 6.9461 | 17.0341 | 17.0341 | 35.5988 | 0 | 0 | 35.5988 | 0 | 0 | 0 | 0 | 0 | 2.1502 | 0 | 0 | 35.5988 | 0 | 0 | 0 | 0 | 0 | 0 | 0
2018-07-13 23:00 | 7 | 22 | 6 | 1 | 0 | 0 | 0.9195 | 1.839 | 0 | 16.5561 | 6.9461 | 17.0341 | 17.0341 | 30.4465 | 0 | 0 | 30.4465 | 0 | 0 | 0 | 0 | 0 | 1.839 | 0 | 0 | 30.4465 | 0 | 0 | 0 | 0 | 0 | 0 | 0
2018-07-14 | 7 | 23 | 6 | 1 | 0 | 0 | 0.82925 | 1.6585 | 0 | 16.5561 | 6.9461 | 17.0341 | 17.0341 | 27.4583 | 0 | 0 | 27.4583 | 0 | 0 | 0 | 0 | 0 | 1.6585 | 0 | 0 | 27.4583 | 0 | 0 | 0 | 0 | 0 | 0 | 0
2018-07-14 01:00 | 7 | 0 | 7 | 1 | 0 | 0 | 0.77528 | 1.5506 | 0 | 16.5561 | 6.9461 | 17.0341 | 17.0341 | 25.671 | 0 | 0 | 25.671 | 0 | 0 | 0 | 0 | 0 | 1.5506 | 0 | 0 | 25.671 | 0 | 0 | 0 | 0 | 0 | 0 | 0
2018-07-14 02:00 | 7 | 1 | 7 | 1 | 0 | 0 | 0.7216 | 1.4432 | 0 | 16.5561 | 6.9461 | 17.0341 | 17.0341 | 23.8937 | 0 | 0 | 23.8937 | 0 | 0 | 0 | 0 | 0 | 1.4432 | 0 | 0 | 23.8937 | 0 | 0 | 0 | 0 | 0 | 0 | 0
2018-07-14 03:00 | 7 | 2 | 7 | 1 | 0 | 0 | 0.66211 | 1.3242 | 0 | 16.5561 | 6.9461 | 17.0341 | 17.0341 | 21.9237 | 0 | 0 | 21.9237 | 0 | 0 | 0 | 0 | 0 | 1.3242 | 0 | 0 | 21.9237 | 0 | 0 | 0 | 0 | 0 | 0 | 0
2018-07-14 04:00 | 7 | 3 | 7 | 1 | 0 | 0 | 0.61869 | 1.2374 | 0 | 16.5561 | 6.9461 | 17.0341 | 17.0341 | 20.4861 | 0 | 0 | 20.4861 | 0 | 0 | 0 | 0 | 0 | 1.2374 | 0 | 0 | 20.4861 | 0 | 0 | 0 | 0 | 0 | 0 | 0
2018-07-14 05:00 | 7 | 4 | 7 | 1 | 0 | 0.0016001 | 0.65578 | 1.3116 | 0.012801 | 16.5561 | 6.9461 | 17.0341 | 17.0341 | 21.7141 | 0.012801 | 0 | 21.5022 | 0.21194 | 0 | 0.21806 | 0 | 0 | 1.2988 | 0 | 0 | 21.5022 | 0.21194 | 0 | 0.21806 | 0 | 0 | 0.0016001 | 0.0020707
2018-07-14 06:00 | 7 | 5 | 7 | 1 | 0 | 0.045665 | 0.80384 | 1.6077 | 0.36532 | 16.5561 | 6.9461 | 17.0341 | 17.0341 | 26.617 | 0.36532 | 0 | 20.5687 | 6.0482 | 0 | 6.2229 | 0 | 0 | 1.2424 | 0 | 0 | 20.5687 | 6.0482 | 0 | 6.2229 | 0 | 0 | 0.045665 | 0.05548
2018-07-14 07:00 | 7 | 6 | 7 | 1 | 0 | 0.19428 | 1.0838 | 2.1677 | 1.5543 | 16.5561 | 6.9461 | 17.0341 | 17.0341 | 35.8883 | 1.5543 | 0 | 10.1558 | 25.7325 | 0 | 26.4756 | 0 | 0 | 0.61342 | 0 | 0 | 10.1558 | 25.7325 | 0 | 26.4756 | 0 | 0 | 0.19428 | 0.17807
2018-07-14 08:00 | 7 | 7 | 7 | 1 | 0 | 0.22123 | 1.4081 | 2.8162 | 1.7699 | 16.5561 | 6.9461 | 17.0341 | 17.0341 | 46.6256 | 1.7699 | 0 | 17.3236 | 29.302 | 0 | 30.1481 | 0 | 0 | 1.0464 | 0 | 0 | 17.3236 | 29.302 | 0 | 30.1481 | 0 | 0 | 0.22123 | 0.24251
2018-07-14 09:00 | 7 | 8 | 7 | 1 | 0 | 0.34788 | 1.5719 | 3.1438 | 2.783 | 16.5561 | 6.9461 | 17.0341 | 17.0341 | 52.0496 | 2.783 | 0 | 5.9733 | 46.0763 | 0 | 47.4068 | 0 | 0 | 0.36079 | 0 | 0 | 5.9733 | 46.0763 | 0 | 47.4068 | 0 | 0 | 0.34788 | 0.32541
2018-07-14 10:00 | 7 | 9 | 7 | 1 | 0 | 0.24947 | 1.7234 | 3.4469 | 1.9957 | 16.5561 | 6.9461 | 17.0341 | 17.0341 | 57.067 | 1.9957 | 0 | 24.0255 | 33.0415 | 0 | 33.9957 | 0 | 0 | 1.4512 | 0 | 0 | 24.0255 | 33.0415 | 0 | 33.9957 | 0 | 0 | 0.24947 | 0.25407
2018-07-14 11:00 | 7 | 10 | 7 | 1 | 0 | 0.27906 | 1.7351 | 3.4702 | 2.2325 | 16.5561 | 6.9461 | 17.0341 | 17.0341 | 57.4535 | 2.2325 | 0 | 20.4924 | 36.9611 | 0 | 38.0284 | 0 | 0 | 1.2378 | 0 | 0 | 20.4924 | 36.9611 | 0 | 38.0284 | 0 | 0 | 0.27906 | 0.47323
2018-07-14 12:00 | 7 | 11 | 7 | 1 | 1 | 0.47774 | 1.8171 | 3.6342 | 3.8219 | 27.8293 | 18.2193 | 17.0341 | 17.0341 | 101.1376 | 3.6342 | 0.18767 | 0 | 101.1376 | 3.4192 | 65.1025 | 0.18767 | 0.18767 | 0 | 0 | 0 | 0 | 101.1376 | 0 | 65.1025 | 0.18767 | 0 | 0.47774 | 0.40253
2018-07-14 13:00 | 7 | 12 | 7 | 1 | 1 | 0.19178 | 1.9331 | 3.8661 | 1.5343 | 27.8293 | 18.2193 | 17.0341 | 17.0341 | 107.5916 | 1.5343 | 0 | 64.8943 | 42.6973 | 0 | 26.1347 | 0 | 0.18767 | 2.3319 | 0.17266 | 0 | 60.0894 | 47.5022 | 0 | 26.1347 | 0 | 0 | 0.19178 | 0.35131
2018-07-14 14:00 | 7 | 13 | 7 | 1 | 1 | 0.36772 | 1.7105 | 3.4211 | 2.9418 | 27.8293 | 18.2193 | 17.0341 | 17.0341 | 95.206 | 2.9418 | 0 | 13.3391 | 81.8669 | 0 | 50.1102 | 0 | 0 | 0.47932 | 0 | 0 | 13.3391 | 81.8669 | 0 | 50.1102 | 0 | 0 | 0.36772 | 0.6267
2018-07-14 15:00 | 7 | 14 | 7 | 1 | 1 | 0.34217 | 1.6357 | 3.2714 | 2.7374 | 27.8293 | 18.2193 | 17.0341 | 17.0341 | 91.0406 | 2.7374 | 0 | 14.8608 | 76.1797 | 0 | 46.6291 | 0 | 0 | 0.534 | 0 | 0 | 14.8608 | 76.1797 | 0 | 46.6291 | 0 | 0 | 0.34217 | 0.22475
2018-07-14 16:00 | 7 | 15 | 7 | 1 | 1 | 0.25211 | 1.8007 | 3.6015 | 2.0169 | 27.8293 | 18.2193 | 17.0341 | 17.0341 | 100.2261 | 2.0169 | 0 | 44.0969 | 56.1293 | 0 | 34.3564 | 0 | 0 | 1.5845 | 0 | 0 | 44.0969 | 56.1293 | 0 | 34.3564 | 0 | 0 | 0.25211 | 0.44766
2018-07-14 17:00 | 7 | 16 | 7 | 1 | 1 | 0.086537 | 1.7775 | 3.5549 | 0.69229 | 27.8293 | 18.2193 | 17.0341 | 17.0341 | 98.9306 | 0.69229 | 0 | 79.6645 | 19.266 | 0 | 11.7926 | 0 | 0 | 2.8626 | 0 | 0 | 79.6645 | 19.266 | 0 | 11.7926 | 0 | 0 | 0.086537 | 0.11188
2018-07-14 18:00 | 7 | 17 | 7 | 1 | 1 | 0.046538 | 1.5888 | 3.1776 | 0.37231 | 27.8293 | 18.2193 | 17.0341 | 17.0341 | 88.4305 | 0.37231 | 0 | 78.0694 | 10.3611 | 0 | 6.3419 | 0 | 0 | 2.8053 | 0 | 0 | 78.0694 | 10.3611 | 0 | 6.3419 | 0 | 0 | 0.046538 | 0.094627
2018-07-14 19:00 | 7 | 18 | 7 | 1 | 1 | 0.014313 | 1.5757 | 3.1513 | 0.1145 | 27.8293 | 18.2193 | 17.0341 | 17.0341 | 87.6989 | 0.1145 | 0 | 84.5124 | 3.1865 | 0 | 1.9505 | 0 | 0 | 3.0368 | 0 | 0 | 84.5124 | 3.1865 | 0 | 1.9505 | 0 | 0 | 0.014313 | 0.017692
2018-07-14 20:00 | 7 | 19 | 7 | 1 | 0 | 0 | 1.4279 | 2.8559 | 0 | 16.5561 | 6.9461 | 17.0341 | 17.0341 | 47.2819 | 0 | 0 | 47.2819 | 0 | 0 | 0 | 0 | 0 | 2.8559 | 0 | 0 | 47.2819 | 0 | 0 | 0 | 0 | 0 | 0 | 0
2018-07-14 21:00 | 7 | 20 | 7 | 1 | 0 | 0 | 1.1733 | 2.3467 | 0 | 16.5561 | 6.9461 | 17.0341 | 17.0341 | 38.8521 | 0 | 0 | 38.8521 | 0 | 0 | 0 | 0 | 0 | 2.3467 | 0 | 0 | 38.8521 | 0 | 0 | 0 | 0 | 0 | 0 | 0
2018-07-14 22:00 | 7 | 21 | 7 | 1 | 0 | 0 | 0.95749 | 1.915 | 0 | 16.5561 | 6.9461 | 17.0341 | 17.0341 | 31.7044 | 0 | 0 | 31.7044 | 0 | 0 | 0 | 0 | 0 | 1.915 | 0 | 0 | 31.7044 | 0 | 0 | 0 | 0 | 0 | 0 | 0
2018-07-14 23:00 | 7 | 22 | 7 | 1 | 0 | 0 | 0.77903 | 1.5581 | 0 | 16.5561 | 6.9461 | 17.0341 | 17.0341 | 25.7953 | 0 | 0 | 25.7953 | 0 | 0 | 0 | 0 | 0 | 1.5581 | 0 | 0 | 25.7953 | 0 | 0 | 0 | 0 | 0 | 0 | 0
2018-07-15 | 7 | 23 | 7 | 1 | 0 | 0 | 0.65514 | 1.3103 | 0 | 16.5561 | 6.9461 | 17.0341 | 17.0341 | 21.6931 | 0 | 0 | 21.6931 | 0 | 0 | 0 | 0 | 0 | 1.3103 | 0 | 0 | 21.6931 | 0 | 0 | 0 | 0 | 0 | 0 | 0
2018-07-15 01:00 | 7 | 0 | 1 | 1 | 0 | 0 | 0.60573 | 1.2115 | 0 | 16.5561 | 6.9461 | 17.0341 | 17.0341 | 20.0571 | 0 | 0 | 20.0571 | 0 | 0 | 0 | 0 | 0 | 1.2115 | 0 | 0 | 20.0571 | 0 | 0 | 0 | 0 | 0 | 0 | 0
2018-07-15 02:00 | 7 | 1 | 1 | 1 | 0 | 0 | 0.55332 | 1.1066 | 0 | 16.5561 | 6.9461 | 17.0341 | 17.0341 | 18.3217 | 0 | 0 | 18.3217 | 0 | 0 | 0 | 0 | 0 | 1.1066 | 0 | 0 | 18.3217 | 0 | 0 | 0 | 0 | 0 | 0 | 0
2018-07-15 03:00 | 7 | 2 | 1 | 1 | 0 | 0 | 0.51845 | 1.0369 | 0 | 16.5561 | 6.9461 | 17.0341 | 17.0341 | 17.167 | 0 | 0 | 17.167 | 0 | 0 | 0 | 0 | 0 | 1.0369 | 0 | 0 | 17.167 | 0 | 0 | 0 | 0 | 0 | 0 | 0
2018-07-15 04:00 | 7 | 3 | 1 | 1 | 0 | 0 | 0.51846 | 1.0369 | 0 | 16.5561 | 6.9461 | 17.0341 | 17.0341 | 17.1673 | 0 | 0 | 17.1673 | 0 | 0 | 0 | 0 | 0 | 1.0369 | 0 | 0 | 17.1673 | 0 | 0 | 0 | 0 | 0 | 0 | 0
2018-07-15 05:00 | 7 | 4 | 1 | 1 | 0 | 0.0014229 | 0.5653 | 1.1306 | 0.011383 | 16.5561 | 6.9461 | 17.0341 | 17.0341 | 18.7184 | 0.011383 | 0 | 18.5299 | 0.18846 | 0 | 0.1939 | 0 | 0 | 1.1192 | 0 | 0 | 18.5299 | 0.18846 | 0 | 0.1939 | 0 | 0 | 0.0014229 | 0.0046247
2018-07-15 06:00 | 7 | 5 | 1 | 1 | 0 | 0.047025 | 0.68691 | 1.3738 | 0.3762 | 16.5561 | 6.9461 | 17.0341 | 17.0341 | 22.7452 | 0.3762 | 0 | 16.5168 | 6.2284 | 0 | 6.4083 | 0 | 0 | 0.99763 | 0 | 0 | 16.5168 | 6.2284 | 0 | 6.4083 | 0 | 0 | 0.047025 | 0.054399
2018-07-15 07:00 | 7 | 6 | 1 | 1 | 0 | 0.20991 | 0.88013 | 1.7603 | 1.6793 | 16.5561 | 6.9461 | 17.0341 | 17.0341 | 29.143 | 1.6793 | 0 | 1.3411 | 27.8019 | 0 | 28.6047 | 0 | 0 | 0.081005 | 0 | 0 | 1.3411 | 27.8019 | 0 | 28.6047 | 0 | 0 | 0.20991 | 0.23093
2018-07-15 08:00 | 7 | 7 | 1 | 1 | 0 | 0.39267 | 1.0872 | 2.1744 | 3.1414 | 16.5561 | 6.9461 | 17.0341 | 17.0341 | 35.9991 | 2.1744 | 0.96699 | 0 | 35.9991 | 6.7168 | 53.5105 | 0.96699 | 0.96699 | 0 | 0 | 0 | 0 | 35.9991 | 0 | 53.5105 | 0.96699 | 0 | 0.39267 | 0.43226
2018-07-15 09:00 | 7 | 8 | 1 | 1 | 0 | 0.53215 | 1.3044 | 2.6087 | 4.2572 | 16.5561 | 6.9461 | 17.0341 | 17.0341 | 43.1898 | 2.6087 | 1.6485 | 0 | 43.1898 | 11.4508 | 72.5182 | 1.6485 | 2.6155 | 0 | 0 | 0 | 0 | 43.1898 | 0 | 72.5182 | 1.6485 | 0 | 0.53215 | 0.5861
2018-07-15 10:00 | 7 | 9 | 1 | 1 | 0 | 0.63665 | 1.3062 | 2.6125 | 5.0932 | 16.5561 | 6.9461 | 17.0341 | 17.0341 | 43.2525 | 2.6125 | 2.4807 | 0 | 43.2525 | 17.2313 | 86.7586 | 2.4807 | 5.0962 | 0 | 0 | 0 | 0 | 43.2525 | 0 | 86.7586 | 2.4807 | 0 | 0.63665 | 0.70444
2018-07-15 11:00 | 7 | 10 | 1 | 1 | 0 | 0.69953 | 1.36 | 2.72 | 5.5962 | 16.5561 | 6.9461 | 17.0341 | 17.0341 | 45.032 | 2.72 | 2.8762 | 0 | 45.032 | 19.9785 | 95.3266 | 2.8762 | 7.9725 | 0 | 0 | 0 | 0 | 45.032 | 0 | 95.3266 | 2.8762 | 0 | 0.69953 | 0.76923
2018-07-15 12:00 | 7 | 11 | 1 | 1 | 1 | 0.7219 | 1.4274 | 2.8548 | 5.7752 | 27.8293 | 18.2193 | 17.0341 | 17.0341 | 79.4459 | 2.8548 | 2.9204 | 0 | 79.4459 | 53.2082 | 98.3753 | 2.9204 | 10.8929 | 0 | 0 | 0 | 0 | 79.4459 | 0 | 98.3753 | 2.9204 | 0 | 0.7219 | 0.76923
2018-07-15 13:00 | 7 | 12 | 1 | 1 | 1 | 0.70527 | 1.4822 | 2.9644 | 5.6422 | 27.8293 | 18.2193 | 17.0341 | 17.0341 | 82.4979 | 2.9644 | 2.6778 | 0 | 82.4979 | 48.7868 | 96.1096 | 1.6071 | 12.5 | 0 | 0 | 1.0707 | 0 | 82.4979 | 19.5066 | 96.1096 | 2.6778 | 2.1413 | 0.70527 | 0.76923
2018-07-15 14:00 | 7 | 13 | 1 | 1 | 1 | 0.64915 | 1.5847 | 3.1694 | 5.1932 | 27.8293 | 18.2193 | 17.0341 | 17.0341 | 88.2029 | 3.1694 | 2.0238 | 0 | 88.2029 | 36.8715 | 88.4614 | 0 | 12.5 | 0 | 0 | 2.0238 | 0 | 88.2029 | 36.8715 | 88.4614 | 2.0238 | 4.0475 | 0.64915 | 0.71947
2018-07-15 15:00 | 7 | 14 | 1 | 1 | 1 | 0.55962 | 1.7837 | 3.5674 | 4.477 | 27.8293 | 18.2193 | 17.0341 | 17.0341 | 99.279 | 3.5674 | 0.90953 | 0 | 99.279 | 16.5709 | 76.261 | 0 | 12.5 | 0 | 0 | 0.90953 | 0 | 99.279 | 16.5709 | 76.261 | 0.90953 | 1.8191 | 0.55962 | 0.61753
2018-07-15 16:00 | 7 | 15 | 1 | 1 | 1 | 0.43516 | 1.8668 | 3.7337 | 3.4813 | 27.8293 | 18.2193 | 17.0341 | 17.0341 | 103.9056 | 3.4813 | 0 | 7.0244 | 96.8812 | 0 | 59.3004 | 0 | 12.5 | 0.25241 | 0.25241 | 0 | 0 | 103.9056 | 0 | 59.3004 | 0 | 0 | 0.43516 | 0.4807
2018-07-15 17:00 | 7 | 16 | 1 | 1 | 1 | 0.27318 | 1.8085 | 3.6171 | 2.1854 | 27.8293 | 18.2193 | 17.0341 | 17.0341 | 100.6605 | 2.1854 | 0 | 39.8423 | 60.8182 | 0 | 37.2264 | 0 | 12.2256 | 1.4317 | 1.4317 | 0 | 0 | 100.6605 | 0 | 37.2264 | 0 | 0 | 0.27318 | 0.30176
2018-07-15 18:00 | 7 | 17 | 1 | 1 | 1 | 0.095614 | 1.6738 | 3.3477 | 0.76491 | 27.8293 | 18.2193 | 17.0341 | 17.0341 | 93.1631 | 0.76491 | 0 | 71.8762 | 21.2869 | 0 | 13.0296 | 0 | 10.6695 | 2.5828 | 2.5828 | 0 | 0 | 93.1631 | 0 | 13.0296 | 0 | 0 | 0.095614 | 0.1039
2018-07-15 19:00 | 7 | 18 | 1 | 1 | 1 | 0.0096878 | 1.537 | 3.074 | 0.077502 | 27.8293 | 18.2193 | 17.0341 | 17.0341 | 85.5463 | 0.077502 | 0 | 83.3895 | 2.1568 | 0 | 1.3202 | 0 | 7.8621 | 2.9965 | 2.9965 | 0 | 0 | 85.5463 | 0 | 1.3202 | 0 | 0 | 0.0096878 | 0.012059
2018-07-15 20:00 | 7 | 19 | 1 | 1 | 0 | 0 | 1.5077 | 3.0154 | 0 | 16.5561 | 6.9461 | 17.0341 | 17.0341 | 49.9231 | 0 | 0 | 49.9231 | 0 | 0 | 0 | 0 | 4.6051 | 3.0154 | 3.0154 | 0 | 0 | 49.9231 | 0 | 0 | 0 | 0 | 0 | 0
2018-07-15 21:00 | 7 | 20 | 1 | 1 | 0 | 0 | 1.2656 | 2.5312 | 0 | 16.5561 | 6.9461 | 17.0341 | 17.0341 | 41.9067 | 0 | 0 | 41.9067 | 0 | 0 | 0 | 0 | 1.3275 | 2.5312 | 1.2213 | 0 | 21.6865 | 20.2201 | 0 | 0 | 0 | 0 | 0 | 0
2018-07-15 22:00 | 7 | 21 | 1 | 1 | 0 | 0 | 1.0101 | 2.0202 | 0 | 16.5561 | 6.9461 | 17.0341 | 17.0341 | 33.446 | 0 | 0 | 33.446 | 0 | 0 | 0 | 0 | 0 | 2.0202 | 0 | 0 | 33.446 | 0 | 0 | 0 | 0 | 0 | 0 | 0
2018-07-15 23:00 | 7 | 22 | 1 | 1 | 0 | 0 | 0.81931 | 1.6386 | 0 | 16.5561 | 6.9461 | 17.0341 | 17.0341 | 27.1291 | 0 | 0 | 27.1291 | 0 | 0 | 0 | 0 | 0 | 1.6386 | 0 | 0 | 27.1291 | 0 | 0 | 0 | 0 | 0 | 0 | 0
2018-07-16 | 7 | 23 | 1 | 1 | 0 | 0 | 0.70969 | 1.4194 | 0 | 16.5561 | 6.9461 | 17.0341 | 17.0341 | 23.4992 | 0 | 0 | 23.4992 | 0 | 0 | 0 | 0 | 0 | 1.4194 | 0 | 0 | 23.4992 | 0 | 0 | 0 | 0 | 0 | 0 | 0
2018-07-16 01:00 | 7 | 0 | 2 | 1 | 0 | 0 | 0.61635 | 1.2327 | 0 | 16.5561 | 6.9461 | 17.0341 | 17.0341 | 20.4086 | 0 | 0 | 20.4086 | 0 | 0 | 0 | 0 | 0 | 1.2327 | 0 | 0 | 20.4086 | 0 | 0 | 0 | 0 | 0 | 0 | 0
2018-07-16 02:00 | 7 | 1 | 2 | 1 | 0 | 0 | 0.56598 | 1.132 | 0 | 16.5561 | 6.9461 | 17.0341 | 17.0341 | 18.7408 | 0 | 0 | 18.7408 | 0 | 0 | 0 | 0 | 0 | 1.132 | 0 | 0 | 18.7408 | 0 | 0 | 0 | 0 | 0 | 0 | 0
2018-07-16 03:00 | 7 | 2 | 2 | 1 | 0 | 0 | 0.54394 | 1.0879 | 0 | 16.5561 | 6.9461 | 17.0341 | 17.0341 | 18.0108 | 0 | 0 | 18.0108 | 0 | 0 | 0 | 0 | 0 | 1.0879 | 0 | 0 | 18.0108 | 0 | 0 | 0 | 0 | 0 | 0 | 0
2018-07-16 04:00 | 7 | 3 | 2 | 1 | 0 | 0 | 0.56284 | 1.1257 | 0 | 16.5561 | 6.9461 | 17.0341 | 17.0341 | 18.637 | 0 | 0 | 18.637 | 0 | 0 | 0 | 0 | 0 | 1.1257 | 0 | 0 | 18.637 | 0 | 0 | 0 | 0 | 0 | 0 | 0
2018-07-16 05:00 | 7 | 4 | 2 | 1 | 0 | 0.002839 | 0.69657 | 1.3931 | 0.022712 | 16.5561 | 6.9461 | 17.0341 | 17.0341 | 23.0648 | 0.022712 | 0 | 22.6887 | 0.37603 | 0 | 0.38688 | 0 | 0 | 1.3704 | 0 | 0 | 22.6887 | 0.37603 | 0 | 0.38688 | 0 | 0 | 0.002839 | 0.0027423
2018-07-16 06:00 | 7 | 5 | 2 | 1 | 0 | 0.045542 | 0.85676 | 1.7135 | 0.36433 | 16.5561 | 6.9461 | 17.0341 | 17.0341 | 28.369 | 0.36433 | 0 | 22.3371 | 6.0319 | 0 | 6.2061 | 0 | 0 | 1.3492 | 0 | 0 | 22.3371 | 6.0319 | 0 | 6.2061 | 0 | 0 | 0.045542 | 0.052632
2018-07-16 07:00 | 7 | 6 | 2 | 1 | 0 | 0.20545 | 0.95443 | 1.9089 | 1.6436 | 16.5561 | 6.9461 | 17.0341 | 17.0341 | 31.6032 | 1.6436 | 0 | 4.3921 | 27.2111 | 0 | 27.9969 | 0 | 0 | 0.26528 | 0 | 0 | 4.3921 | 27.2111 | 0 | 27.9969 | 0 | 0 | 0.20545 | 0.22663
2018-07-16 08:00 | 7 | 7 | 2 | 1 | 0 | 0.37687 | 1.0498 | 2.0995 | 3.0149 | 16.5561 | 6.9461 | 17.0341 | 17.0341 | 34.7601 | 2.0995 | 0.91538 | 0 | 34.7601 | 6.3583 | 51.3566 | 0.91538 | 0.91538 | 0 | 0 | 0 | 0 | 34.7601 | 0 | 51.3566 | 0.91538 | 0 | 0.37687 | 0.41513
2018-07-16 09:00 | 7 | 8 | 2 | 1 | 0 | 0.45396 | 1.142 | 2.2839 | 3.6317 | 16.5561 | 6.9461 | 17.0341 | 17.0341 | 37.8126 | 2.2839 | 1.3477 | 0 | 37.8126 | 9.3615 | 61.8622 | 1.3477 | 2.2631 | 0 | 0 | 0 | 0 | 37.8126 | 0 | 61.8622 | 1.3477 | 0 | 0.45396 | 0.31988
2018-07-16 10:00 | 7 | 9 | 2 | 1 | 0 | 0.44535 | 1.308 | 2.616 | 3.5628 | 16.5561 | 6.9461 | 17.0341 | 17.0341 | 43.3101 | 2.616 | 0.94686 | 0 | 43.3101 | 6.5769 | 60.6897 | 0.94686 | 3.21 | 0 | 0 | 0 | 0 | 43.3101 | 0 | 60.6897 | 0.94686 | 0 | 0.44535 | 0.4992
2018-07-16 11:00 | 7 | 10 | 2 | 1 | 0 | 0.60669 | 1.4538 | 2.9077 | 4.8536 | 16.5561 | 6.9461 | 17.0341 | 17.0341 | 48.1393 | 2.9077 | 1.9459 | 0 | 48.1393 | 13.5164 | 82.6762 | 1.9459 | 5.1559 | 0 | 0 | 0 | 0 | 48.1393 | 0 | 82.6762 | 1.9459 | 0 | 0.60669 | 0.66047
2018-07-16 12:00 | 7 | 11 | 2 | 1 | 1 | 0.59721 | 1.5884 | 3.1768 | 4.7777 | 27.8293 | 18.2193 | 17.0341 | 17.0341 | 88.4079 | 3.1768 | 1.6009 | 0 | 88.4079 | 29.1672 | 81.3838 | 1.6009 | 6.7568 | 0 | 0 | 0 | 0 | 88.4079 | 0 | 81.3838 | 1.6009 | 0 | 0.59721 | 0.68384
2018-07-16 13:00 | 7 | 12 | 2 | 1 | 1 | 0.60666 | 1.5804 | 3.1609 | 4.8532 | 27.8293 | 18.2193 | 17.0341 | 17.0341 | 87.9654 | 3.1609 | 1.6924 | 0 | 87.9654 | 30.8336 | 82.6709 | 1.6924 | 8.4491 | 0 | 0 | 0 | 0 | 87.9654 | 0 | 82.6709 | 1.6924 | 0 | 0.60666 | 0.6456
2018-07-16 14:00 | 7 | 13 | 2 | 1 | 1 | 0.47708 | 1.6728 | 3.3456 | 3.8166 | 27.8293 | 18.2193 | 17.0341 | 17.0341 | 93.1051 | 3.3456 | 0.47106 | 0 | 93.1051 | 8.5824 | 65.0132 | 0.47106 | 8.9202 | 0 | 0 | 0 | 0 | 93.1051 | 0 | 65.0132 | 0.47106 | 0 | 0.47708 | 0.47431
2018-07-16 15:00 | 7 | 14 | 2 | 1 | 1 | 0.36233 | 1.7544 | 3.5088 | 2.8986 | 27.8293 | 18.2193 | 17.0341 | 17.0341 | 97.6473 | 2.8986 | 0 | 16.9804 | 80.6669 | 0 | 49.3757 | 0 | 8.9202 | 0.61016 | 0.61016 | 0 | 0 | 97.6473 | 0 | 49.3757 | 0 | 0 | 0.36233 | 0.42111
2018-07-16 16:00 | 7 | 15 | 2 | 1 | 1 | 0.23155 | 1.8932 | 3.7864 | 1.8524 | 27.8293 | 18.2193 | 17.0341 | 17.0341 | 105.3723 | 1.8524 | 0 | 53.8204 | 51.5519 | 0 | 31.5546 | 0 | 8.257 | 1.9339 | 1.9339 | 0 | 0 | 105.3723 | 0 | 31.5546 | 0 | 0 | 0.23155 | 0.15496
2018-07-16 17:00 | 7 | 16 | 2 | 1 | 1 | 0.11273 | 1.9444 | 3.8889 | 0.90184 | 27.8293 | 18.2193 | 17.0341 | 17.0341 | 108.2245 | 0.90184 | 0 | 83.1269 | 25.0976 | 0 | 15.3621 | 0 | 6.1549 | 2.987 | 2.987 | 0 | 0 | 108.2245 | 0 | 15.3621 | 0 | 0 | 0.11273 | 0.10331
2018-07-16 18:00 | 7 | 17 | 2 | 1 | 1 | 0.071202 | 1.8617 | 3.7234 | 0.56962 | 27.8293 | 18.2193 | 17.0341 | 17.0341 | 103.6186 | 0.56962 | 0 | 87.7665 | 15.8521 | 0 | 9.703 | 0 | 2.9081 | 3.1537 | 2.6754 | 0 | 13.3107 | 90.3079 | 0 | 9.703 | 0 | 0 | 0.071202 | 0.075359
2018-07-16 19:00 | 7 | 18 | 2 | 1 | 1 | 0.010388 | 1.8058 | 3.6116 | 0.083101 | 27.8293 | 18.2193 | 17.0341 | 17.0341 | 100.5093 | 0.083101 | 0 | 98.1966 | 2.3126 | 0 | 1.4156 | 0 | 0 | 3.5285 | 0 | 0 | 98.1966 | 2.3126 | 0 | 1.4156 | 0 | 0 | 0.010388 | 0.0080667
2018-07-16 20:00 | 7 | 19 | 2 | 1 | 0 | 0 | 1.5741 | 3.1482 | 0 | 16.5561 | 6.9461 | 17.0341 | 17.0341 | 52.1215 | 0 | 0 | 52.1215 | 0 | 0 | 0 | 0 | 0 | 3.1482 | 0 | 0 | 52.1215 | 0 | 0 | 0 | 0 | 0 | 0 | 0
2018-07-16 21:00 | 7 | 20 | 2 | 1 | 0 | 0 | 1.2806 | 2.5611 | 0 | 16.5561 | 6.9461 | 17.0341 | 17.0341 | 42.4023 | 0 | 0 | 42.4023 | 0 | 0 | 0 | 0 | 0 | 2.5611 | 0 | 0 | 42.4023 | 0 | 0 | 0 | 0 | 0 | 0 | 0
2018-07-16 22:00 | 7 | 21 | 2 | 1 | 0 | 0 | 0.97649 | 1.953 | 0 | 16.5561 | 6.9461 | 17.0341 | 17.0341 | 32.3338 | 0 | 0 | 32.3338 | 0 | 0 | 0 | 0 | 0 | 1.953 | 0 | 0 | 32.3338 | 0 | 0 | 0 | 0 | 0 | 0 | 0
2018-07-16 23:00 | 7 | 22 | 2 | 1 | 0 | 0 | 0.83851 | 1.677 | 0 | 16.5561 | 6.9461 | 17.0341 | 17.0341 | 27.7648 | 0 | 0 | 27.7648 | 0 | 0 | 0 | 0 | 0 | 1.677 | 0 | 0 | 27.7648 | 0 | 0 | 0 | 0 | 0 | 0 | 0
2018-07-17 | 7 | 23 | 2 | 1 | 0 | 0 | 0.73806 | 1.4761 | 0 | 16.5561 | 6.9461 | 17.0341 | 17.0341 | 24.4389 | 0 | 0 | 24.4389 | 0 | 0 | 0 | 0 | 0 | 1.4761 | 0 | 0 | 24.4389 | 0 | 0 | 0 | 0 | 0 | 0 | 0
2018-07-17 01:00 | 7 | 0 | 3 | 1 | 0 | 0 | 0.61894 | 1.2379 | 0 | 16.5561 | 6.9461 | 17.0341 | 17.0341 | 20.4944 | 0 | 0 | 20.4944 | 0 | 0 | 0 | 0 | 0 | 1.2379 | 0 | 0 | 20.4944 | 0 | 0 | 0 | 0 | 0 | 0 | 0
2018-07-17 02:00 | 7 | 1 | 3 | 1 | 0 | 0 | 0.56591 | 1.1318 | 0 | 16.5561 | 6.9461 | 17.0341 | 17.0341 | 18.7384 | 0 | 0 | 18.7384 | 0 | 0 | 0 | 0 | 0 | 1.1318 | 0 | 0 | 18.7384 | 0 | 0 | 0 | 0 | 0 | 0 | 0
2018-07-17 03:00 | 7 | 2 | 3 | 1 | 0 | 0 | 0.54429 | 1.0886 | 0 | 16.5561 | 6.9461 | 17.0341 | 17.0341 | 18.0225 | 0 | 0 | 18.0225 | 0 | 0 | 0 | 0 | 0 | 1.0886 | 0 | 0 | 18.0225 | 0 | 0 | 0 | 0 | 0 | 0 | 0
2018-07-17 04:00 | 7 | 3 | 3 | 1 | 0 | 0 | 0.55092 | 1.1018 | 0 | 16.5561 | 6.9461 | 17.0341 | 17.0341 | 18.2422 | 0 | 0 | 18.2422 | 0 | 0 | 0 | 0 | 0 | 1.1018 | 0 | 0 | 18.2422 | 0 | 0 | 0 | 0 | 0 | 0 | 0
2018-07-17 05:00 | 7 | 4 | 3 | 1 | 0 | 0 | 0.69536 | 1.3907 | 0 | 16.5561 | 6.9461 | 17.0341 | 17.0341 | 23.0247 | 0 | 0 | 23.0247 | 0 | 0 | 0 | 0 | 0 | 1.3907 | 0 | 0 | 23.0247 | 0 | 0 | 0 | 0 | 0 | 0 | 0
2018-07-17 06:00 | 7 | 5 | 3 | 1 | 0 | 0.039396 | 0.87569 | 1.7514 | 0.31517 | 16.5561 | 6.9461 | 17.0341 | 17.0341 | 28.9958 | 0.31517 | 0 | 23.7779 | 5.2179 | 0 | 5.3686 | 0 | 0 | 1.4362 | 0 | 0 | 23.7779 | 5.2179 | 0 | 5.3686 | 0 | 0 | 0.039396 | 0.001037
2018-07-17 07:00 | 7 | 6 | 3 | 1 | 0 | 0.0028921 | 0.95325 | 1.9065 | 0.023137 | 16.5561 | 6.9461 | 17.0341 | 17.0341 | 31.5641 | 0.023137 | 0 | 31.1811 | 0.38306 | 0 | 0.39412 | 0 | 0 | 1.8834 | 0 | 0 | 31.1811 | 0.38306 | 0 | 0.39412 | 0 | 0 | 0.0028921 | 0.05093
2018-07-17 08:00 | 7 | 7 | 3 | 1 | 0 | 0.10836 | 1.024 | 2.0481 | 0.86691 | 16.5561 | 6.9461 | 17.0341 | 17.0341 | 33.9083 | 0.86691 | 0 | 19.5557 | 14.3526 | 0 | 14.7671 | 0 | 0 | 1.1812 | 0 | 0 | 19.5557 | 14.3526 | 0 | 14.7671 | 0 | 0 | 0.10836 | 0.22608
2018-07-17 09:00 | 7 | 8 | 3 | 1 | 0 | 0.10448 | 1.2027 | 2.4053 | 0.83587 | 16.5561 | 6.9461 | 17.0341 | 17.0341 | 39.8226 | 0.83587 | 0 | 25.9839 | 13.8387 | 0 | 14.2384 | 0 | 0 | 1.5694 | 0 | 0 | 25.9839 | 13.8387 | 0 | 14.2384 | 0 | 0 | 0.10448 | 0.30632
2018-07-17 10:00 | 7 | 9 | 3 | 1 | 0 | 0.36847 | 1.4118 | 2.8237 | 2.9477 | 16.5561 | 6.9461 | 17.0341 | 17.0341 | 46.7491 | 2.8237 | 0.12405 | 0 | 46.7491 | 0.86167 | 50.2122 | 0.12405 | 0.12405 | 0 | 0 | 0 | 0 | 46.7491 | 0 | 50.2122 | 0.12405 | 0 | 0.36847 | 0.2569
2018-07-17 11:00 | 7 | 10 | 3 | 1 | 0 | 0.16966 | 1.6618 | 3.3237 | 1.3573 | 16.5561 | 6.9461 | 17.0341 | 17.0341 | 55.0273 | 1.3573 | 0 | 32.5562 | 22.4711 | 0 | 23.12 | 0 | 0.12405 | 1.9664 | 0.11413 | 0 | 30.6667 | 24.3606 | 0 | 23.12 | 0 | 0 | 0.16966 | 0.18749
2018-07-17 12:00 | 7 | 11 | 3 | 1 | 1 | 0.21696 | 1.69 | 3.3799 | 1.7356 | 27.8293 | 18.2193 | 17.0341 | 17.0341 | 94.0604 | 1.7356 | 0 | 45.7585 | 48.3019 | 0 | 29.5653 | 0 | 0 | 1.6443 | 0 | 0 | 45.7585 | 48.3019 | 0 | 29.5653 | 0 | 0 | 0.21696 | 0.42462
2018-07-17 13:00 | 7 | 12 | 3 | 1 | 1 | 0.19911 | 1.7684 | 3.5368 | 1.5929 | 27.8293 | 18.2193 | 17.0341 | 17.0341 | 98.4279 | 1.5929 | 0 | 54.0992 | 44.3287 | 0 | 27.1333 | 0 | 0 | 1.944 | 0 | 0 | 54.0992 | 44.3287 | 0 | 27.1333 | 0 | 0 | 0.19911 | 0.58703
2018-07-17 14:00 | 7 | 13 | 3 | 1 | 1 | 0.41258 | 1.9045 | 3.809 | 3.3006 | 27.8293 | 18.2193 | 17.0341 | 17.0341 | 106.0008 | 3.3006 | 0 | 14.1461 | 91.8547 | 0 | 56.2237 | 0 | 0 | 0.50831 | 0 | 0 | 14.1461 | 91.8547 | 0 | 56.2237 | 0 | 0 | 0.41258 | 0.4678
2018-07-17 15:00 | 7 | 14 | 3 | 1 | 1 | 0.51162 | 2.0928 | 4.1856 | 4.093 | 27.8293 | 18.2193 | 17.0341 | 17.0341 | 116.482 | 4.093 | 0 | 2.5768 | 113.9051 | 0 | 69.7206 | 0 | 0 | 0.092594 | 0 | 0 | 2.5768 | 113.9051 | 0 | 69.7206 | 0 | 0 | 0.51162 | 0.47581
2018-07-17 16:00 | 7 | 15 | 3 | 1 | 1 | 0.28074 | 2.2864 | 4.5728 | 2.2459 | 27.8293 | 18.2193 | 17.0341 | 17.0341 | 127.2587 | 2.2459 | 0 | 64.757 | 62.5017 | 0 | 38.2569 | 0 | 0 | 2.3269 | 0 | 0 | 64.757 | 62.5017 | 0 | 38.2569 | 0 | 0 | 0.28074 | 0.33187
2018-07-17 17:00 | 7 | 16 | 3 | 1 | 1 | 0.2203 | 2.2854 | 4.5707 | 1.7624 | 27.8293 | 18.2193 | 17.0341 | 17.0341 | 127.2007 | 1.7624 | 0 | 78.1541 | 49.0466 | 0 | 30.0211 | 0 | 0 | 2.8083 | 0 | 0 | 78.1541 | 49.0466 | 0 | 30.0211 | 0 | 0 | 0.2203 | 0.25151
2018-07-17 18:00 | 7 | 17 | 3 | 1 | 1 | 0.083977 | 2.1496 | 4.2992 | 0.67181 | 27.8293 | 18.2193 | 17.0341 | 17.0341 | 119.6425 | 0.67181 | 0 | 100.9464 | 18.6961 | 0 | 11.4438 | 0 | 0 | 3.6273 | 0 | 0 | 100.9464 | 18.6961 | 0 | 11.4438 | 0 | 0 | 0.083977 | 0.096826
2018-07-17 19:00 | 7 | 18 | 3 | 1 | 1 | 0.01308 | 1.948 | 3.8959 | 0.10464 | 27.8293 | 18.2193 | 17.0341 | 17.0341 | 108.4212 | 0.10464 | 0 | 105.5091 | 2.9121 | 0 | 1.7825 | 0 | 0 | 3.7913 | 0 | 0 | 105.5091 | 2.9121 | 0 | 1.7825 | 0 | 0 | 0.01308 | 0.015296
2018-07-17 20:00 | 7 | 19 | 3 | 1 | 0 | 0 | 1.7679 | 3.5358 | 0 | 16.5561 | 6.9461 | 17.0341 | 17.0341 | 58.5393 | 0 | 0 | 58.5393 | 0 | 0 | 0 | 0 | 0 | 3.5358 | 0 | 0 | 58.5393 | 0 | 0 | 0 | 0 | 0 | 0 | 0
2018-07-17 21:00 | 7 | 20 | 3 | 1 | 0 | 0 | 1.4282 | 2.8563 | 0 | 16.5561 | 6.9461 | 17.0341 | 17.0341 | 47.2891 | 0 | 0 | 47.2891 | 0 | 0 | 0 | 0 | 0 | 2.8563 | 0 | 0 | 47.2891 | 0 | 0 | 0 | 0 | 0 | 0 | 0
2018-07-17 22:00 | 7 | 21 | 3 | 1 | 0 | 0 | 1.0561 | 2.1122 | 0 | 16.5561 | 6.9461 | 17.0341 | 17.0341 | 34.969 | 0 | 0 | 34.969 | 0 | 0 | 0 | 0 | 0 | 2.1122 | 0 | 0 | 34.969 | 0 | 0 | 0 | 0 | 0 | 0 | 0
2018-07-17 23:00 | 7 | 22 | 3 | 1 | 0 | 0 | 0.93658 | 1.8732 | 0 | 16.5561 | 6.9461 | 17.0341 | 17.0341 | 31.0121 | 0 | 0 | 31.0121 | 0 | 0 | 0 | 0 | 0 | 1.8732 | 0 | 0 | 31.0121 | 0 | 0 | 0 | 0 | 0 | 0 | 0
2018-07-18 | 7 | 23 | 3 | 1 | 0 | 0 | 0.76939 | 1.5388 | 0 | 16.5561 | 6.9461 | 17.0341 | 17.0341 | 25.4762 | 0 | 0 | 25.4762 | 0 | 0 | 0 | 0 | 0 | 1.5388 | 0 | 0 | 25.4762 | 0 | 0 | 0 | 0 | 0 | 0 | 0
2018-07-18 01:00 | 7 | 0 | 4 | 1 | 0 | 0 | 0.61403 | 1.2281 | 0 | 16.5561 | 6.9461 | 17.0341 | 17.0341 | 20.3318 | 0 | 0 | 20.3318 | 0 | 0 | 0 | 0 | 0 | 1.2281 | 0 | 0 | 20.3318 | 0 | 0 | 0 | 0 | 0 | 0 | 0
2018-07-18 02:00 | 7 | 1 | 4 | 1 | 0 | 0 | 0.58974 | 1.1795 | 0 | 16.5561 | 6.9461 | 17.0341 | 17.0341 | 19.5275 | 0 | 0 | 19.5275 | 0 | 0 | 0 | 0 | 0 | 1.1795 | 0 | 0 | 19.5275 | 0 | 0 | 0 | 0 | 0 | 0 | 0
2018-07-18 03:00 | 7 | 2 | 4 | 1 | 0 | 0 | 0.5615 | 1.123 | 0 | 16.5561 | 6.9461 | 17.0341 | 17.0341 | 18.5923 | 0 | 0 | 18.5923 | 0 | 0 | 0 | 0 | 0 | 1.123 | 0 | 0 | 18.5923 | 0 | 0 | 0 | 0 | 0 | 0 | 0
2018-07-18 04:00 | 7 | 3 | 4 | 1 | 0 | 0 | 0.60809 | 1.2162 | 0 | 16.5561 | 6.9461 | 17.0341 | 17.0341 | 20.1351 | 0 | 0 | 20.1351 | 0 | 0 | 0 | 0 | 0 | 1.2162 | 0 | 0 | 20.1351 | 0 | 0 | 0 | 0 | 0 | 0 | 0
2018-07-18 05:00 | 7 | 4 | 4 | 1 | 0 | 0.0021034 | 0.70739 | 1.4148 | 0.016827 | 16.5561 | 6.9461 | 17.0341 | 17.0341 | 23.4231 | 0.016827 | 0 | 23.1445 | 0.2786 | 0 | 0.28664 | 0 | 0 | 1.3979 | 0 | 0 | 23.1445 | 0.2786 | 0 | 0.28664 | 0 | 0 | 0.0021034 | 0.0019753
2018-07-18 06:00 | 7 | 5 | 4 | 1 | 0 | 0.042548 | 0.86696 | 1.7339 | 0.34038 | 16.5561 | 6.9461 | 17.0341 | 17.0341 | 28.707 | 0.34038 | 0 | 23.0716 | 5.6354 | 0 | 5.7981 | 0 | 0 | 1.3935 | 0 | 0 | 23.0716 | 5.6354 | 0 | 5.7981 | 0 | 0 | 0.042548 | 0.049613
2018-07-18 07:00 | 7 | 6 | 4 | 1 | 0 | 0.14363 | 0.89382 | 1.7876 | 1.1491 | 16.5561 | 6.9461 | 17.0341 | 17.0341 | 29.5961 | 1.1491 | 0 | 10.572 | 19.0241 | 0 | 19.5735 | 0 | 0 | 0.63856 | 0 | 0 | 10.572 | 19.0241 | 0 | 19.5735 | 0 | 0 | 0.14363 | 0.17276
2018-07-18 08:00 | 7 | 7 | 4 | 1 | 0 | 0.27404 | 0.93579 | 1.8716 | 2.1923 | 16.5561 | 6.9461 | 17.0341 | 17.0341 | 30.9859 | 1.8716 | 0.32073 | 0 | 30.9859 | 2.2278 | 37.3442 | 0.32073 | 0.32073 | 0 | 0 | 0 | 0 | 30.9859 | 0 | 37.3442 | 0.32073 | 0 | 0.27404 | 0.31027
2018-07-18 09:00 | 7 | 8 | 4 | 1 | 0 | 0.4365 | 0.99864 | 1.9973 | 3.492 | 16.5561 | 6.9461 | 17.0341 | 17.0341 | 33.0671 | 1.9973 | 1.4947 | 0 | 33.0671 | 10.3826 | 59.4835 | 1.4947 | 1.8155 | 0 | 0 | 0 | 0 | 33.0671 | 0 | 59.4835 | 1.4947 | 0 | 0.4365 | 0.46242
2018-07-18 10:00 | 7 | 9 | 4 | 1 | 0 | 0.50021 | 1.0833 | 2.1665 | 4.0017 | 16.5561 | 6.9461 | 17.0341 | 17.0341 | 35.8689 | 2.1665 | 1.8352 | 0 | 35.8689 | 12.7472 | 68.1652 | 1.8352 | 3.6506 | 0 | 0 | 0 | 0 | 35.8689 | 0 | 68.1652 | 1.8352 | 0 | 0.50021 | 0.56429
2018-07-18 11:00 | 7 | 10 | 4 | 1 | 0 | 0.46356 | 1.171 | 2.342 | 3.7085 | 16.5561 | 6.9461 | 17.0341 | 17.0341 | 38.774 | 2.342 | 1.3665 | 0 | 38.774 | 9.4916 | 63.1704 | 1.3665 | 5.0171 | 0 | 0 | 0 | 0 | 38.774 | 0 | 63.1704 | 1.3665 | 0 | 0.46356 | 0.57546
2018-07-18 12:00 | 7 | 11 | 4 | 1 | 1 | 0.43709 | 1.17 | 2.3399 | 3.4967 | 27.8293 | 18.2193 | 17.0341 | 17.0341 | 65.1187 | 2.3399 | 1.1567 | 0 | 65.1187 | 21.0752 | 59.563 | 1.1567 | 6.1739 | 0 | 0 | 0 | 0 | 65.1187 | 0 | 59.563 | 1.1567 | 0 | 0.43709 | 0.28269
2018-07-18 13:00 | 7 | 12 | 4 | 1 | 1 | 0.34471 | 1.2485 | 2.497 | 2.7577 | 27.8293 | 18.2193 | 17.0341 | 17.0341 | 69.4889 | 2.497 | 0.26074 | 0 | 69.4889 | 4.7504 | 46.9751 | 0.26074 | 6.4346 | 0 | 0 | 0 | 0 | 69.4889 | 0 | 46.9751 | 0.26074 | 0 | 0.34471 | 0.50364
2018-07-18 14:00 | 7 | 13 | 4 | 1 | 1 | 0.4817 | 1.3475 | 2.6951 | 3.8536 | 27.8293 | 18.2193 | 17.0341 | 17.0341 | 75.0027 | 2.6951 | 1.1585 | 0 | 75.0027 | 21.107 | 65.6426 | 1.1585 | 7.5931 | 0 | 0 | 0 | 0 | 75.0027 | 0 | 65.6426 | 1.1585 | 0 | 0.4817 | 0.54986
2018-07-18 15:00 | 7 | 14 | 4 | 1 | 1 | 0.39502 | 1.565 | 3.13 | 3.1602 | 27.8293 | 18.2193 | 17.0341 | 17.0341 | 87.1045 | 3.13 | 0.030205 | 0 | 87.1045 | 0.55032 | 53.8306 | 0.030205 | 7.6233 | 0 | 0 | 0 | 0 | 87.1045 | 0 | 53.8306 | 0.030205 | 0 | 0.39502 | 0.49377
2018-07-18 16:00 | 7 | 15 | 4 | 1 | 1 | 0.26273 | 1.6994 | 3.3988 | 2.1018 | 27.8293 | 18.2193 | 17.0341 | 17.0341 | 94.5859 | 2.1018 | 0 | 36.0931 | 58.4927 | 0 | 35.803 | 0 | 7.6233 | 1.2969 | 1.2969 | 0 | 0 | 94.5859 | 0 | 35.803 | 0 | 0 | 0.26273 | 0.43814
2018-07-18 17:00 | 7 | 16 | 4 | 1 | 1 | 0.20535 | 1.7472 | 3.4944 | 1.6428 | 27.8293 | 18.2193 | 17.0341 | 17.0341 | 97.2475 | 1.6428 | 0 | 51.5286 | 45.7189 | 0 | 27.9842 | 0 | 6.2136 | 1.8516 | 1.8516 | 0 | 0 | 97.2475 | 0 | 27.9842 | 0 | 0 | 0.20535 | 0.16148
2018-07-18 18:00 | 7 | 17 | 4 | 1 | 1 | 0.048106 | 1.7027 | 3.4054 | 0.38485 | 27.8293 | 18.2193 | 17.0341 | 17.0341 | 94.7688 | 0.38485 | 0 | 84.0588 | 10.7101 | 0 | 6.5556 | 0 | 4.201 | 3.0205 | 3.0205 | 0 | 0 | 94.7688 | 0 | 6.5556 | 0 | 0 | 0.048106 | 0.050364
2018-07-18 19:00 | 7 | 18 | 4 | 1 | 1 | 0.0033213 | 1.567 | 3.1341 | 0.02657 | 27.8293 | 18.2193 | 17.0341 | 17.0341 | 87.2198 | 0.02657 | 0 | 86.4803 | 0.73944 | 0 | 0.45261 | 0 | 0.9178 | 3.1075 | 0.84438 | 0 | 62.9819 | 24.2379 | 0 | 0.45261 | 0 | 0 | 0.0033213 | 0.0060807
2018-07-18 20:00 | 7 | 19 | 4 | 1 | 0 | 0 | 1.4423 | 2.8845 | 0 | 16.5561 | 6.9461 | 17.0341 | 17.0341 | 47.7567 | 0 | 0 | 47.7567 | 0 | 0 | 0 | 0 | 0 | 2.8845 | 0 | 0 | 47.7567 | 0 | 0 | 0 | 0 | 0 | 0 | 0
2018-07-18 21:00 | 7 | 20 | 4 | 1 | 0 | 0 | 1.1678 | 2.3356 | 0 | 16.5561 | 6.9461 | 17.0341 | 17.0341 | 38.669 | 0 | 0 | 38.669 | 0 | 0 | 0 | 0 | 0 | 2.3356 | 0 | 0 | 38.669 | 0 | 0 | 0 | 0 | 0 | 0 | 0
2018-07-18 22:00 | 7 | 21 | 4 | 1 | 0 | 0 | 0.90985 | 1.8197 | 0 | 16.5561 | 6.9461 | 17.0341 | 17.0341 | 30.1271 | 0 | 0 | 30.1271 | 0 | 0 | 0 | 0 | 0 | 1.8197 | 0 | 0 | 30.1271 | 0 | 0 | 0 | 0 | 0 | 0 | 0
2018-07-18 23:00 | 7 | 22 | 4 | 1 | 0 | 0 | 0.73726 | 1.4745 | 0 | 16.5561 | 6.9461 | 17.0341 | 17.0341 | 24.4123 | 0 | 0 | 24.4123 | 0 | 0 | 0 | 0 | 0 | 1.4745 | 0 | 0 | 24.4123 | 0 | 0 | 0 | 0 | 0 | 0 | 0
2018-07-19 | 7 | 23 | 4 | 1 | 0 | 0 | 0.62332 | 1.2466 | 0 | 16.5561 | 6.9461 | 17.0341 | 17.0341 | 20.6395 | 0 | 0 | 20.6395 | 0 | 0 | 0 | 0 | 0 | 1.2466 | 0 | 0 | 20.6395 | 0 | 0 | 0 | 0 | 0 | 0 | 0
2018-07-19 01:00 | 7 | 0 | 5 | 1 | 0 | 0 | 0.54555 | 1.0911 | 0 | 16.5561 | 6.9461 | 17.0341 | 17.0341 | 18.0643 | 0 | 0 | 18.0643 | 0 | 0 | 0 | 0 | 0 | 1.0911 | 0 | 0 | 18.0643 | 0 | 0 | 0 | 0 | 0 | 0 | 0
2018-07-19 02:00 | 7 | 1 | 5 | 1 | 0 | 0 | 0.50302 | 1.006 | 0 | 16.5561 | 6.9461 | 17.0341 | 17.0341 | 16.6561 | 0 | 0 | 16.6561 | 0 | 0 | 0 | 0 | 0 | 1.006 | 0 | 0 | 16.6561 | 0 | 0 | 0 | 0 | 0 | 0 | 0
2018-07-19 03:00 | 7 | 2 | 5 | 1 | 0 | 0 | 0.49083 | 0.98166 | 0 | 16.5561 | 6.9461 | 17.0341 | 17.0341 | 16.2524 | 0 | 0 | 16.2524 | 0 | 0 | 0 | 0 | 0 | 0.98166 | 0 | 0 | 16.2524 | 0 | 0 | 0 | 0 | 0 | 0 | 0
2018-07-19 04:00 | 7 | 3 | 5 | 1 | 0 | 0 | 0.51699 | 1.034 | 0 | 16.5561 | 6.9461 | 17.0341 | 17.0341 | 17.1186 | 0 | 0 | 17.1186 | 0 | 0 | 0 | 0 | 0 | 1.034 | 0 | 0 | 17.1186 | 0 | 0 | 0 | 0 | 0 | 0 | 0
2018-07-19 05:00 | 7 | 4 | 5 | 1 | 0 | 0.0020549 | 0.66296 | 1.3259 | 0.016439 | 16.5561 | 6.9461 | 17.0341 | 17.0341 | 21.9521 | 0.016439 | 0 | 21.68 | 0.27217 | 0 | 0.28003 | 0 | 0 | 1.3095 | 0 | 0 | 21.68 | 0.27217 | 0 | 0.28003 | 0 | 0 | 0.0020549 | 0.001459
2018-07-19 06:00 | 7 | 5 | 5 | 1 | 0 | 0.042427 | 0.77218 | 1.5444 | 0.33942 | 16.5561 | 6.9461 | 17.0341 | 17.0341 | 25.5683 | 0.33942 | 0 | 19.9489 | 5.6195 | 0 | 5.7817 | 0 | 0 | 1.2049 | 0 | 0 | 19.9489 | 5.6195 | 0 | 5.7817 | 0 | 0 | 0.042427 | 0.049933
2018-07-19 07:00 | 7 | 6 | 5 | 1 | 0 | 0.18674 | 0.81712 | 1.6342 | 1.4939 | 16.5561 | 6.9461 | 17.0341 | 17.0341 | 27.0564 | 1.4939 | 0 | 2.323 | 24.7334 | 0 | 25.4476 | 0 | 0 | 0.14031 | 0 | 0 | 2.323 | 24.7334 | 0 | 25.4476 | 0 | 0 | 0.18674 | 0.20642
2018-07-19 08:00 | 7 | 7 | 5 | 1 | 0 | 0.351 | 0.85554 | 1.7111 | 2.808 | 16.5561 | 6.9461 | 17.0341 | 17.0341 | 28.3287 | 1.7111 | 1.0969 | 0 | 28.3287 | 7.619 | 47.8312 | 1.0969 | 1.0969 | 0 | 0 | 0 | 0 | 28.3287 | 0 | 47.8312 | 1.0969 | 0 | 0.351 | 0.38677
2018-07-19 09:00 | 7 | 8 | 5 | 1 | 0 | 0.47749 | 0.81358 | 1.6272 | 3.8199 | 16.5561 | 6.9461 | 17.0341 | 17.0341 | 26.9394 | 1.6272 | 2.1927 | 0 | 26.9394 | 15.2308 | 65.0685 | 2.1927 | 3.2896 | 0 | 0 | 0 | 0 | 26.9394 | 0 | 65.0685 | 2.1927 | 0 | 0.47749 | 0.43606
2018-07-19 10:00 | 7 | 9 | 5 | 1 | 0 | 0.44395 | 0.80795 | 1.6159 | 3.5516 | 16.5561 | 6.9461 | 17.0341 | 17.0341 | 26.7529 | 1.6159 | 1.9357 | 0 | 26.7529 | 13.4456 | 60.4986 | 1.9357 | 5.2253 | 0 | 0 | 0 | 0 | 26.7529 | 0 | 60.4986 | 1.9357 | 0 | 0.44395 | 0.487
2018-07-19 11:00 | 7 | 10 | 5 | 1 | 0 | 0.40877 | 0.87589 | 1.7518 | 3.2702 | 16.5561 | 6.9461 | 17.0341 | 17.0341 | 29.0026 | 1.7518 | 1.5184 | 0 | 29.0026 | 10.5469 | 55.7046 | 1.5184 | 6.7437 | 0 | 0 | 0 | 0 | 29.0026 | 0 | 55.7046 | 1.5184 | 0 | 0.40877 | 0.60539
2018-07-19 12:00 | 7 | 11 | 5 | 1 | 1 | 0.48333 | 0.9272 | 1.8544 | 3.8667 | 27.8293 | 18.2193 | 17.0341 | 17.0341 | 51.6067 | 1.8544 | 2.0123 | 0 | 51.6067 | 36.6622 | 65.8654 | 2.0123 | 8.756 | 0 | 0 | 0 | 0 | 51.6067 | 0 | 65.8654 | 2.0123 | 0 | 0.48333 | 0.54928
2018-07-19 13:00 | 7 | 12 | 5 | 1 | 1 | 0.51746 | 1.0658 | 2.1317 | 4.1397 | 27.8293 | 18.2193 | 17.0341 | 17.0341 | 59.3231 | 2.1317 | 2.008 | 0 | 59.3231 | 36.5851 | 70.5165 | 2.008 | 10.764 | 0 | 0 | 0 | 0 | 59.3231 | 0 | 70.5165 | 2.008 | 0 | 0.51746 | 0.62513
2018-07-19 14:00 | 7 | 13 | 5 | 1 | 1 | 0.32418 | 1.096 | 2.1919 | 2.5934 | 27.8293 | 18.2193 | 17.0341 | 17.0341 | 60.9994 | 2.1919 | 0.40151 | 0 | 60.9994 | 7.3153 | 44.1768 | 0.40151 | 11.1655 | 0 | 0 | 0 | 0 | 60.9994 | 0 | 44.1768 | 0.40151 | 0 | 0.32418 | 0.46918
2018-07-19 15:00 | 7 | 14 | 5 | 1 | 1 | 0.36436 | 1.3062 | 2.6125 | 2.9149 | 27.8293 | 18.2193 | 17.0341 | 17.0341 | 72.7032 | 2.6125 | 0.30241 | 0 | 72.7032 | 5.5097 | 49.6525 | 0.30241 | 11.4679 | 0 | 0 | 0 | 0 | 72.7032 | 0 | 49.6525 | 0.30241 | 0 | 0.36436 | 0.4627
2018-07-19 16:00 | 7 | 15 | 5 | 1 | 1 | 0.3106 | 1.4922 | 2.9843 | 2.4848 | 27.8293 | 18.2193 | 17.0341 | 17.0341 | 83.0516 | 2.4848 | 0 | 13.9016 | 69.15 | 0 | 42.3263 | 0 | 11.4679 | 0.49953 | 0.49953 | 0 | 0 | 83.0516 | 0 | 42.3263 | 0 | 0 | 0.3106 | 0.36872
2018-07-19 17:00 | 7 | 16 | 5 | 1 | 1 | 0.25335 | 1.504 | 3.0079 | 2.0268 | 27.8293 | 18.2193 | 17.0341 | 17.0341 | 83.7078 | 2.0268 | 0 | 27.3027 | 56.4051 | 0 | 34.5252 | 0 | 10.925 | 0.98108 | 0.98108 | 0 | 0 | 83.7078 | 0 | 34.5252 | 0 | 0 | 0.25335 | 0.2759
2018-07-19 18:00 | 7 | 17 | 5 | 1 | 1 | 0.082656 | 1.5159 | 3.0318 | 0.66125 | 27.8293 | 18.2193 | 17.0341 | 17.0341 | 84.3735 | 0.66125 | 0 | 65.9714 | 18.4022 | 0 | 11.2638 | 0 | 9.8586 | 2.3706 | 2.3706 | 0 | 0 | 84.3735 | 0 | 11.2638 | 0 | 0 | 0.082656 | 0.098126
2018-07-19 19:00 | 7 | 18 | 5 | 1 | 1 | 0.0087118 | 1.3932 | 2.7865 | 0.069694 | 27.8293 | 18.2193 | 17.0341 | 17.0341 | 77.5461 | 0.069694 | 0 | 75.6066 | 1.9395 | 0 | 1.1872 | 0 | 7.2819 | 2.7168 | 2.7168 | 0 | 0 | 77.5461 | 0 | 1.1872 | 0 | 0 | 0.0087118 | 0.011158
2018-07-19 20:00 | 7 | 19 | 5 | 1 | 0 | 0 | 1.2277 | 2.4553 | 0 | 16.5561 | 6.9461 | 17.0341 | 17.0341 | 40.6509 | 0 | 0 | 40.6509 | 0 | 0 | 0 | 0 | 4.3288 | 2.4553 | 2.4553 | 0 | 0 | 40.6509 | 0 | 0 | 0 | 0 | 0 | 0
2018-07-19 21:00 | 7 | 20 | 5 | 1 | 0 | 0 | 0.99936 | 1.9987 | 0 | 16.5561 | 6.9461 | 17.0341 | 17.0341 | 33.0908 | 0 | 0 | 33.0908 | 0 | 0 | 0 | 0 | 1.66 | 1.9987 | 1.5272 | 0 | 7.8067 | 25.2841 | 0 | 0 | 0 | 0 | 0 | 0
2018-07-19 22:00 | 7 | 21 | 5 | 1 | 0 | 0 | 0.74774 | 1.4955 | 0 | 16.5561 | 6.9461 | 17.0341 | 17.0341 | 24.7593 | 0 | 0 | 24.7593 | 0 | 0 | 0 | 0 | 0 | 1.4955 | 0 | 0 | 24.7593 | 0 | 0 | 0 | 0 | 0 | 0 | 0
2018-07-19 23:00 | 7 | 22 | 5 | 1 | 0 | 0 | 0.57224 | 1.1445 | 0 | 16.5561 | 6.9461 | 17.0341 | 17.0341 | 18.9481 | 0 | 0 | 18.9481 | 0 | 0 | 0 | 0 | 0 | 1.1445 | 0 | 0 | 18.9481 | 0 | 0 | 0 | 0 | 0 | 0 | 0
2018-07-20 | 7 | 23 | 5 | 1 | 0 | 0 | 0.48228 | 0.96455 | 0 | 16.5561 | 6.9461 | 17.0341 | 17.0341 | 15.9692 | 0 | 0 | 15.9692 | 0 | 0 | 0 | 0 | 0 | 0.96455 | 0 | 0 | 15.9692 | 0 | 0 | 0 | 0 | 0 | 0 | 0
2018-07-20 01:00 | 7 | 0 | 6 | 1 | 0 | 0 | 0.46559 | 0.93117 | 0 | 16.5561 | 6.9461 | 17.0341 | 17.0341 | 15.4165 | 0 | 0 | 15.4165 | 0 | 0 | 0 | 0 | 0 | 0.93117 | 0 | 0 | 15.4165 | 0 | 0 | 0 | 0 | 0 | 0 | 0
2018-07-20 02:00 | 7 | 1 | 6 | 1 | 0 | 0 | 0.43603 | 0.87205 | 0 | 16.5561 | 6.9461 | 17.0341 | 17.0341 | 14.4378 | 0 | 0 | 14.4378 | 0 | 0 | 0 | 0 | 0 | 0.87205 | 0 | 0 | 14.4378 | 0 | 0 | 0 | 0 | 0 | 0 | 0
2018-07-20 03:00 | 7 | 2 | 6 | 1 | 0 | 0 | 0.45191 | 0.90383 | 0 | 16.5561 | 6.9461 | 17.0341 | 17.0341 | 14.9638 | 0 | 0 | 14.9638 | 0 | 0 | 0 | 0 | 0 | 0.90383 | 0 | 0 | 14.9638 | 0 | 0 | 0 | 0 | 0 | 0 | 0
2018-07-20 04:00 | 7 | 3 | 6 | 1 | 0 | 0 | 0.46936 | 0.93872 | 0 | 16.5561 | 6.9461 | 17.0341 | 17.0341 | 15.5414 | 0 | 0 | 15.5414 | 0 | 0 | 0 | 0 | 0 | 0.93872 | 0 | 0 | 15.5414 | 0 | 0 | 0 | 0 | 0 | 0 | 0
2018-07-20 05:00 | 7 | 4 | 6 | 1 | 0 | 0.0013527 | 0.58147 | 1.1629 | 0.010822 | 16.5561 | 6.9461 | 17.0341 | 17.0341 | 19.2537 | 0.010822 | 0 | 19.0745 | 0.17916 | 0 | 0.18434 | 0 | 0 | 1.1521 | 0 | 0 | 19.0745 | 0.17916 | 0 | 0.18434 | 0 | 0 | 0.0013527 | 0.0016193
2018-07-20 06:00 | 7 | 5 | 6 | 1 | 0 | 0.04152 | 0.71538 | 1.4308 | 0.33216 | 16.5561 | 6.9461 | 17.0341 | 17.0341 | 23.6876 | 0.33216 | 0 | 18.1884 | 5.4992 | 0 | 5.658 | 0 | 0 | 1.0986 | 0 | 0 | 18.1884 | 5.4992 | 0 | 5.658 | 0 | 0 | 0.04152 | 0.04621
2018-07-20 07:00 | 7 | 6 | 6 | 1 | 0 | 0.19874 | 0.78003 | 1.5601 | 1.5899 | 16.5561 | 6.9461 | 17.0341 | 17.0341 | 25.8286 | 1.5601 | 0.029877 | 0 | 25.8286 | 0.20753 | 27.0833 | 0.029877 | 0.029877 | 0 | 0 | 0 | 0 | 25.8286 | 0 | 27.0833 | 0.029877 | 0 | 0.19874 | 0.22004
2018-07-20 08:00 | 7 | 7 | 6 | 1 | 0 | 0.36923 | 0.87249 | 1.745 | 2.9538 | 16.5561 | 6.9461 | 17.0341 | 17.0341 | 28.89 | 1.745 | 1.2088 | 0 | 28.89 | 8.3967 | 50.3159 | 1.2088 | 1.2387 | 0 | 0 | 0 | 0 | 28.89 | 0 | 50.3159 | 1.2088 | 0 | 0.36923 | 0.40916
2018-07-20 09:00 | 7 | 8 | 6 | 1 | 0 | 0.49899 | 0.88954 | 1.7791 | 3.9919 | 16.5561 | 6.9461 | 17.0341 | 17.0341 | 29.4544 | 1.7791 | 2.2129 | 0 | 29.4544 | 15.3707 | 67.9992 | 2.2129 | 3.4516 | 0 | 0 | 0 | 0 | 29.4544 | 0 | 67.9992 | 2.2129 | 0 | 0.49899 | 0.55248
2018-07-20 10:00 | 7 | 9 | 6 | 1 | 0 | 0.59583 | 0.94417 | 1.8883 | 4.7667 | 16.5561 | 6.9461 | 17.0341 | 17.0341 | 31.2635 | 1.8883 | 2.8783 | 0 | 31.2635 | 19.993 | 81.1959 | 2.8783 | 6.3299 | 0 | 0 | 0 | 0 | 31.2635 | 0 | 81.1959 | 2.8783 | 0 | 0.59583 | 0.66009
2018-07-20 11:00 | 7 | 10 | 6 | 1 | 0 | 0.63259 | 1.0282 | 2.0565 | 5.0607 | 16.5561 | 6.9461 | 17.0341 | 17.0341 | 34.0471 | 2.0565 | 3.0043 | 0 | 34.0471 | 20.8678 | 86.2052 | 3.0043 | 9.3341 | 0 | 0 | 0 | 0 | 34.0471 | 0 | 86.2052 | 3.0043 | 0 | 0.63259 | 0.6515
2018-07-20 12:00 | 7 | 11 | 6 | 1 | 1 | 0.55744 | 1.1243 | 2.2487 | 4.4595 | 27.8293 | 18.2193 | 17.0341 | 17.0341 | 62.5795 | 2.2487 | 2.2108 | 0 | 62.5795 | 40.2797 | 75.964 | 2.2108 | 11.545 | 0 | 0 | 0 | 0 | 62.5795 | 0 | 75.964 | 2.2108 | 0 | 0.55744 | 0.62231
2018-07-20 13:00 | 7 | 12 | 6 | 1 | 1 | 0.63555 | 1.2094 | 2.4188 | 5.0844 | 27.8293 | 18.2193 | 17.0341 | 17.0341 | 67.3139 | 2.4188 | 2.6656 | 0 | 67.3139 | 48.5652 | 86.6084 | 0.95503 | 12.5 | 0 | 0 | 1.7106 | 0 | 67.3139 | 31.1652 | 86.6084 | 2.6656 | 3.4211 | 0.63555 | 0.63313
2018-07-20 14:00 | 7 | 13 | 6 | 1 | 1 | 0.52957 | 1.4083 | 2.8166 | 4.2366 | 27.8293 | 18.2193 | 17.0341 | 17.0341 | 78.3838 | 2.8166 | 1.42 | 0 | 78.3838 | 25.8713 | 72.1666 | 0 | 12.5 | 0 | 0 | 1.42 | 0 | 78.3838 | 25.8713 | 72.1666 | 1.42 | 2.84 | 0.52957 | 0.60198
2018-07-20 15:00 | 7 | 14 | 6 | 1 | 1 | 0.47526 | 1.5501 | 3.1002 | 3.8021 | 27.8293 | 18.2193 | 17.0341 | 17.0341 | 86.2778 | 3.1002 | 0.70181 | 0 | 86.2778 | 12.7866 | 64.7649 | 0 | 12.5 | 0 | 0 | 0.70181 | 0 | 86.2778 | 12.7866 | 64.7649 | 0.70181 | 1.4036 | 0.47526 | 0.5245
2018-07-20 16:00 | 7 | 15 | 6 | 1 | 1 | 0.38493 | 1.6771 | 3.3543 | 3.0794 | 27.8293 | 18.2193 | 17.0341 | 17.0341 | 93.3467 | 3.0794 | 0 | 7.6481 | 85.6987 | 0 | 52.4556 | 0 | 12.5 | 0.27482 | 0.27482 | 0 | 0 | 93.3467 | 0 | 52.4556 | 0 | 0 | 0.38493 | 0.41422
2018-07-20 17:00 | 7 | 16 | 6 | 1 | 1 | 0.22773 | 1.772 | 3.5439 | 1.8219 | 27.8293 | 18.2193 | 17.0341 | 17.0341 | 98.6255 | 1.8219 | 0 | 47.9245 | 50.701 | 0 | 31.0338 | 0 | 12.2013 | 1.7221 | 1.7221 | 0 | 0 | 98.6255 | 0 | 31.0338 | 0 | 0 | 0.22773 | 0.24517
2018-07-20 18:00 | 7 | 17 | 6 | 1 | 1 | 0.084277 | 1.7236 | 3.4472 | 0.67422 | 27.8293 | 18.2193 | 17.0341 | 17.0341 | 95.9319 | 0.67422 | 0 | 77.1689 | 18.7629 | 0 | 11.4847 | 0 | 10.3294 | 2.7729 | 2.7729 | 0 | 0 | 95.9319 | 0 | 11.4847 | 0 | 0 | 0.084277 | 0.041518
2018-07-20 19:00 | 7 | 18 | 6 | 1 | 1 | 0.0079702 | 1.5663 | 3.1327 | 0.063762 | 27.8293 | 18.2193 | 17.0341 | 17.0341 | 87.1798 | 0.063762 | 0 | 85.4054 | 1.7744 | 0 | 1.0861 | 0 | 7.3154 | 3.0689 | 3.0689 | 0 | 0 | 87.1798 | 0 | 1.0861 | 0 | 0 | 0.0079702 | 0.0051663
2018-07-20 20:00 | 7 | 19 | 6 | 1 | 0 | 0 | 1.435 | 2.8699 | 0 | 16.5561 | 6.9461 | 17.0341 | 17.0341 | 47.5149 | 0 | 0 | 47.5149 | 0 | 0 | 0 | 0 | 3.9796 | 2.8699 | 2.8699 | 0 | 0 | 47.5149 | 0 | 0 | 0 | 0 | 0 | 0
2018-07-20 21:00 | 7 | 20 | 6 | 1 | 0 | 0 | 1.1207 | 2.2414 | 0 | 16.5561 | 6.9461 | 17.0341 | 17.0341 | 37.1088 | 0 | 0 | 37.1088 | 0 | 0 | 0 | 0 | 0.86012 | 2.2414 | 0.79131 | 0 | 24.0078 | 13.101 | 0 | 0 | 0 | 0 | 0 | 0
2018-07-20 22:00 | 7 | 21 | 6 | 1 | 0 | 0 | 0.85494 | 1.7099 | 0 | 16.5561 | 6.9461 | 17.0341 | 17.0341 | 28.309 | 0 | 0 | 28.309 | 0 | 0 | 0 | 0 | 0 | 1.7099 | 0 | 0 | 28.309 | 0 | 0 | 0 | 0 | 0 | 0 | 0
2018-07-20 23:00 | 7 | 22 | 6 | 1 | 0 | 0 | 0.67747 | 1.3549 | 0 | 16.5561 | 6.9461 | 17.0341 | 17.0341 | 22.4325 | 0 | 0 | 22.4325 | 0 | 0 | 0 | 0 | 0 | 1.3549 | 0 | 0 | 22.4325 | 0 | 0 | 0 | 0 | 0 | 0 | 0
2018-07-21 | 7 | 23 | 6 | 1 | 0 | 0 | 0.60454 | 1.2091 | 0 | 16.5561 | 6.9461 | 17.0341 | 17.0341 | 20.0176 | 0 | 0 | 20.0176 | 0 | 0 | 0 | 0 | 0 | 1.2091 | 0 | 0 | 20.0176 | 0 | 0 | 0 | 0 | 0 | 0 | 0
2018-07-21 01:00 | 7 | 0 | 7 | 1 | 0 | 0 | 0.49464 | 0.98929 | 0 | 16.5561 | 6.9461 | 17.0341 | 17.0341 | 16.3787 | 0 | 0 | 16.3787 | 0 | 0 | 0 | 0 | 0 | 0.98929 | 0 | 0 | 16.3787 | 0 | 0 | 0 | 0 | 0 | 0 | 0
2018-07-21 02:00 | 7 | 1 | 7 | 1 | 0 | 0 | 0.45136 | 0.90272 | 0 | 16.5561 | 6.9461 | 17.0341 | 17.0341 | 14.9454 | 0 | 0 | 14.9454 | 0 | 0 | 0 | 0 | 0 | 0.90272 | 0 | 0 | 14.9454 | 0 | 0 | 0 | 0 | 0 | 0 | 0
2018-07-21 03:00 | 7 | 2 | 7 | 1 | 0 | 0 | 0.46308 | 0.92616 | 0 | 16.5561 | 6.9461 | 17.0341 | 17.0341 | 15.3336 | 0 | 0 | 15.3336 | 0 | 0 | 0 | 0 | 0 | 0.92616 | 0 | 0 | 15.3336 | 0 | 0 | 0 | 0 | 0 | 0 | 0
2018-07-21 04:00 | 7 | 3 | 7 | 1 | 0 | 0 | 0.46474 | 0.92949 | 0 | 16.5561 | 6.9461 | 17.0341 | 17.0341 | 15.3886 | 0 | 0 | 15.3886 | 0 | 0 | 0 | 0 | 0 | 0.92949 | 0 | 0 | 15.3886 | 0 | 0 | 0 | 0 | 0 | 0 | 0
2018-07-21 05:00 | 7 | 4 | 7 | 1 | 0 | 0.0012931 | 0.50846 | 1.0169 | 0.010344 | 16.5561 | 6.9461 | 17.0341 | 17.0341 | 16.8363 | 0.010344 | 0 | 16.665 | 0.17126 | 0 | 0.17621 | 0 | 0 | 1.0066 | 0 | 0 | 16.665 | 0.17126 | 0 | 0.17621 | 0 | 0 | 0.0012931 | 0.000904
2018-07-21 06:00 | 7 | 5 | 7 | 1 | 0 | 0.042227 | 0.59749 | 1.195 | 0.33781 | 16.5561 | 6.9461 | 17.0341 | 17.0341 | 19.7842 | 0.33781 | 0 | 14.1914 | 5.5929 | 0 | 5.7544 | 0 | 0 | 0.85717 | 0 | 0 | 14.1914 | 5.5929 | 0 | 5.7544 | 0 | 0 | 0.042227 | 0.04865
2018-07-21 07:00 | 7 | 6 | 7 | 1 | 0 | 0.1966 | 0.74066 | 1.4813 | 1.5728 | 16.5561 | 6.9461 | 17.0341 | 17.0341 | 24.5247 | 1.4813 | 0.091463 | 0 | 24.5247 | 0.63531 | 26.7909 | 0.091463 | 0.091463 | 0 | 0 | 0 | 0 | 24.5247 | 0 | 26.7909 | 0.091463 | 0 | 0.1966 | 0.21586
2018-07-21 08:00 | 7 | 7 | 7 | 1 | 0 | 0.37281 | 0.85505 | 1.7101 | 2.9825 | 16.5561 | 6.9461 | 17.0341 | 17.0341 | 28.3126 | 1.7101 | 1.2724 | 0 | 28.3126 | 8.838 | 50.8039 | 1.2724 | 1.3638 | 0 | 0 | 0 | 0 | 28.3126 | 0 | 50.8039 | 1.2724 | 0 | 0.37281 | 0.41122
2018-07-21 09:00 | 7 | 8 | 7 | 1 | 0 | 0.50852 | 0.95191 | 1.9038 | 4.0681 | 16.5561 | 6.9461 | 17.0341 | 17.0341 | 31.5199 | 1.9038 | 2.1643 | 0 | 31.5199 | 15.0334 | 69.2971 | 2.1643 | 3.5281 | 0 | 0 | 0 | 0 | 31.5199 | 0 | 69.2971 | 2.1643 | 0 | 0.50852 | 0.562
2018-07-21 10:00 | 7 | 9 | 7 | 1 | 0 | 0.61076 | 1.0926 | 2.1853 | 4.886 | 16.5561 | 6.9461 | 17.0341 | 17.0341 | 36.1794 | 2.1853 | 2.7008 | 0 | 36.1794 | 18.7598 | 83.2296 | 2.7008 | 6.2289 | 0 | 0 | 0 | 0 | 36.1794 | 0 | 83.2296 | 2.7008 | 0 | 0.61076 | 0.67533
2018-07-21 11:00 | 7 | 10 | 7 | 1 | 0 | 0.67703 | 1.1775 | 2.355 | 5.4162 | 16.5561 | 6.9461 | 17.0341 | 17.0341 | 38.9891 | 2.355 | 3.0612 | 0 | 38.9891 | 21.2635 | 92.2605 | 3.0612 | 9.2901 | 0 | 0 | 0 | 0 | 38.9891 | 0 | 92.2605 | 3.0612 | 0 | 0.67703 | 0.74876
2018-07-21 12:00 | 7 | 11 | 7 | 1 | 1 | 0.70442 | 1.2009 | 2.4019 | 5.6354 | 27.8293 | 18.2193 | 17.0341 | 17.0341 | 66.8425 | 2.4019 | 3.2335 | 0 | 66.8425 | 58.9127 | 95.9942 | 3.2099 | 12.5 | 0 | 0 | 0.023666 | 0 | 66.8425 | 0.43118 | 95.9942 | 3.2335 | 0.047332 | 0.70442 | 0.76923
2018-07-21 13:00 | 7 | 12 | 7 | 1 | 1 | 0.69142 | 1.2123 | 2.4246 | 5.5313 | 27.8293 | 18.2193 | 17.0341 | 17.0341 | 67.4738 | 2.4246 | 3.1068 | 0 | 67.4738 | 56.6031 | 94.2213 | 0 | 12.5 | 0 | 0 | 3.1068 | 0 | 67.4738 | 56.6031 | 94.2213 | 3.1068 | 6.2135 | 0.69142 | 0.76408
2018-07-21 14:00 | 7 | 13 | 7 | 1 | 1 | 0.63892 | 1.3301 | 2.6602 | 5.1114 | 27.8293 | 18.2193 | 17.0341 | 17.0341 | 74.0326 | 2.6602 | 2.4511 | 0 | 74.0326 | 44.6581 | 87.0679 | 0 | 12.5 | 0 | 0 | 2.4511 | 0 | 74.0326 | 44.6581 | 87.0679 | 2.4511 | 4.9023 | 0.63892 | 0.7054
2018-07-21 15:00 | 7 | 14 | 7 | 1 | 1 | 0.54966 | 1.4834 | 2.9668 | 4.3973 | 27.8293 | 18.2193 | 17.0341 | 17.0341 | 82.5652 | 2.9668 | 1.4305 | 0 | 82.5652 | 26.062 | 74.9043 | 0 | 12.5 | 0 | 0 | 1.4305 | 0 | 82.5652 | 26.062 | 74.9043 | 1.4305 | 2.8609 | 0.54966 | 0.60868
2018-07-21 16:00 | 7 | 15 | 7 | 1 | 1 | 0.4253 | 1.51 | 3.0201 | 3.4024 | 27.8293 | 18.2193 | 17.0341 | 17.0341 | 84.0459 | 3.0201 | 0.38235 | 0 | 84.0459 | 6.9661 | 57.957 | 0 | 12.5 | 0 | 0 | 0.38235 | 0 | 84.0459 | 6.9661 | 57.957 | 0.38235 | 0.7647 | 0.4253 | 0.40904
2018-07-21 17:00 | 7 | 16 | 7 | 1 | 1 | 0.26501 | 1.4502 | 2.9005 | 2.1201 | 27.8293 | 18.2193 | 17.0341 | 17.0341 | 80.7177 | 2.1201 | 0 | 21.7165 | 59.0012 | 0 | 36.1143 | 0 | 12.5 | 0.78035 | 0.78035 | 0 | 0 | 80.7177 | 0 | 36.1143 | 0 | 0 | 0.26501 | 0.29172
2018-07-21 18:00 | 7 | 17 | 7 | 1 | 1 | 0.08958 | 1.3559 | 2.7119 | 0.71664 | 27.8293 | 18.2193 | 17.0341 | 17.0341 | 75.4694 | 0.71664 | 0 | 55.5259 | 19.9435 | 0 | 12.2073 | 0 | 11.6518 | 1.9952 | 1.9952 | 0 | 0 | 75.4694 | 0 | 12.2073 | 0 | 0 | 0.08958 | 0.099197
2018-07-21 19:00 | 7 | 18 | 7 | 1 | 1 | 0.0081193 | 1.3285 | 2.657 | 0.064954 | 27.8293 | 18.2193 | 17.0341 | 17.0341 | 73.9435 | 0.064954 | 0 | 72.1358 | 1.8076 | 0 | 1.1064 | 0 | 9.4831 | 2.5921 | 2.5921 | 0 | 0 | 73.9435 | 0 | 1.1064 | 0 | 0 | 0.0081193 | 0.009638
2018-07-21 20:00 | 7 | 19 | 7 | 1 | 0 | 0 | 1.2062 | 2.4123 | 0 | 16.5561 | 6.9461 | 17.0341 | 17.0341 | 39.9382 | 0 | 0 | 39.9382 | 0 | 0 | 0 | 0 | 6.6656 | 2.4123 | 2.4123 | 0 | 0 | 39.9382 | 0 | 0 | 0 | 0 | 0 | 0
2018-07-21 21:00 | 7 | 20 | 7 | 1 | 0 | 0 | 0.8371 | 1.6742 | 0 | 16.5561 | 6.9461 | 17.0341 | 17.0341 | 27.7181 | 0 | 0 | 27.7181 | 0 | 0 | 0 | 0 | 4.0435 | 1.6742 | 1.6742 | 0 | 0 | 27.7181 | 0 | 0 | 0 | 0 | 0 | 0
2018-07-21 22:00 | 7 | 21 | 7 | 1 | 0 | 0 | 0.56825 | 1.1365 | 0 | 16.5561 | 6.9461 | 17.0341 | 17.0341 | 18.8159 | 0 | 0 | 18.8159 | 0 | 0 | 0 | 0 | 2.2237 | 1.1365 | 1.1365 | 0 | 0 | 18.8159 | 0 | 0 | 0 | 0 | 0 | 0
2018-07-21 23:00 | 7 | 22 | 7 | 1 | 0 | 0 | 0.50809 | 1.0162 | 0 | 16.5561 | 6.9461 | 17.0341 | 17.0341 | 16.8241 | 0 | 0 | 16.8241 | 0 | 0 | 0 | 0 | 0.98842 | 1.0162 | 0.90935 | 0 | 1.7689 | 15.0552 | 0 | 0 | 0 | 0 | 0 | 0
2018-07-22 | 7 | 23 | 7 | 1 | 0 | 0 | 0.45311 | 0.90622 | 0 | 16.5561 | 6.9461 | 17.0341 | 17.0341 | 15.0035 | 0 | 0 | 15.0035 | 0 | 0 | 0 | 0 | 0 | 0.90622 | 0 | 0 | 15.0035 | 0 | 0 | 0 | 0 | 0 | 0 | 0
2018-07-22 01:00 | 7 | 0 | 1 | 1 | 0 | 0 | 0.43423 | 0.86846 | 0 | 16.5561 | 6.9461 | 17.0341 | 17.0341 | 14.3782 | 0 | 0 | 14.3782 | 0 | 0 | 0 | 0 | 0 | 0.86846 | 0 | 0 | 14.3782 | 0 | 0 | 0 | 0 | 0 | 0 | 0
2018-07-22 02:00 | 7 | 1 | 1 | 1 | 0 | 0 | 0.42312 | 0.84624 | 0 | 16.5561 | 6.9461 | 17.0341 | 17.0341 | 14.0104 | 0 | 0 | 14.0104 | 0 | 0 | 0 | 0 | 0 | 0.84624 | 0 | 0 | 14.0104 | 0 | 0 | 0 | 0 | 0 | 0 | 0
2018-07-22 03:00 | 7 | 2 | 1 | 1 | 0 | 0 | 0.43579 | 0.87157 | 0 | 16.5561 | 6.9461 | 17.0341 | 17.0341 | 14.4298 | 0 | 0 | 14.4298 | 0 | 0 | 0 | 0 | 0 | 0.87157 | 0 | 0 | 14.4298 | 0 | 0 | 0 | 0 | 0 | 0 | 0
2018-07-22 04:00 | 7 | 3 | 1 | 1 | 0 | 0 | 0.46863 | 0.93726 | 0 | 16.5561 | 6.9461 | 17.0341 | 17.0341 | 15.5173 | 0 | 0 | 15.5173 | 0 | 0 | 0 | 0 | 0 | 0.93726 | 0 | 0 | 15.5173 | 0 | 0 | 0 | 0 | 0 | 0 | 0
2018-07-22 05:00 | 7 | 4 | 1 | 1 | 0 | 0.0013964 | 0.5283 | 1.0566 | 0.011171 | 16.5561 | 6.9461 | 17.0341 | 17.0341 | 17.4931 | 0.011171 | 0 | 17.3082 | 0.18495 | 0 | 0.19029 | 0 | 0 | 1.0454 | 0 | 0 | 17.3082 | 0.18495 | 0 | 0.19029 | 0 | 0 | 0.0013964 | 0.001165
2018-07-22 06:00 | 7 | 5 | 1 | 1 | 0 | 0.04057 | 0.6 | 1.2 | 0.32456 | 16.5561 | 6.9461 | 17.0341 | 17.0341 | 19.8673 | 0.32456 | 0 | 14.4938 | 5.3734 | 0 | 5.5286 | 0 | 0 | 0.87544 | 0 | 0 | 14.4938 | 5.3734 | 0 | 5.5286 | 0 | 0 | 0.04057 | 0.045519
2018-07-22 07:00 | 7 | 6 | 1 | 1 | 0 | 0.19971 | 0.72269 | 1.4454 | 1.5977 | 16.5561 | 6.9461 | 17.0341 | 17.0341 | 23.9298 | 1.4454 | 0.15233 | 0 | 23.9298 | 1.0581 | 27.2157 | 0.15233 | 0.15233 | 0 | 0 | 0 | 0 | 23.9298 | 0 | 27.2157 | 0.15233 | 0 | 0.19971 | 0.22111
2018-07-22 08:00 | 7 | 7 | 1 | 1 | 0 | 0.37492 | 0.82187 | 1.6437 | 2.9993 | 16.5561 | 6.9461 | 17.0341 | 17.0341 | 27.214 | 1.6437 | 1.3556 | 0 | 27.214 | 9.4161 | 51.0913 | 1.3556 | 1.5079 | 0 | 0 | 0 | 0 | 27.214 | 0 | 51.0913 | 1.3556 | 0 | 0.37492 | 0.41472
2018-07-22 09:00 | 7 | 8 | 1 | 1 | 0 | 0.50779 | 0.80735 | 1.6147 | 4.0623 | 16.5561 | 6.9461 | 17.0341 | 17.0341 | 26.7332 | 1.6147 | 2.4476 | 0 | 26.7332 | 17.0014 | 69.1983 | 2.4476 | 3.9556 | 0 | 0 | 0 | 0 | 26.7332 | 0 | 69.1983 | 2.4476 | 0 | 0.50779 | 0.56266
2018-07-22 10:00 | 7 | 9 | 1 | 1 | 0 | 0.60214 | 0.80672 | 1.6134 | 4.8172 | 16.5561 | 6.9461 | 17.0341 | 17.0341 | 26.7123 | 1.6134 | 3.2037 | 0 | 26.7123 | 22.2532 | 82.0561 | 3.2037 | 7.1593 | 0 | 0 | 0 | 0 | 26.7123 | 0 | 82.0561 | 3.2037 | 0 | 0.60214 | 0.5761
2018-07-22 11:00 | 7 | 10 | 1 | 1 | 0 | 0.58791 | 0.87677 | 1.7535 | 4.7033 | 16.5561 | 6.9461 | 17.0341 | 17.0341 | 29.0317 | 1.7535 | 2.9498 | 0 | 29.0317 | 20.4893 | 80.1169 | 2.9498 | 10.109 | 0 | 0 | 0 | 0 | 29.0317 | 0 | 80.1169 | 2.9498 | 0 | 0.58791 | 0.63825
2018-07-22 12:00 | 7 | 11 | 1 | 1 | 1 | 0.57262 | 1.0345 | 2.0689 | 4.581 | 27.8293 | 18.2193 | 17.0341 | 17.0341 | 57.5761 | 2.0689 | 2.5121 | 0 | 57.5761 | 45.7685 | 78.0331 | 2.391 | 12.5 | 0 | 0 | 0.12111 | 0 | 57.5761 | 2.2066 | 78.0331 | 2.5121 | 0.24223 | 0.57262 | 0.58823
2018-07-22 13:00 | 7 | 12 | 1 | 1 | 1 | 0.49198 | 1.0291 | 2.0582 | 3.9358 | 27.8293 | 18.2193 | 17.0341 | 17.0341 | 57.2793 | 2.0582 | 1.8776 | 0 | 57.2793 | 34.2085 | 67.0435 | 0 | 12.5 | 0 | 0 | 1.8776 | 0 | 57.2793 | 34.2085 | 67.0435 | 1.8776 | 3.7552 | 0.49198 | 0.57023
2018-07-22 14:00 | 7 | 13 | 1 | 1 | 1 | 0.45365 | 1.1345 | 2.2691 | 3.6292 | 27.8293 | 18.2193 | 17.0341 | 17.0341 | 63.1471 | 2.2691 | 1.3601 | 0 | 63.1471 | 24.7804 | 61.8203 | 0 | 12.5 | 0 | 0 | 1.3601 | 0 | 63.1471 | 24.7804 | 61.8203 | 1.3601 | 2.7202 | 0.45365 | 0.44202
2018-07-22 15:00 | 7 | 14 | 1 | 1 | 1 | 0.36156 | 1.3217 | 2.6435 | 2.8924 | 27.8293 | 18.2193 | 17.0341 | 17.0341 | 73.5656 | 2.6435 | 0.24898 | 0 | 73.5656 | 4.5363 | 49.2702 | 0 | 12.5 | 0 | 0 | 0.24898 | 0 | 73.5656 | 4.5363 | 49.2702 | 0.24898 | 0.49796 | 0.36156 | 0.43278
2018-07-22 16:00 | 7 | 15 | 1 | 1 | 1 | 0.26315 | 1.3871 | 2.7742 | 2.1052 | 27.8293 | 18.2193 | 17.0341 | 17.0341 | 77.204 | 2.1052 | 0 | 18.6188 | 58.5851 | 0 | 35.8596 | 0 | 12.5 | 0.66904 | 0.66904 | 0 | 0 | 77.204 | 0 | 35.8596 | 0 | 0 | 0.26315 | 0.34012
2018-07-22 17:00 | 7 | 16 | 1 | 1 | 1 | 0.22483 | 1.3713 | 2.7426 | 1.7986 | 27.8293 | 18.2193 | 17.0341 | 17.0341 | 76.3236 | 1.7986 | 0 | 26.2696 | 50.054 | 0 | 30.6377 | 0 | 11.7728 | 0.94395 | 0.94395 | 0 | 0 | 76.3236 | 0 | 30.6377 | 0 | 0 | 0.22483 | 0.25779
2018-07-22 18:00 | 7 | 17 | 1 | 1 | 1 | 0.086695 | 1.3752 | 2.7504 | 0.69356 | 27.8293 | 18.2193 | 17.0341 | 17.0341 | 76.5423 | 0.69356 | 0 | 57.2411 | 19.3012 | 0 | 11.8142 | 0 | 10.7467 | 2.0569 | 2.0569 | 0 | 0 | 76.5423 | 0 | 11.8142 | 0 | 0 | 0.086695 | 0.094392
2018-07-22 19:00 | 7 | 18 | 1 | 1 | 1 | 0.0086333 | 1.2604 | 2.5208 | 0.069067 | 27.8293 | 18.2193 | 17.0341 | 17.0341 | 70.1514 | 0.069067 | 0 | 68.2293 | 1.9221 | 0 | 1.1765 | 0 | 8.511 | 2.4517 | 2.4517 | 0 | 0 | 70.1514 | 0 | 1.1765 | 0 | 0 | 0.0086333 | 0.010744
2018-07-22 20:00 | 7 | 19 | 1 | 1 | 0 | 0 | 1.1967 | 2.3934 | 0 | 16.5561 | 6.9461 | 17.0341 | 17.0341 | 39.6249 | 0 | 0 | 39.6249 | 0 | 0 | 0 | 0 | 5.8461 | 2.3934 | 2.3934 | 0 | 0 | 39.6249 | 0 | 0 | 0 | 0 | 0 | 0
2018-07-22 21:00 | 7 | 20 | 1 | 1 | 0 | 0 | 0.89824 | 1.7965 | 0 | 16.5561 | 6.9461 | 17.0341 | 17.0341 | 29.7426 | 0 | 0 | 29.7426 | 0 | 0 | 0 | 0 | 3.2446 | 1.7965 | 1.7965 | 0 | 0 | 29.7426 | 0 | 0 | 0 | 0 | 0 | 0
2018-07-22 22:00 | 7 | 21 | 1 | 1 | 0 | 0 | 0.67123 | 1.3425 | 0 | 16.5561 | 6.9461 | 17.0341 | 17.0341 | 22.2259 | 0 | 0 | 22.2259 | 0 | 0 | 0 | 0 | 1.2919 | 1.3425 | 1.1886 | 0 | 2.5476 | 19.6783 | 0 | 0 | 0 | 0 | 0 | 0
2018-07-22 23:00 | 7 | 22 | 1 | 1 | 0 | 0 | 0.58192 | 1.1638 | 0 | 16.5561 | 6.9461 | 17.0341 | 17.0341 | 19.2686 | 0 | 0 | 19.2686 | 0 | 0 | 0 | 0 | 0 | 1.1638 | 0 | 0 | 19.2686 | 0 | 0 | 0 | 0 | 0 | 0 | 0
2018-07-23 | 7 | 23 | 1 | 1 | 0 | 0 | 0.5276 | 1.0552 | 0 | 16.5561 | 6.9461 | 17.0341 | 17.0341 | 17.47 | 0 | 0 | 17.47 | 0 | 0 | 0 | 0 | 0 | 1.0552 | 0 | 0 | 17.47 | 0 | 0 | 0 | 0 | 0 | 0 | 0
2018-07-23 01:00 | 7 | 0 | 2 | 1 | 0 | 0 | 0.4513 | 0.90259 | 0 | 16.5561 | 6.9461 | 17.0341 | 17.0341 | 14.9434 | 0 | 0 | 14.9434 | 0 | 0 | 0 | 0 | 0 | 0.90259 | 0 | 0 | 14.9434 | 0 | 0 | 0 | 0 | 0 | 0 | 0
2018-07-23 02:00 | 7 | 1 | 2 | 1 | 0 | 0 | 0.43044 | 0.86088 | 0 | 16.5561 | 6.9461 | 17.0341 | 17.0341 | 14.2528 | 0 | 0 | 14.2528 | 0 | 0 | 0 | 0 | 0 | 0.86088 | 0 | 0 | 14.2528 | 0 | 0 | 0 | 0 | 0 | 0 | 0
2018-07-23 03:00 | 7 | 2 | 2 | 1 | 0 | 0 | 0.42391 | 0.84781 | 0 | 16.5561 | 6.9461 | 17.0341 | 17.0341 | 14.0364 | 0 | 0 | 14.0364 | 0 | 0 | 0 | 0 | 0 | 0.84781 | 0 | 0 | 14.0364 | 0 | 0 | 0 | 0 | 0 | 0 | 0
2018-07-23 04:00 | 7 | 3 | 2 | 1 | 0 | 0 | 0.46995 | 0.9399 | 0 | 16.5561 | 6.9461 | 17.0341 | 17.0341 | 15.561 | 0 | 0 | 15.561 | 0 | 0 | 0 | 0 | 0 | 0.9399 | 0 | 0 | 15.561 | 0 | 0 | 0 | 0 | 0 | 0 | 0
2018-07-23 05:00 | 7 | 4 | 2 | 1 | 0 | 0.00092343 | 0.6342 | 1.2684 | 0.0073875 | 16.5561 | 6.9461 | 17.0341 | 17.0341 | 20.9998 | 0.0073875 | 0 | 20.8775 | 0.12231 | 0 | 0.12584 | 0 | 0 | 1.261 | 0 | 0 | 20.8775 | 0.12231 | 0 | 0.12584 | 0 | 0 | 0.00092343 | 0.00065333
2018-07-23 06:00 | 7 | 5 | 2 | 1 | 0 | 0.038292 | 0.70259 | 1.4052 | 0.30634 | 16.5561 | 6.9461 | 17.0341 | 17.0341 | 23.2641 | 0.30634 | 0 | 18.1924 | 5.0718 | 0 | 5.2182 | 0 | 0 | 1.0988 | 0 | 0 | 18.1924 | 5.0718 | 0 | 5.2182 | 0 | 0 | 0.038292 | 0.044334
2018-07-23 07:00 | 7 | 6 | 2 | 1 | 0 | 0.19347 | 0.84992 | 1.6998 | 1.5478 | 16.5561 | 6.9461 | 17.0341 | 17.0341 | 28.1428 | 1.5478 | 0 | 2.518 | 25.6248 | 0 | 26.3648 | 0 | 0 | 0.15209 | 0 | 0 | 2.518 | 25.6248 | 0 | 26.3648 | 0 | 0 | 0.19347 | 0.21384
2018-07-23 08:00 | 7 | 7 | 2 | 1 | 0 | 0.36086 | 0.86711 | 1.7342 | 2.8869 | 16.5561 | 6.9461 | 17.0341 | 17.0341 | 28.7119 | 1.7342 | 1.1527 | 0 | 28.7119 | 8.0065 | 49.1757 | 1.1527 | 1.1527 | 0 | 0 | 0 | 0 | 28.7119 | 0 | 49.1757 | 1.1527 | 0 | 0.36086 | 0.39906
2018-07-23 09:00 | 7 | 8 | 2 | 1 | 0 | 0.41346 | 0.906 | 1.812 | 3.3076 | 16.5561 | 6.9461 | 17.0341 | 17.0341 | 29.9995 | 1.812 | 1.4956 | 0 | 29.9995 | 10.3889 | 56.3428 | 1.4956 | 2.6483 | 0 | 0 | 0 | 0 | 29.9995 | 0 | 56.3428 | 1.4956 | 0 | 0.41346 | 0.53653
2018-07-23 10:00 | 7 | 9 | 2 | 1 | 0 | 0.57646 | 0.90263 | 1.8053 | 4.6117 | 16.5561 | 6.9461 | 17.0341 | 17.0341 | 29.8879 | 1.8053 | 2.8064 | 0 | 29.8879 | 19.4936 | 78.5558 | 2.8064 | 5.4547 | 0 | 0 | 0 | 0 | 29.8879 | 0 | 78.5558 | 2.8064 | 0 | 0.57646 | 0.6379
2018-07-23 11:00 | 7 | 10 | 2 | 1 | 0 | 0.63428 | 1.0342 | 2.0684 | 5.0742 | 16.5561 | 6.9461 | 17.0341 | 17.0341 | 34.2446 | 2.0684 | 3.0058 | 0 | 34.2446 | 20.8785 | 86.4347 | 3.0058 | 8.4605 | 0 | 0 | 0 | 0 | 34.2446 | 0 | 86.4347 | 3.0058 | 0 | 0.63428 | 0.701
2018-07-23 12:00 | 7 | 11 | 2 | 1 | 1 | 0.4118 | 1.0614 | 2.1229 | 3.2944 | 27.8293 | 18.2193 | 17.0341 | 17.0341 | 59.0787 | 2.1229 | 1.1715 | 0 | 59.0787 | 21.3435 | 56.1167 | 1.1715 | 9.632 | 0 | 0 | 0 | 0 | 59.0787 | 0 | 56.1167 | 1.1715 | 0 | 0.4118 | 0.67938
2018-07-23 13:00 | 7 | 12 | 2 | 1 | 1 | 0.65014 | 1.098 | 2.196 | 5.2011 | 27.8293 | 18.2193 | 17.0341 | 17.0341 | 61.1131 | 2.196 | 3.0051 | 0 | 61.1131 | 54.7515 | 88.5968 | 2.868 | 12.5 | 0 | 0 | 0.13712 | 0 | 61.1131 | 2.4982 | 88.5968 | 3.0051 | 0.27424 | 0.65014 | 0.71916
2018-07-23 14:00 | 7 | 13 | 2 | 1 | 1 | 0.60278 | 1.254 | 2.508 | 4.8223 | 27.8293 | 18.2193 | 17.0341 | 17.0341 | 69.7955 | 2.508 | 2.3143 | 0 | 69.7955 | 42.1646 | 82.1431 | 0 | 12.5 | 0 | 0 | 2.3143 | 0 | 69.7955 | 42.1646 | 82.1431 | 2.3143 | 4.6286 | 0.60278 | 0.66712
2018-07-23 15:00 | 7 | 14 | 2 | 1 | 1 | 0.52108 | 1.3851 | 2.7701 | 4.1686 | 27.8293 | 18.2193 | 17.0341 | 17.0341 | 77.0913 | 2.7701 | 1.3985 | 0 | 77.0913 | 25.4791 | 71.0088 | 0 | 12.5 | 0 | 0 | 1.3985 | 0 | 77.0913 | 25.4791 | 71.0088 | 1.3985 | 2.7969 | 0.52108 | 0.57537
2018-07-23 16:00 | 7 | 15 | 2 | 1 | 1 | 0.4024 | 1.5442 | 3.0883 | 3.2192 | 27.8293 | 18.2193 | 17.0341 | 17.0341 | 85.9466 | 3.0883 | 0.13083 | 0 | 85.9466 | 2.3836 | 54.8359 | 0 | 12.5 | 0 | 0 | 0.13083 | 0 | 85.9466 | 2.3836 | 54.8359 | 0.13083 | 0.26165 | 0.4024 | 0.44331
2018-07-23 17:00 | 7 | 16 | 2 | 1 | 1 | 0.24783 | 1.5325 | 3.065 | 1.9826 | 27.8293 | 18.2193 | 17.0341 | 17.0341 | 85.2965 | 1.9826 | 0 | 30.1208 | 55.1757 | 0 | 33.7727 | 0 | 12.5 | 1.0823 | 1.0823 | 0 | 0 | 85.2965 | 0 | 33.7727 | 0 | 0 | 0.24783 | 0.27176
2018-07-23 18:00 | 7 | 17 | 2 | 1 | 1 | 0.07475 | 1.5451 | 3.0902 | 0.598 | 27.8293 | 18.2193 | 17.0341 | 17.0341 | 85.997 | 0.598 | 0 | 69.3551 | 16.6419 | 0 | 10.1864 | 0 | 11.3235 | 2.4922 | 2.4922 | 0 | 0 | 85.997 | 0 | 10.1864 | 0 | 0 | 0.07475 | 0.066793
2018-07-23 19:00 | 7 | 18 | 2 | 1 | 1 | 0.0086355 | 1.4358 | 2.8717 | 0.069084 | 27.8293 | 18.2193 | 17.0341 | 17.0341 | 79.9173 | 0.069084 | 0 | 77.9948 | 1.9226 | 0 | 1.1768 | 0 | 8.6147 | 2.8026 | 2.8026 | 0 | 0 | 79.9173 | 0 | 1.1768 | 0 | 0 | 0.0086355 | 0.0086367
2018-07-23 20:00 | 7 | 19 | 2 | 1 | 0 | 0 | 1.2096 | 2.4192 | 0 | 16.5561 | 6.9461 | 17.0341 | 17.0341 | 40.0529 | 0 | 0 | 40.0529 | 0 | 0 | 0 | 0 | 5.5684 | 2.4192 | 2.4192 | 0 | 0 | 40.0529 | 0 | 0 | 0 | 0 | 0 | 0
2018-07-23 21:00 | 7 | 20 | 2 | 1 | 0 | 0 | 0.95803 | 1.9161 | 0 | 16.5561 | 6.9461 | 17.0341 | 17.0341 | 31.7223 | 0 | 0 | 31.7223 | 0 | 0 | 0 | 0 | 2.9388 | 1.9161 | 1.9161 | 0 | 0 | 31.7223 | 0 | 0 | 0 | 0 | 0 | 0
2018-07-23 22:00 | 7 | 21 | 2 | 1 | 0 | 0 | 0.62596 | 1.2519 | 0 | 16.5561 | 6.9461 | 17.0341 | 17.0341 | 20.7268 | 0 | 0 | 20.7268 | 0 | 0 | 0 | 0 | 0.85609 | 1.2519 | 0.7876 | 0 | 7.6873 | 13.0395 | 0 | 0 | 0 | 0 | 0 | 0
2018-07-23 23:00 | 7 | 22 | 2 | 1 | 0 | 0 | 0.5476 | 1.0952 | 0 | 16.5561 | 6.9461 | 17.0341 | 17.0341 | 18.1323 | 0 | 0 | 18.1323 | 0 | 0 | 0 | 0 | 0 | 1.0952 | 0 | 0 | 18.1323 | 0 | 0 | 0 | 0 | 0 | 0 | 0
2018-07-24 | 7 | 23 | 2 | 1 | 0 | 0 | 0.4727 | 0.9454 | 0 | 16.5561 | 6.9461 | 17.0341 | 17.0341 | 15.652 | 0 | 0 | 15.652 | 0 | 0 | 0 | 0 | 0 | 0.9454 | 0 | 0 | 15.652 | 0 | 0 | 0 | 0 | 0 | 0 | 0
2018-07-24 01:00 | 7 | 0 | 3 | 1 | 0 | 0 | 0.44417 | 0.88834 | 0 | 16.5561 | 6.9461 | 17.0341 | 17.0341 | 14.7074 | 0 | 0 | 14.7074 | 0 | 0 | 0 | 0 | 0 | 0.88834 | 0 | 0 | 14.7074 | 0 | 0 | 0 | 0 | 0 | 0 | 0
2018-07-24 02:00 | 7 | 1 | 3 | 1 | 0 | 0 | 0.43345 | 0.8669 | 0 | 16.5561 | 6.9461 | 17.0341 | 17.0341 | 14.3525 | 0 | 0 | 14.3525 | 0 | 0 | 0 | 0 | 0 | 0.8669 | 0 | 0 | 14.3525 | 0 | 0 | 0 | 0 | 0 | 0 | 0
2018-07-24 03:00 | 7 | 2 | 3 | 1 | 0 | 0 | 0.43299 | 0.86598 | 0 | 16.5561 | 6.9461 | 17.0341 | 17.0341 | 14.3372 | 0 | 0 | 14.3372 | 0 | 0 | 0 | 0 | 0 | 0.86598 | 0 | 0 | 14.3372 | 0 | 0 | 0 | 0 | 0 | 0 | 0
2018-07-24 04:00 | 7 | 3 | 3 | 1 | 0 | 0 | 0.45864 | 0.91728 | 0 | 16.5561 | 6.9461 | 17.0341 | 17.0341 | 15.1866 | 0 | 0 | 15.1866 | 0 | 0 | 0 | 0 | 0 | 0.91728 | 0 | 0 | 15.1866 | 0 | 0 | 0 | 0 | 0 | 0 | 0
2018-07-24 05:00 | 7 | 4 | 3 | 1 | 0 | 0.00041982 | 0.58922 | 1.1784 | 0.0033586 | 16.5561 | 6.9461 | 17.0341 | 17.0341 | 19.5104 | 0.0033586 | 0 | 19.4548 | 0.055605 | 0 | 0.05721 | 0 | 0 | 1.1751 | 0 | 0 | 19.4548 | 0.055605 | 0 | 0.05721 | 0 | 0 | 0.00041982 | 0
2018-07-24 06:00 | 7 | 5 | 3 | 1 | 0 | 0.037195 | 0.6957 | 1.3914 | 0.29756 | 16.5561 | 6.9461 | 17.0341 | 17.0341 | 23.0363 | 0.29756 | 0 | 18.1099 | 4.9264 | 0 | 5.0686 | 0 | 0 | 1.0939 | 0 | 0 | 18.1099 | 4.9264 | 0 | 5.0686 | 0 | 0 | 0.037195 | 0.04299
2018-07-24 07:00 | 7 | 6 | 3 | 1 | 0 | 0.18881 | 0.73539 | 1.4708 | 1.5105 | 16.5561 | 6.9461 | 17.0341 | 17.0341 | 24.3504 | 1.4708 | 0.039681 | 0 | 24.3504 | 0.27563 | 25.7295 | 0.039681 | 0.039681 | 0 | 0 | 0 | 0 | 24.3504 | 0 | 25.7295 | 0.039681 | 0 | 0.18881 | 0.20888
2018-07-24 08:00 | 7 | 7 | 3 | 1 | 0 | 0.35375 | 0.75404 | 1.5081 | 2.83 | 16.5561 | 6.9461 | 17.0341 | 17.0341 | 24.9678 | 1.5081 | 1.3219 | 0 | 24.9678 | 9.1823 | 48.2068 | 1.3219 | 1.3616 | 0 | 0 | 0 | 0 | 24.9678 | 0 | 48.2068 | 1.3219 | 0 | 0.35375 | 0.39016
2018-07-24 09:00 | 7 | 8 | 3 | 1 | 0 | 0.46785 | 0.87357 | 1.7471 | 3.7428 | 16.5561 | 6.9461 | 17.0341 | 17.0341 | 28.9257 | 1.7471 | 1.9957 | 0 | 28.9257 | 13.8622 | 63.7559 | 1.9957 | 3.3573 | 0 | 0 | 0 | 0 | 28.9257 | 0 | 63.7559 | 1.9957 | 0 | 0.46785 | 0.51823
2018-07-24 10:00 | 7 | 9 | 3 | 1 | 0 | 0.55407 | 0.97713 | 1.9543 | 4.4326 | 16.5561 | 6.9461 | 17.0341 | 17.0341 | 32.3548 | 1.9543 | 2.4783 | 0 | 32.3548 | 17.2144 | 75.5047 | 2.4783 | 5.8356 | 0 | 0 | 0 | 0 | 32.3548 | 0 | 75.5047 | 2.4783 | 0 | 0.55407 | 0.61552
2018-07-24 11:00 | 7 | 10 | 3 | 1 | 0 | 0.62286 | 1.0491 | 2.0983 | 4.9829 | 16.5561 | 6.9461 | 17.0341 | 17.0341 | 34.7388 | 2.0983 | 2.8846 | 0 | 34.7388 | 20.0369 | 84.8792 | 2.8846 | 8.7202 | 0 | 0 | 0 | 0 | 34.7388 | 0 | 84.8792 | 2.8846 | 0 | 0.62286 | 0.69055
2018-07-24 12:00 | 7 | 11 | 3 | 1 | 1 | 0.6267 | 1.1836 | 2.3672 | 5.0136 | 27.8293 | 18.2193 | 17.0341 | 17.0341 | 65.8768 | 2.3672 | 2.6464 | 0 | 65.8768 | 48.2154 | 85.4017 | 2.6464 | 11.3666 | 0 | 0 | 0 | 0 | 65.8768 | 0 | 85.4017 | 2.6464 | 0 | 0.6267 | 0.72286
2018-07-24 13:00 | 7 | 12 | 3 | 1 | 1 | 0.56049 | 1.3075 | 2.615 | 4.4839 | 27.8293 | 18.2193 | 17.0341 | 17.0341 | 72.7738 | 2.615 | 1.8689 | 0 | 72.7738 | 34.0499 | 76.3793 | 1.1334 | 12.5 | 0 | 0 | 0.73551 | 0 | 72.7738 | 13.4005 | 76.3793 | 1.8689 | 1.471 | 0.56049 | 0.59001
2018-07-24 14:00 | 7 | 13 | 3 | 1 | 1 | 0.59817 | 1.441 | 2.882 | 4.7854 | 27.8293 | 18.2193 | 17.0341 | 17.0341 | 80.2051 | 2.882 | 1.9033 | 0 | 80.2051 | 34.6773 | 81.5145 | 0 | 12.5 | 0 | 0 | 1.9033 | 0 | 80.2051 | 34.6773 | 81.5145 | 1.9033 | 3.8066 | 0.59817 | 0.5711
2018-07-24 15:00 | 7 | 14 | 3 | 1 | 1 | 0.51237 | 1.7006 | 3.4012 | 4.099 | 27.8293 | 18.2193 | 17.0341 | 17.0341 | 94.6536 | 3.4012 | 0.69776 | 0 | 94.6536 | 12.7128 | 69.8227 | 0 | 12.5 | 0 | 0 | 0.69776 | 0 | 94.6536 | 12.7128 | 69.8227 | 0.69776 | 1.3955 | 0.51237 | 0.56668
2018-07-24 16:00 | 7 | 15 | 3 | 1 | 1 | 0.35296 | 1.7488 | 3.4976 | 2.8237 | 27.8293 | 18.2193 | 17.0341 | 17.0341 | 97.3351 | 2.8237 | 0 | 18.7545 | 78.5806 | 0 | 48.0987 | 0 | 12.5 | 0.67391 | 0.67391 | 0 | 0 | 97.3351 | 0 | 48.0987 | 0 | 0 | 0.35296 | 0.38046
2018-07-24 17:00 | 7 | 16 | 3 | 1 | 1 | 0.22676 | 1.7768 | 3.5536 | 1.8141 | 27.8293 | 18.2193 | 17.0341 | 17.0341 | 98.8942 | 1.8141 | 0 | 48.4096 | 50.4846 | 0 | 30.9013 | 0 | 11.7675 | 1.7395 | 1.7395 | 0 | 0 | 98.8942 | 0 | 30.9013 | 0 | 0 | 0.22676 | 0.26889
2018-07-24 18:00 | 7 | 17 | 3 | 1 | 1 | 0.082917 | 1.7293 | 3.4586 | 0.66334 | 27.8293 | 18.2193 | 17.0341 | 17.0341 | 96.25 | 0.66334 | 0 | 77.7898 | 18.4602 | 0 | 11.2993 | 0 | 9.8767 | 2.7952 | 2.7952 | 0 | 0 | 96.25 | 0 | 11.2993 | 0 | 0 | 0.082917 | 0.093434
2018-07-24 19:00 | 7 | 18 | 3 | 1 | 1 | 0.0099311 | 1.5793 | 3.1586 | 0.079448 | 27.8293 | 18.2193 | 17.0341 | 17.0341 | 87.9018 | 0.079448 | 0 | 85.6908 | 2.211 | 0 | 1.3533 | 0 | 6.8384 | 3.0792 | 3.0792 | 0 | 0 | 87.9018 | 0 | 1.3533 | 0 | 0 | 0.0099311 | 0.009325
2018-07-24 20:00 | 7 | 19 | 3 | 1 | 0 | 0 | 1.4112 | 2.8223 | 0 | 16.5561 | 6.9461 | 17.0341 | 17.0341 | 46.7265 | 0 | 0 | 46.7265 | 0 | 0 | 0 | 0 | 3.4915 | 2.8223 | 2.8223 | 0 | 0 | 46.7265 | 0 | 0 | 0 | 0 | 0 | 0
2018-07-24 21:00 | 7 | 20 | 3 | 1 | 0 | 0 | 1.0771 | 2.1542 | 0 | 16.5561 | 6.9461 | 17.0341 | 17.0341 | 35.6649 | 0 | 0 | 35.6649 | 0 | 0 | 0 | 0 | 0.42374 | 2.1542 | 0.38984 | 0 | 29.2106 | 6.4543 | 0 | 0 | 0 | 0 | 0 | 0
2018-07-24 22:00 | 7 | 21 | 3 | 1 | 0 | 0 | 0.77824 | 1.5565 | 0 | 16.5561 | 6.9461 | 17.0341 | 17.0341 | 25.7692 | 0 | 0 | 25.7692 | 0 | 0 | 0 | 0 | 0 | 1.5565 | 0 | 0 | 25.7692 | 0 | 0 | 0 | 0 | 0 | 0 | 0
2018-07-24 23:00 | 7 | 22 | 3 | 1 | 0 | 0 | 0.58445 | 1.1689 | 0 | 16.5561 | 6.9461 | 17.0341 | 17.0341 | 19.3524 | 0 | 0 | 19.3524 | 0 | 0 | 0 | 0 | 0 | 1.1689 | 0 | 0 | 19.3524 | 0 | 0 | 0 | 0 | 0 | 0 | 0
2018-07-25 | 7 | 23 | 3 | 1 | 0 | 0 | 0.49463 | 0.98925 | 0 | 16.5561 | 6.9461 | 17.0341 | 17.0341 | 16.3782 | 0 | 0 | 16.3782 | 0 | 0 | 0 | 0 | 0 | 0.98925 | 0 | 0 | 16.3782 | 0 | 0 | 0 | 0 | 0 | 0 | 0
2018-07-25 01:00 | 7 | 0 | 4 | 1 | 0 | 0 | 0.45605 | 0.91211 | 0 | 16.5561 | 6.9461 | 17.0341 | 17.0341 | 15.1009 | 0 | 0 | 15.1009 | 0 | 0 | 0 | 0 | 0 | 0.91211 | 0 | 0 | 15.1009 | 0 | 0 | 0 | 0 | 0 | 0 | 0
2018-07-25 02:00 | 7 | 1 | 4 | 1 | 0 | 0 | 0.44092 | 0.88184 | 0 | 16.5561 | 6.9461 | 17.0341 | 17.0341 | 14.5998 | 0 | 0 | 14.5998 | 0 | 0 | 0 | 0 | 0 | 0.88184 | 0 | 0 | 14.5998 | 0 | 0 | 0 | 0 | 0 | 0 | 0
2018-07-25 03:00 | 7 | 2 | 4 | 1 | 0 | 0 | 0.43636 | 0.87273 | 0 | 16.5561 | 6.9461 | 17.0341 | 17.0341 | 14.449 | 0 | 0 | 14.449 | 0 | 0 | 0 | 0 | 0 | 0.87273 | 0 | 0 | 14.449 | 0 | 0 | 0 | 0 | 0 | 0 | 0
2018-07-25 04:00 | 7 | 3 | 4 | 1 | 0 | 0 | 0.48331 | 0.96662 | 0 | 16.5561 | 6.9461 | 17.0341 | 17.0341 | 16.0034 | 0 | 0 | 16.0034 | 0 | 0 | 0 | 0 | 0 | 0.96662 | 0 | 0 | 16.0034 | 0 | 0 | 0 | 0 | 0 | 0 | 0
2018-07-25 05:00 | 7 | 4 | 4 | 1 | 0 | 0 | 0.57623 | 1.1525 | 0 | 16.5561 | 6.9461 | 17.0341 | 17.0341 | 19.0801 | 0 | 0 | 19.0801 | 0 | 0 | 0 | 0 | 0 | 1.1525 | 0 | 0 | 19.0801 | 0 | 0 | 0 | 0 | 0 | 0 | 0
2018-07-25 06:00 | 7 | 5 | 4 | 1 | 0 | 0.038806 | 0.67298 | 1.346 | 0.31045 | 16.5561 | 6.9461 | 17.0341 | 17.0341 | 22.2838 | 0.31045 | 0 | 17.144 | 5.1398 | 0 | 5.2883 | 0 | 0 | 1.0355 | 0 | 0 | 17.144 | 5.1398 | 0 | 5.2883 | 0 | 0 | 0.038806 | 0.046062
2018-07-25 07:00 | 7 | 6 | 4 | 1 | 0 | 0.18214 | 0.81759 | 1.6352 | 1.4571 | 16.5561 | 6.9461 | 17.0341 | 17.0341 | 27.0723 | 1.4571 | 0 | 2.9484 | 24.1239 | 0 | 24.8205 | 0 | 0 | 0.17809 | 0 | 0 | 2.9484 | 24.1239 | 0 | 24.8205 | 0 | 0 | 0.18214 | 0.2008
2018-07-25 08:00 | 7 | 7 | 4 | 1 | 0 | 0.3489 | 0.89511 | 1.7902 | 2.7912 | 16.5561 | 6.9461 | 17.0341 | 17.0341 | 29.639 | 1.7902 | 1.001 | 0 | 29.639 | 6.9531 | 47.5462 | 1.001 | 1.001 | 0 | 0 | 0 | 0 | 29.639 | 0 | 47.5462 | 1.001 | 0 | 0.3489 | 0.38383
2018-07-25 09:00 | 7 | 8 | 4 | 1 | 0 | 0.44973 | 1.0069 | 2.0137 | 3.5978 | 16.5561 | 6.9461 | 17.0341 | 17.0341 | 33.3394 | 2.0137 | 1.5841 | 0 | 33.3394 | 11.0032 | 61.2857 | 1.5841 | 2.5851 | 0 | 0 | 0 | 0 | 33.3394 | 0 | 61.2857 | 1.5841 | 0 | 0.44973 | 0.41872
2018-07-25 10:00 | 7 | 9 | 4 | 1 | 0 | 0.33786 | 1.0935 | 2.187 | 2.7029 | 16.5561 | 6.9461 | 17.0341 | 17.0341 | 36.2075 | 2.187 | 0.51595 | 0 | 36.2075 | 3.5838 | 46.0418 | 0.51595 | 3.101 | 0 | 0 | 0 | 0 | 36.2075 | 0 | 46.0418 | 0.51595 | 0 | 0.33786 | 0.23831
2018-07-25 11:00 | 7 | 10 | 4 | 1 | 0 | 0.63903 | 1.2244 | 2.4489 | 5.1122 | 16.5561 | 6.9461 | 17.0341 | 17.0341 | 40.5436 | 2.4489 | 2.6634 | 0 | 40.5436 | 18.4999 | 87.0824 | 2.6634 | 5.7644 | 0 | 0 | 0 | 0 | 40.5436 | 0 | 87.0824 | 2.6634 | 0 | 0.63903 | 0.58976
2018-07-25 12:00 | 7 | 11 | 4 | 1 | 1 | 0.51168 | 1.2965 | 2.593 | 4.0934 | 27.8293 | 18.2193 | 17.0341 | 17.0341 | 72.1628 | 2.593 | 1.5004 | 0 | 72.1628 | 27.3358 | 69.728 | 1.5004 | 7.2648 | 0 | 0 | 0 | 0 | 72.1628 | 0 | 69.728 | 1.5004 | 0 | 0.51168 | 0.58614
2018-07-25 13:00 | 7 | 12 | 4 | 1 | 1 | 0.49469 | 1.3186 | 2.6372 | 3.9575 | 27.8293 | 18.2193 | 17.0341 | 17.0341 | 73.3901 | 2.6372 | 1.3204 | 0 | 73.3901 | 24.0567 | 67.4134 | 1.3204 | 8.5852 | 0 | 0 | 0 | 0 | 73.3901 | 0 | 67.4134 | 1.3204 | 0 | 0.49469 | 0.6581
2018-07-25 14:00 | 7 | 13 | 4 | 1 | 1 | 0.59509 | 1.3785 | 2.757 | 4.7607 | 27.8293 | 18.2193 | 17.0341 | 17.0341 | 76.7246 | 2.757 | 2.0037 | 0 | 76.7246 | 36.5068 | 81.0947 | 2.0037 | 10.5889 | 0 | 0 | 0 | 0 | 76.7246 | 0 | 81.0947 | 2.0037 | 0 | 0.59509 | 0.65323
2018-07-25 15:00 | 7 | 14 | 4 | 1 | 1 | 0.50926 | 1.5529 | 3.1059 | 4.0741 | 27.8293 | 18.2193 | 17.0341 | 17.0341 | 86.4343 | 3.1059 | 0.96822 | 0 | 86.4343 | 17.6402 | 69.3986 | 0.96822 | 11.5571 | 0 | 0 | 0 | 0 | 86.4343 | 0 | 69.3986 | 0.96822 | 0 | 0.50926 | 0.50241
2018-07-25 16:00 | 7 | 15 | 4 | 1 | 1 | 0.39016 | 1.6157 | 3.2314 | 3.1212 | 27.8293 | 18.2193 | 17.0341 | 17.0341 | 89.9289 | 3.1212 | 0 | 3.0667 | 86.8622 | 0 | 53.1678 | 0 | 11.5571 | 0.1102 | 0.1102 | 0 | 0 | 89.9289 | 0 | 53.1678 | 0 | 0 | 0.39016 | 0.33101
2018-07-25 17:00 | 7 | 16 | 4 | 1 | 1 | 0.20753 | 1.6347 | 3.2693 | 1.6602 | 27.8293 | 18.2193 | 17.0341 | 17.0341 | 90.9828 | 1.6602 | 0 | 44.7799 | 46.2029 | 0 | 28.2805 | 0 | 11.4373 | 1.6091 | 1.6091 | 0 | 0 | 90.9828 | 0 | 28.2805 | 0 | 0 | 0.20753 | 0.21093
2018-07-25 18:00 | 7 | 17 | 4 | 1 | 1 | 0.081798 | 1.5669 | 3.1339 | 0.65439 | 27.8293 | 18.2193 | 17.0341 | 17.0341 | 87.2137 | 0.65439 | 0 | 69.0026 | 18.2111 | 0 | 11.1469 | 0 | 9.6883 | 2.4795 | 2.4795 | 0 | 0 | 87.2137 | 0 | 11.1469 | 0 | 0 | 0.081798 | 0.092316
2018-07-25 19:00 | 7 | 18 | 4 | 1 | 1 | 0.0073393 | 1.538 | 3.0761 | 0.058714 | 27.8293 | 18.2193 | 17.0341 | 17.0341 | 85.6046 | 0.058714 | 0 | 83.9706 | 1.634 | 0 | 1.0002 | 0 | 6.9932 | 3.0173 | 3.0173 | 0 | 0 | 85.6046 | 0 | 1.0002 | 0 | 0 | 0.0073393 | 0.009042
2018-07-25 20:00 | 7 | 19 | 4 | 1 | 0 | 0 | 1.3573 | 2.7146 | 0 | 16.5561 | 6.9461 | 17.0341 | 17.0341 | 44.9428 | 0 | 0 | 44.9428 | 0 | 0 | 0 | 0 | 3.7135 | 2.7146 | 2.7146 | 0 | 0 | 44.9428 | 0 | 0 | 0 | 0 | 0 | 0
2018-07-25 21:00 | 7 | 20 | 4 | 1 | 0 | 0 | 1.1184 | 2.2367 | 0 | 16.5561 | 6.9461 | 17.0341 | 17.0341 | 37.0314 | 0 | 0 | 37.0314 | 0 | 0 | 0 | 0 | 0.76287 | 2.2367 | 0.70184 | 0 | 25.4117 | 11.6197 | 0 | 0 | 0 | 0 | 0 | 0
2018-07-25 22:00 | 7 | 21 | 4 | 1 | 0 | 0 | 0.82033 | 1.6407 | 0 | 16.5561 | 6.9461 | 17.0341 | 17.0341 | 27.1629 | 0 | 0 | 27.1629 | 0 | 0 | 0 | 0 | 0 | 1.6407 | 0 | 0 | 27.1629 | 0 | 0 | 0 | 0 | 0 | 0 | 0
2018-07-25 23:00 | 7 | 22 | 4 | 1 | 0 | 0 | 0.69323 | 1.3865 | 0 | 16.5561 | 6.9461 | 17.0341 | 17.0341 | 22.9543 | 0 | 0 | 22.9543 | 0 | 0 | 0 | 0 | 0 | 1.3865 | 0 | 0 | 22.9543 | 0 | 0 | 0 | 0 | 0 | 0 | 0
2018-07-26 | 7 | 23 | 4 | 1 | 0 | 0 | 0.59968 | 1.1994 | 0 | 16.5561 | 6.9461 | 17.0341 | 17.0341 | 19.8567 | 0 | 0 | 19.8567 | 0 | 0 | 0 | 0 | 0 | 1.1994 | 0 | 0 | 19.8567 | 0 | 0 | 0 | 0 | 0 | 0 | 0
2018-07-26 01:00 | 7 | 0 | 5 | 1 | 0 | 0 | 0.56272 | 1.1254 | 0 | 16.5561 | 6.9461 | 17.0341 | 17.0341 | 18.6328 | 0 | 0 | 18.6328 | 0 | 0 | 0 | 0 | 0 | 1.1254 | 0 | 0 | 18.6328 | 0 | 0 | 0 | 0 | 0 | 0 | 0
2018-07-26 02:00 | 7 | 1 | 5 | 1 | 0 | 0 | 0.49286 | 0.98572 | 0 | 16.5561 | 6.9461 | 17.0341 | 17.0341 | 16.3196 | 0 | 0 | 16.3196 | 0 | 0 | 0 | 0 | 0 | 0.98572 | 0 | 0 | 16.3196 | 0 | 0 | 0 | 0 | 0 | 0 | 0
2018-07-26 03:00 | 7 | 2 | 5 | 1 | 0 | 0 | 0.50281 | 1.0056 | 0 | 16.5561 | 6.9461 | 17.0341 | 17.0341 | 16.6491 | 0 | 0 | 16.6491 | 0 | 0 | 0 | 0 | 0 | 1.0056 | 0 | 0 | 16.6491 | 0 | 0 | 0 | 0 | 0 | 0 | 0
2018-07-26 04:00 | 7 | 3 | 5 | 1 | 0 | 0 | 0.52134 | 1.0427 | 0 | 16.5561 | 6.9461 | 17.0341 | 17.0341 | 17.2627 | 0 | 0 | 17.2627 | 0 | 0 | 0 | 0 | 0 | 1.0427 | 0 | 0 | 17.2627 | 0 | 0 | 0 | 0 | 0 | 0 | 0
2018-07-26 05:00 | 7 | 4 | 5 | 1 | 0 | 0 | 0.60621 | 1.2124 | 0 | 16.5561 | 6.9461 | 17.0341 | 17.0341 | 20.0729 | 0 | 0 | 20.0729 | 0 | 0 | 0 | 0 | 0 | 1.2124 | 0 | 0 | 20.0729 | 0 | 0 | 0 | 0 | 0 | 0 | 0
2018-07-26 06:00 | 7 | 5 | 5 | 1 | 0 | 0.035593 | 0.74281 | 1.4856 | 0.28474 | 16.5561 | 6.9461 | 17.0341 | 17.0341 | 24.596 | 0.28474 | 0 | 19.8818 | 4.7142 | 0 | 4.8504 | 0 | 0 | 1.2009 | 0 | 0 | 19.8818 | 4.7142 | 0 | 4.8504 | 0 | 0 | 0.035593 | 0.041345